Industrial | Ind ¦ Dairy Pre-Cooler | 2033 | SC B | MW | After Competition Groups | 0.2484 | 0 | 0 | 466.5686 | 0.00053241 | 29 | Industrial_2033_SC B_MW_After Competition Groups_29 | Dairy Pre-Cooler | 0.05324% | 0 | 0.2484 | Industrial_2033_SC B_MW_After Competition Groups_Dairy Pre-Cooler
Industrial | Ind ¦ Efficient Refrigeration Compressor | 2033 | SC B | MW | After Competition Groups | 0.11122 | 0 | 0 | 466.5686 | 0.00023838 | 30 | Industrial_2033_SC B_MW_After Competition Groups_30 | Efficient Refrigeration Compressor | 0.02384% | 0 | 0.11122 | Industrial_2033_SC B_MW_After Competition Groups_Efficient Refrigeration Compressor
Industrial | Ind ¦ Heat Lamps/Heat Pad | 2033 | SC B | MW | After Competition Groups | 0.048936 | 0 | 0 | 466.5686 | 0.00010489 | 31 | Industrial_2033_SC B_MW_After Competition Groups_31 | Heat Lamps/Heat Pad | 0.01049% | 0 | 0.048936 | Industrial_2033_SC B_MW_After Competition Groups_Heat Lamps/Heat Pad
Industrial | Ind ¦ Pump System Optimization | 2033 | SC C | MW | After Competition Groups | 62.6526 | 0 | 0 | 334.8631 | 0.1871 | 1 | Industrial_2033_SC C_MW_After Competition Groups_1 | Pump System Optimization | 18.71% | 0 | 62.6526 | Industrial_2033_SC C_MW_After Competition Groups_Pump System Optimization
Industrial | Ind ¦ Air Compressor Optimization | 2033 | SC C | MW | After Competition Groups | 45.7309 | 0 | 0 | 334.8631 | 0.13657 | 2 | Industrial_2033_SC C_MW_After Competition Groups_2 | Air Compressor Optimization | 13.66% | 0 | 45.7309 | Industrial_2033_SC C_MW_After Competition Groups_Air Compressor Optimization
Industrial | Ind ¦ Air Leak Survey and Repair | 2033 | SC C | MW | After Competition Groups | 36.1119 | 0 | 0 | 334.8631 | 0.10784 | 3 | Industrial_2033_SC C_MW_After Competition Groups_3 | Air Leak Survey and Repair | 10.78% | 0 | 36.1119 | Industrial_2033_SC C_MW_After Competition Groups_Air Leak Survey and Repair
Industrial | Ind ¦ Pump Equipment Upgrade | 2033 | SC C | MW | After Competition Groups | 28.3701 | 0 | 0 | 334.8631 | 0.084722 | 4 | Industrial_2033_SC C_MW_After Competition Groups_4 | Pump Equipment Upgrade | 8.472% | 0 | 28.3701 | Industrial_2033_SC C_MW_After Competition Groups_Pump Equipment Upgrade
Industrial | Ind ¦ Recommissioning | 2033 | SC C | MW | After Competition Groups | 25.5724 | 0 | 0 | 334.8631 | 0.076367 | 5 | Industrial_2033_SC C_MW_After Competition Groups_5 | Recommissioning | 7.637% | 0 | 25.5724 | Industrial_2033_SC C_MW_After Competition Groups_Recommissioning
Industrial | Ind ¦ SEM | 2033 | SC C | MW | After Competition Groups | 25.5724 | 0 | 0 | 334.8631 | 0.076367 | 6 | Industrial_2033_SC C_MW_After Competition Groups_6 | SEM | 7.637% | 0 | 25.5724 | Industrial_2033_SC C_MW_After Competition Groups_SEM
Industrial | Ind ¦ Efficient Compressed Air Nozzles | 2033 | SC C | MW | After Competition Groups | 20.9289 | 0 | 0 | 334.8631 | 0.0625 | 7 | Industrial_2033_SC C_MW_After Competition Groups_7 | Efficient Compressed Air Nozzles | 6.25% | 0 | 20.9289 | Industrial_2033_SC C_MW_After Competition Groups_Efficient Compressed Air Nozzles
Industrial | Ind ¦ Fan System Optimization | 2033 | SC C | MW | After Competition Groups | 16.387 | 0 | 0 | 334.8631 | 0.048936 | 8 | Industrial_2033_SC C_MW_After Competition Groups_8 | Fan System Optimization | 4.894% | 0 | 16.387 | Industrial_2033_SC C_MW_After Competition Groups_Fan System Optimization
Industrial | Ind ¦ High Efficiency HVAC Fans | 2033 | SC C | MW | After Competition Groups | 14.294 | 0 | 0 | 334.8631 | 0.042686 | 9 | Industrial_2033_SC C_MW_After Competition Groups_9 | High Efficiency HVAC Fans | 4.269% | 0 | 14.294 | Industrial_2033_SC C_MW_After Competition Groups_High Efficiency HVAC Fans
Industrial | Ind ¦ Greenhouse Grow Lights | 2033 | SC C | MW | After Competition Groups | 10.8847 | 0 | 0 | 334.8631 | 0.032505 | 10 | Industrial_2033_SC C_MW_After Competition Groups_10 | Greenhouse Grow Lights | 3.251% | 0 | 10.8847 | Industrial_2033_SC C_MW_After Competition Groups_Greenhouse Grow Lights
Industrial | Ind ¦ HE Lighting | 2033 | SC C | MW | After Competition Groups | 9.3816 | 0 | 0 | 334.8631 | 0.028016 | 11 | Industrial_2033_SC C_MW_After Competition Groups_11 | HE Lighting | 2.802% | 0 | 9.3816 | Industrial_2033_SC C_MW_After Competition Groups_HE Lighting
Industrial | Ind ¦ Improved Controls - Process Cooling | 2033 | SC C | MW | After Competition Groups | 6.9239 | 0 | 0 | 334.8631 | 0.020677 | 12 | Industrial_2033_SC C_MW_After Competition Groups_12 | Improved Controls - Process Cooling | 2.068% | 0 | 6.9239 | Industrial_2033_SC C_MW_After Competition Groups_Improved Controls - Process Cooling
Industrial | Ind ¦ Process Optimization (Elec) | 2033 | SC C | MW | After Competition Groups | 4.6947 | 0 | 0 | 334.8631 | 0.01402 | 13 | Industrial_2033_SC C_MW_After Competition Groups_13 | Process Optimization (Elec) | 1.402% | 0 | 4.6947 | Industrial_2033_SC C_MW_After Competition Groups_Process Optimization (Elec)
Industrial | Ind ¦ Material Handling Improvements | 2033 | SC C | MW | After Competition Groups | 4.5461 | 0 | 0 | 334.8631 | 0.013576 | 14 | Industrial_2033_SC C_MW_After Competition Groups_14 | Material Handling Improvements | 1.358% | 0 | 4.5461 | Industrial_2033_SC C_MW_After Competition Groups_Material Handling Improvements
Industrial | Ind ¦ Cooling Tower Optimization | 2033 | SC C | MW | After Competition Groups | 3.7256 | 0 | 0 | 334.8631 | 0.011126 | 15 | Industrial_2033_SC C_MW_After Competition Groups_15 | Cooling Tower Optimization | 1.113% | 0 | 3.7256 | Industrial_2033_SC C_MW_After Competition Groups_Cooling Tower Optimization
Industrial | Ind ¦ Pulp and Paper Process Improvements | 2033 | SC C | MW | After Competition Groups | 3.5611 | 0 | 0 | 334.8631 | 0.010634 | 16 | Industrial_2033_SC C_MW_After Competition Groups_16 | Pulp and Paper Process Improvements | 1.063% | 0 | 3.5611 | Industrial_2033_SC C_MW_After Competition Groups_Pulp and Paper Process Improvements
Industrial | Ind ¦ Ventilation Optimization | 2033 | SC C | MW | After Competition Groups | 3.0859 | 0 | 0 | 334.8631 | 0.0092155 | 17 | Industrial_2033_SC C_MW_After Competition Groups_17 | Ventilation Optimization | 0.9216% | 0 | 3.0859 | Industrial_2033_SC C_MW_After Competition Groups_Ventilation Optimization
Industrial | Ind ¦ Refiner Plate Improvements | 2033 | SC C | MW | After Competition Groups | 2.3817 | 0 | 0 | 334.8631 | 0.0071126 | 18 | Industrial_2033_SC C_MW_After Competition Groups_18 | Refiner Plate Improvements | 0.7113% | 0 | 2.3817 | Industrial_2033_SC C_MW_After Competition Groups_Refiner Plate Improvements
Industrial | Ind ¦ Free Cooling | 2033 | SC C | MW | After Competition Groups | 1.9079 | 0 | 0 | 334.8631 | 0.0056976 | 19 | Industrial_2033_SC C_MW_After Competition Groups_19 | Free Cooling | 0.5698% | 0 | 1.9079 | Industrial_2033_SC C_MW_After Competition Groups_Free Cooling
Industrial | Ind ¦ VAV Conversion Project | 2033 | SC C | MW | After Competition Groups | 1.5846 | 0 | 0 | 334.8631 | 0.0047322 | 20 | Industrial_2033_SC C_MW_After Competition Groups_20 | VAV Conversion Project | 0.4732% | 0 | 1.5846 | Industrial_2033_SC C_MW_After Competition Groups_VAV Conversion Project
Industrial | Ind ¦ High Efficiency Battery Charger | 2033 | SC C | MW | After Competition Groups | 1.3386 | 0 | 0 | 334.8631 | 0.0039975 | 21 | Industrial_2033_SC C_MW_After Competition Groups_21 | High Efficiency Battery Charger | 0.3997% | 0 | 1.3386 | Industrial_2033_SC C_MW_After Competition Groups_High Efficiency Battery Charger
Industrial | Ind ¦ Process Heat Recovery | 2033 | SC C | MW | After Competition Groups | 1.3019 | 0 | 0 | 334.8631 | 0.0038877 | 22 | Industrial_2033_SC C_MW_After Competition Groups_22 | Process Heat Recovery | 0.3888% | 0 | 1.3019 | Industrial_2033_SC C_MW_After Competition Groups_Process Heat Recovery
Industrial | Ind ¦ Process Improvements | 2033 | SC C | MW | After Competition Groups | 1.0225 | 0 | 0 | 334.8631 | 0.0030536 | 23 | Industrial_2033_SC C_MW_After Competition Groups_23 | Process Improvements | 0.3054% | 0 | 1.0225 | Industrial_2033_SC C_MW_After Competition Groups_Process Improvements
Industrial | Ind ¦ Refrigeration Compressor VFD | 2033 | SC C | MW | After Competition Groups | 0.85583 | 0 | 0 | 334.8631 | 0.0025557 | 24 | Industrial_2033_SC C_MW_After Competition Groups_24 | Refrigeration Compressor VFD | 0.2556% | 0 | 0.85583 | Industrial_2033_SC C_MW_After Competition Groups_Refrigeration Compressor VFD
Industrial | Ind ¦ Improved Controls - Process Heating | 2033 | SC C | MW | After Competition Groups | 0.65209 | 0 | 0 | 334.8631 | 0.0019473 | 25 | Industrial_2033_SC C_MW_After Competition Groups_25 | Improved Controls - Process Heating | 0.1947% | 0 | 0.65209 | Industrial_2033_SC C_MW_After Competition Groups_Improved Controls - Process Heating
Industrial | Ind ¦ Efficient Irrigation | 2033 | SC C | MW | After Competition Groups | 0.50217 | 0 | 0 | 334.8631 | 0.0014996 | 26 | Industrial_2033_SC C_MW_After Competition Groups_26 | Efficient Irrigation | 0.15% | 0 | 0.50217 | Industrial_2033_SC C_MW_After Competition Groups_Efficient Irrigation
Industrial | Ind ¦ Engine Block Heater Timer | 2033 | SC C | MW | After Competition Groups | 0.3847 | 0 | 0 | 334.8631 | 0.0011488 | 27 | Industrial_2033_SC C_MW_After Competition Groups_27 | Engine Block Heater Timer | 0.1149% | 0 | 0.3847 | Industrial_2033_SC C_MW_After Competition Groups_Engine Block Heater Timer
Industrial | Ind ¦ Dairy Pre-Cooler | 2033 | SC C | MW | After Competition Groups | 0.20284 | 0 | 0 | 334.8631 | 0.00060573 | 28 | Industrial_2033_SC C_MW_After Competition Groups_28 | Dairy Pre-Cooler | 0.06057% | 0 | 0.20284 | Industrial_2033_SC C_MW_After Competition Groups_Dairy Pre-Cooler
Industrial | Ind ¦ Air Compressor Heat Recovery | 2033 | SC C | MW | After Competition Groups | 0.17465 | 0 | 0 | 334.8631 | 0.00052156 | 29 | Industrial_2033_SC C_MW_After Competition Groups_29 | Air Compressor Heat Recovery | 0.05216% | 0 | 0.17465 | Industrial_2033_SC C_MW_After Competition Groups_Air Compressor Heat Recovery
Industrial | Ind ¦ Efficient Refrigeration Compressor | 2033 | SC C | MW | After Competition Groups | 0.086639 | 0 | 0 | 334.8631 | 0.00025873 | 30 | Industrial_2033_SC C_MW_After Competition Groups_30 | Efficient Refrigeration Compressor | 0.02587% | 0 | 0.086639 | Industrial_2033_SC C_MW_After Competition Groups_Efficient Refrigeration Compressor
Industrial | Ind ¦ Heat Lamps/Heat Pad | 2033 | SC C | MW | After Competition Groups | 0.042885 | 0 | 0 | 334.8631 | 0.00012807 | 31 | Industrial_2033_SC C_MW_After Competition Groups_31 | Heat Lamps/Heat Pad | 0.01281% | 0 | 0.042885 | Industrial_2033_SC C_MW_After Competition Groups_Heat Lamps/Heat Pad
Industrial | Ind ¦ Air Compressor Optimization | 2033 | SC D | MW | After Competition Groups | 45.7309 | 935465.1266 | 0.93547 | 271.3771 | 0.16851 | 1 | Industrial_2033_SC D_MW_After Competition Groups_1 | Air Compressor Optimization | 16.85% | 0.93547 | 45.7309 | Industrial_2033_SC D_MW_After Competition Groups_Air Compressor Optimization
Industrial | Ind ¦ Air Leak Survey and Repair | 2033 | SC D | MW | After Competition Groups | 36.0475 | 509527.7265 | 0.50953 | 271.3771 | 0.13283 | 2 | Industrial_2033_SC D_MW_After Competition Groups_2 | Air Leak Survey and Repair | 13.28% | 0.50953 | 36.0475 | Industrial_2033_SC D_MW_After Competition Groups_Air Leak Survey and Repair
Industrial | Ind ¦ Pump System Optimization | 2033 | SC D | MW | After Competition Groups | 35.4415 | 2662848.3922 | 2.6628 | 271.3771 | 0.1306 | 3 | Industrial_2033_SC D_MW_After Competition Groups_3 | Pump System Optimization | 13.06% | 2.6628 | 35.4415 | Industrial_2033_SC D_MW_After Competition Groups_Pump System Optimization
Industrial | Ind ¦ SEM | 2033 | SC D | MW | After Competition Groups | 25.5724 | 2452532.6852 | 2.4525 | 271.3771 | 0.094232 | 4 | Industrial_2033_SC D_MW_After Competition Groups_4 | SEM | 9.423% | 2.4525 | 25.5724 | Industrial_2033_SC D_MW_After Competition Groups_SEM
Industrial | Ind ¦ Recommissioning | 2033 | SC D | MW | After Competition Groups | 24.6978 | 1568829.6469 | 1.5688 | 271.3771 | 0.091009 | 5 | Industrial_2033_SC D_MW_After Competition Groups_5 | Recommissioning | 9.101% | 1.5688 | 24.6978 | Industrial_2033_SC D_MW_After Competition Groups_Recommissioning
Industrial | Ind ¦ Efficient Compressed Air Nozzles | 2033 | SC D | MW | After Competition Groups | 20.9289 | 492255.2797 | 0.49226 | 271.3771 | 0.077121 | 6 | Industrial_2033_SC D_MW_After Competition Groups_6 | Efficient Compressed Air Nozzles | 7.712% | 0.49226 | 20.9289 | Industrial_2033_SC D_MW_After Competition Groups_Efficient Compressed Air Nozzles
Industrial | Ind ¦ Fan System Optimization | 2033 | SC D | MW | After Competition Groups | 16.387 | 768236.7737 | 0.76824 | 271.3771 | 0.060385 | 7 | Industrial_2033_SC D_MW_After Competition Groups_7 | Fan System Optimization | 6.038% | 0.76824 | 16.387 | Industrial_2033_SC D_MW_After Competition Groups_Fan System Optimization
Industrial | Ind ¦ Pump Equipment Upgrade | 2033 | SC D | MW | After Competition Groups | 15.3984 | 1282194.8444 | 1.2822 | 271.3771 | 0.056742 | 8 | Industrial_2033_SC D_MW_After Competition Groups_8 | Pump Equipment Upgrade | 5.674% | 1.2822 | 15.3984 | Industrial_2033_SC D_MW_After Competition Groups_Pump Equipment Upgrade
Industrial | Ind ¦ High Efficiency HVAC Fans | 2033 | SC D | MW | After Competition Groups | 13.5393 | 1549048.3593 | 1.549 | 271.3771 | 0.049891 | 9 | Industrial_2033_SC D_MW_After Competition Groups_9 | High Efficiency HVAC Fans | 4.989% | 1.549 | 13.5393 | Industrial_2033_SC D_MW_After Competition Groups_High Efficiency HVAC Fans
Industrial | Ind ¦ Improved Controls - Process Cooling | 2033 | SC D | MW | After Competition Groups | 6.9239 | 242316.1568 | 0.24232 | 271.3771 | 0.025514 | 10 | Industrial_2033_SC D_MW_After Competition Groups_10 | Improved Controls - Process Cooling | 2.551% | 0.24232 | 6.9239 | Industrial_2033_SC D_MW_After Competition Groups_Improved Controls - Process Cooling
Industrial | Ind ¦ Greenhouse Grow Lights | 2033 | SC D | MW | After Competition Groups | 5.726 | 591120.4044 | 0.59112 | 271.3771 | 0.0211 | 11 | Industrial_2033_SC D_MW_After Competition Groups_11 | Greenhouse Grow Lights | 2.11% | 0.59112 | 5.726 | Industrial_2033_SC D_MW_After Competition Groups_Greenhouse Grow Lights
Industrial | Ind ¦ Process Optimization (Elec) | 2033 | SC D | MW | After Competition Groups | 4.6947 | 328670.226 | 0.32867 | 271.3771 | 0.0173 | 12 | Industrial_2033_SC D_MW_After Competition Groups_12 | Process Optimization (Elec) | 1.73% | 0.32867 | 4.6947 | Industrial_2033_SC D_MW_After Competition Groups_Process Optimization (Elec)
Industrial | Ind ¦ Material Handling Improvements | 2033 | SC D | MW | After Competition Groups | 4.5461 | 163646.7418 | 0.16365 | 271.3771 | 0.016752 | 13 | Industrial_2033_SC D_MW_After Competition Groups_13 | Material Handling Improvements | 1.675% | 0.16365 | 4.5461 | Industrial_2033_SC D_MW_After Competition Groups_Material Handling Improvements
Industrial | Ind ¦ Cooling Tower Optimization | 2033 | SC D | MW | After Competition Groups | 3.5612 | 185748.0311 | 0.18575 | 271.3771 | 0.013123 | 14 | Industrial_2033_SC D_MW_After Competition Groups_14 | Cooling Tower Optimization | 1.312% | 0.18575 | 3.5612 | Industrial_2033_SC D_MW_After Competition Groups_Cooling Tower Optimization
Industrial | Ind ¦ Ventilation Optimization | 2033 | SC D | MW | After Competition Groups | 2.7266 | 241734.9112 | 0.24173 | 271.3771 | 0.010047 | 15 | Industrial_2033_SC D_MW_After Competition Groups_15 | Ventilation Optimization | 1.005% | 0.24173 | 2.7266 | Industrial_2033_SC D_MW_After Competition Groups_Ventilation Optimization
Industrial | Ind ¦ Refiner Plate Improvements | 2033 | SC D | MW | After Competition Groups | 2.3817 | 195656.2216 | 0.19566 | 271.3771 | 0.0087765 | 16 | Industrial_2033_SC D_MW_After Competition Groups_16 | Refiner Plate Improvements | 0.8776% | 0.19566 | 2.3817 | Industrial_2033_SC D_MW_After Competition Groups_Refiner Plate Improvements
Industrial | Ind ¦ VAV Conversion Project | 2033 | SC D | MW | After Competition Groups | 1.0686 | 188017.4251 | 0.18802 | 271.3771 | 0.0039379 | 17 | Industrial_2033_SC D_MW_After Competition Groups_17 | VAV Conversion Project | 0.3938% | 0.18802 | 1.0686 | Industrial_2033_SC D_MW_After Competition Groups_VAV Conversion Project
Industrial | Ind ¦ HE Lighting | 2033 | SC D | MW | After Competition Groups | 1.0523 | 234504.2326 | 0.2345 | 271.3771 | 0.0038775 | 18 | Industrial_2033_SC D_MW_After Competition Groups_18 | HE Lighting | 0.3877% | 0.2345 | 1.0523 | Industrial_2033_SC D_MW_After Competition Groups_HE Lighting
Industrial | Ind ¦ Process Heat Recovery | 2033 | SC D | MW | After Competition Groups | 0.97724 | 146714.6275 | 0.14671 | 271.3771 | 0.003601 | 19 | Industrial_2033_SC D_MW_After Competition Groups_19 | Process Heat Recovery | 0.3601% | 0.14671 | 0.97724 | Industrial_2033_SC D_MW_After Competition Groups_Process Heat Recovery
Industrial | Ind ¦ Process Improvements | 2033 | SC D | MW | After Competition Groups | 0.89436 | 57555.8936 | 0.057556 | 271.3771 | 0.0032956 | 20 | Industrial_2033_SC D_MW_After Competition Groups_20 | Process Improvements | 0.3296% | 0.057556 | 0.89436 | Industrial_2033_SC D_MW_After Competition Groups_Process Improvements
Industrial | Ind ¦ High Efficiency Battery Charger | 2033 | SC D | MW | After Competition Groups | 0.59655 | 85102.5159 | 0.085103 | 271.3771 | 0.0021982 | 21 | Industrial_2033_SC D_MW_After Competition Groups_21 | High Efficiency Battery Charger | 0.2198% | 0.085103 | 0.59655 | Industrial_2033_SC D_MW_After Competition Groups_High Efficiency Battery Charger
Industrial | Ind ¦ Improved Controls - Process Heating | 2033 | SC D | MW | After Competition Groups | 0.58255 | 66085.3706 | 0.066085 | 271.3771 | 0.0021467 | 22 | Industrial_2033_SC D_MW_After Competition Groups_22 | Improved Controls - Process Heating | 0.2147% | 0.066085 | 0.58255 | Industrial_2033_SC D_MW_After Competition Groups_Improved Controls - Process Heating
Industrial | Ind ¦ Refrigeration Compressor VFD | 2033 | SC D | MW | After Competition Groups | 0.4033 | 30813.1815 | 0.030813 | 271.3771 | 0.0014861 | 23 | Industrial_2033_SC D_MW_After Competition Groups_23 | Refrigeration Compressor VFD | 0.1486% | 0.030813 | 0.4033 | Industrial_2033_SC D_MW_After Competition Groups_Refrigeration Compressor VFD
Industrial | Ind ¦ Engine Block Heater Timer | 2033 | SC D | MW | After Competition Groups | 0.36453 | 23271.4508 | 0.023271 | 271.3771 | 0.0013432 | 24 | Industrial_2033_SC D_MW_After Competition Groups_24 | Engine Block Heater Timer | 0.1343% | 0.023271 | 0.36453 | Industrial_2033_SC D_MW_After Competition Groups_Engine Block Heater Timer
Industrial | Ind ¦ Pulp and Paper Process Improvements | 2033 | SC D | MW | After Competition Groups | 0.35888 | 43180.2342 | 0.04318 | 271.3771 | 0.0013224 | 25 | Industrial_2033_SC D_MW_After Competition Groups_25 | Pulp and Paper Process Improvements | 0.1322% | 0.04318 | 0.35888 | Industrial_2033_SC D_MW_After Competition Groups_Pulp and Paper Process Improvements
Industrial | Ind ¦ Free Cooling | 2033 | SC D | MW | After Competition Groups | 0.21191 | 26433.6354 | 0.026434 | 271.3771 | 0.00078087 | 26 | Industrial_2033_SC D_MW_After Competition Groups_26 | Free Cooling | 0.07809% | 0.026434 | 0.21191 | Industrial_2033_SC D_MW_After Competition Groups_Free Cooling
Industrial | Ind ¦ Efficient Irrigation | 2033 | SC D | MW | After Competition Groups | 0.19053 | 43249.2767 | 0.043249 | 271.3771 | 0.0007021 | 27 | Industrial_2033_SC D_MW_After Competition Groups_27 | Efficient Irrigation | 0.07021% | 0.043249 | 0.19053 | Industrial_2033_SC D_MW_After Competition Groups_Efficient Irrigation
Industrial | Ind ¦ Air Compressor Heat Recovery | 2033 | SC D | MW | After Competition Groups | 0.15852 | 23082.0985 | 0.023082 | 271.3771 | 0.00058413 | 28 | Industrial_2033_SC D_MW_After Competition Groups_28 | Air Compressor Heat Recovery | 0.05841% | 0.023082 | 0.15852 | Industrial_2033_SC D_MW_After Competition Groups_Air Compressor Heat Recovery
Industrial | Ind ¦ Dairy Pre-Cooler | 2033 | SC D | MW | After Competition Groups | 0.10293 | 8681.654 | 0.0086817 | 271.3771 | 0.00037929 | 29 | Industrial_2033_SC D_MW_After Competition Groups_29 | Dairy Pre-Cooler | 0.03793% | 0.0086817 | 0.10293 | Industrial_2033_SC D_MW_After Competition Groups_Dairy Pre-Cooler
Industrial | Ind ¦ Efficient Refrigeration Compressor | 2033 | SC D | MW | After Competition Groups | 0.085603 | 6428.8438 | 0.0064288 | 271.3771 | 0.00031544 | 30 | Industrial_2033_SC D_MW_After Competition Groups_30 | Efficient Refrigeration Compressor | 0.03154% | 0.0064288 | 0.085603 | Industrial_2033_SC D_MW_After Competition Groups_Efficient Refrigeration Compressor
Industrial | Ind ¦ Heat Lamps/Heat Pad | 2033 | SC D | MW | After Competition Groups | 0.025411 | 1488.3448 | 0.0014883 | 271.3771 | 9.3639e-05 | 31 | Industrial_2033_SC D_MW_After Competition Groups_31 | Heat Lamps/Heat Pad | 0.009364% | 0.0014883 | 0.025411 | Industrial_2033_SC D_MW_After Competition Groups_Heat Lamps/Heat Pad
Industrial | Ind ¦ Pump System Optimization | 2033 | Technical | MW | After Competition Groups | 95.7607 | 0 | 0 | 735.5343 | 0.13019 | 1 | Industrial_2033_Technical_MW_After Competition Groups_1 | Pump System Optimization | 13.02% | 0 | 95.7607 | Industrial_2033_Technical_MW_After Competition Groups_Pump System Optimization
Industrial | Ind ¦ HE Lighting | 2033 | Technical | MW | After Competition Groups | 89.3535 | 0 | 0 | 735.5343 | 0.12148 | 2 | Industrial_2033_Technical_MW_After Competition Groups_2 | HE Lighting | 12.15% | 0 | 89.3535 | Industrial_2033_Technical_MW_After Competition Groups_HE Lighting
Industrial | Ind ¦ Air Leak Survey and Repair | 2033 | Technical | MW | After Competition Groups | 74.0543 | 0 | 0 | 735.5343 | 0.10068 | 3 | Industrial_2033_Technical_MW_After Competition Groups_3 | Air Leak Survey and Repair | 10.07% | 0 | 74.0543 | Industrial_2033_Technical_MW_After Competition Groups_Air Leak Survey and Repair
Industrial | Ind ¦ Air Compressor Optimization | 2033 | Technical | MW | After Competition Groups | 57.0958 | 0 | 0 | 735.5343 | 0.077625 | 4 | Industrial_2033_Technical_MW_After Competition Groups_4 | Air Compressor Optimization | 7.762% | 0 | 57.0958 | Industrial_2033_Technical_MW_After Competition Groups_Air Compressor Optimization
Industrial | Ind ¦ Efficient Compressed Air Nozzles | 2033 | Technical | MW | After Competition Groups | 55.6987 | 0 | 0 | 735.5343 | 0.075726 | 5 | Industrial_2033_Technical_MW_After Competition Groups_5 | Efficient Compressed Air Nozzles | 7.573% | 0 | 55.6987 | Industrial_2033_Technical_MW_After Competition Groups_Efficient Compressed Air Nozzles
Industrial | Ind ¦ Recommissioning | 2033 | Technical | MW | After Competition Groups | 51.9511 | 0 | 0 | 735.5343 | 0.07063 | 6 | Industrial_2033_Technical_MW_After Competition Groups_6 | Recommissioning | 7.063% | 0 | 51.9511 | Industrial_2033_Technical_MW_After Competition Groups_Recommissioning
Industrial | Ind ¦ SEM | 2033 | Technical | MW | After Competition Groups | 51.9511 | 0 | 0 | 735.5343 | 0.07063 | 7 | Industrial_2033_Technical_MW_After Competition Groups_7 | SEM | 7.063% | 0 | 51.9511 | Industrial_2033_Technical_MW_After Competition Groups_SEM
Industrial | Ind ¦ Pump Equipment Upgrade | 2033 | Technical | MW | After Competition Groups | 42.7708 | 0 | 0 | 735.5343 | 0.058149 | 8 | Industrial_2033_Technical_MW_After Competition Groups_8 | Pump Equipment Upgrade | 5.815% | 0 | 42.7708 | Industrial_2033_Technical_MW_After Competition Groups_Pump Equipment Upgrade
Industrial | Ind ¦ High Efficiency HVAC Fans | 2033 | Technical | MW | After Competition Groups | 27.0059 | 0 | 0 | 735.5343 | 0.036716 | 9 | Industrial_2033_Technical_MW_After Competition Groups_9 | High Efficiency HVAC Fans | 3.672% | 0 | 27.0059 | Industrial_2033_Technical_MW_After Competition Groups_High Efficiency HVAC Fans
Industrial | Ind ¦ Greenhouse Grow Lights | 2033 | Technical | MW | After Competition Groups | 21.8675 | 0 | 0 | 735.5343 | 0.02973 | 10 | Industrial_2033_Technical_MW_After Competition Groups_10 | Greenhouse Grow Lights | 2.973% | 0 | 21.8675 | Industrial_2033_Technical_MW_After Competition Groups_Greenhouse Grow Lights
Industrial | Ind ¦ Process Optimization (Elec) | 2033 | Technical | MW | After Competition Groups | 21.0301 | 0 | 0 | 735.5343 | 0.028592 | 11 | Industrial_2033_Technical_MW_After Competition Groups_11 | Process Optimization (Elec) | 2.859% | 0 | 21.0301 | Industrial_2033_Technical_MW_After Competition Groups_Process Optimization (Elec)
Industrial | Ind ¦ Premium Efficient Motors | 2033 | Technical | MW | After Competition Groups | 20.8256 | 0 | 0 | 735.5343 | 0.028314 | 12 | Industrial_2033_Technical_MW_After Competition Groups_12 | Premium Efficient Motors | 2.831% | 0 | 20.8256 | Industrial_2033_Technical_MW_After Competition Groups_Premium Efficient Motors
Industrial | Ind ¦ Fan System Optimization | 2033 | Technical | MW | After Competition Groups | 19.5301 | 0 | 0 | 735.5343 | 0.026552 | 13 | Industrial_2033_Technical_MW_After Competition Groups_13 | Fan System Optimization | 2.655% | 0 | 19.5301 | Industrial_2033_Technical_MW_After Competition Groups_Fan System Optimization
Industrial | Ind ¦ Improved Controls - Process Cooling | 2033 | Technical | MW | After Competition Groups | 13.4816 | 0 | 0 | 735.5343 | 0.018329 | 14 | Industrial_2033_Technical_MW_After Competition Groups_14 | Improved Controls - Process Cooling | 1.833% | 0 | 13.4816 | Industrial_2033_Technical_MW_After Competition Groups_Improved Controls - Process Cooling
Industrial | Ind ¦ Ventilation Optimization | 2033 | Technical | MW | After Competition Groups | 10.3136 | 0 | 0 | 735.5343 | 0.014022 | 15 | Industrial_2033_Technical_MW_After Competition Groups_15 | Ventilation Optimization | 1.402% | 0 | 10.3136 | Industrial_2033_Technical_MW_After Competition Groups_Ventilation Optimization
Industrial | Ind ¦ HE HVAC Controls | 2033 | Technical | MW | After Competition Groups | 8.6396 | 0 | 0 | 735.5343 | 0.011746 | 16 | Industrial_2033_Technical_MW_After Competition Groups_16 | HE HVAC Controls | 1.175% | 0 | 8.6396 | Industrial_2033_Technical_MW_After Competition Groups_HE HVAC Controls
Industrial | Ind ¦ Material Handling Improvements | 2033 | Technical | MW | After Competition Groups | 8.1719 | 0 | 0 | 735.5343 | 0.01111 | 17 | Industrial_2033_Technical_MW_After Competition Groups_17 | Material Handling Improvements | 1.111% | 0 | 8.1719 | Industrial_2033_Technical_MW_After Competition Groups_Material Handling Improvements
Industrial | Ind ¦ Pulp and Paper Process Improvements | 2033 | Technical | MW | After Competition Groups | 7.9525 | 0 | 0 | 735.5343 | 0.010812 | 18 | Industrial_2033_Technical_MW_After Competition Groups_18 | Pulp and Paper Process Improvements | 1.081% | 0 | 7.9525 | Industrial_2033_Technical_MW_After Competition Groups_Pulp and Paper Process Improvements
Industrial | Ind ¦ Refiner Plate Improvements | 2033 | Technical | MW | After Competition Groups | 6.758 | 0 | 0 | 735.5343 | 0.0091879 | 19 | Industrial_2033_Technical_MW_After Competition Groups_19 | Refiner Plate Improvements | 0.9188% | 0 | 6.758 | Industrial_2033_Technical_MW_After Competition Groups_Refiner Plate Improvements
Industrial | Ind ¦ HVLS Fans | 2033 | Technical | MW | After Competition Groups | 6.6198 | 0 | 0 | 735.5343 | 0.009 | 20 | Industrial_2033_Technical_MW_After Competition Groups_20 | HVLS Fans | 0.9% | 0 | 6.6198 | Industrial_2033_Technical_MW_After Competition Groups_HVLS Fans
Industrial | Ind ¦ HE HVAC Units | 2033 | Technical | MW | After Competition Groups | 5.8182 | 0 | 0 | 735.5343 | 0.0079102 | 21 | Industrial_2033_Technical_MW_After Competition Groups_21 | HE HVAC Units | 0.791% | 0 | 5.8182 | Industrial_2033_Technical_MW_After Competition Groups_HE HVAC Units
Industrial | Ind ¦ Chiller Optimization | 2033 | Technical | MW | After Competition Groups | 5.2431 | 0 | 0 | 735.5343 | 0.0071284 | 22 | Industrial_2033_Technical_MW_After Competition Groups_22 | Chiller Optimization | 0.7128% | 0 | 5.2431 | Industrial_2033_Technical_MW_After Competition Groups_Chiller Optimization
Industrial | Ind ¦ Cooling Tower Optimization | 2033 | Technical | MW | After Competition Groups | 4.1158 | 0 | 0 | 735.5343 | 0.0055957 | 23 | Industrial_2033_Technical_MW_After Competition Groups_23 | Cooling Tower Optimization | 0.5596% | 0 | 4.1158 | Industrial_2033_Technical_MW_After Competition Groups_Cooling Tower Optimization
Industrial | Ind ¦ Free Cooling | 2033 | Technical | MW | After Competition Groups | 3.493 | 0 | 0 | 735.5343 | 0.004749 | 24 | Industrial_2033_Technical_MW_After Competition Groups_24 | Free Cooling | 0.4749% | 0 | 3.493 | Industrial_2033_Technical_MW_After Competition Groups_Free Cooling
Industrial | Ind ¦ Cold Storage Retrofit | 2033 | Technical | MW | After Competition Groups | 2.8569 | 0 | 0 | 735.5343 | 0.0038841 | 25 | Industrial_2033_Technical_MW_After Competition Groups_25 | Cold Storage Retrofit | 0.3884% | 0 | 2.8569 | Industrial_2033_Technical_MW_After Competition Groups_Cold Storage Retrofit
Industrial | Ind ¦ VAV Conversion Project | 2033 | Technical | MW | After Competition Groups | 2.8278 | 0 | 0 | 735.5343 | 0.0038445 | 26 | Industrial_2033_Technical_MW_After Competition Groups_26 | VAV Conversion Project | 0.3845% | 0 | 2.8278 | Industrial_2033_Technical_MW_After Competition Groups_VAV Conversion Project
Industrial | Ind ¦ High Efficiency Battery Charger | 2033 | Technical | MW | After Competition Groups | 2.8062 | 0 | 0 | 735.5343 | 0.0038152 | 27 | Industrial_2033_Technical_MW_After Competition Groups_27 | High Efficiency Battery Charger | 0.3815% | 0 | 2.8062 | Industrial_2033_Technical_MW_After Competition Groups_High Efficiency Battery Charger
Industrial | Ind ¦ Process Heat Recovery | 2033 | Technical | MW | After Competition Groups | 2.7185 | 0 | 0 | 735.5343 | 0.0036959 | 28 | Industrial_2033_Technical_MW_After Competition Groups_28 | Process Heat Recovery | 0.3696% | 0 | 2.7185 | Industrial_2033_Technical_MW_After Competition Groups_Process Heat Recovery
Industrial | Ind ¦ Synchronous Belts | 2033 | Technical | MW | After Competition Groups | 2.6164 | 0 | 0 | 735.5343 | 0.0035571 | 29 | Industrial_2033_Technical_MW_After Competition Groups_29 | Synchronous Belts | 0.3557% | 0 | 2.6164 | Industrial_2033_Technical_MW_After Competition Groups_Synchronous Belts
Industrial | Ind ¦ Efficient Irrigation | 2033 | Technical | MW | After Competition Groups | 2.2837 | 0 | 0 | 735.5343 | 0.0031048 | 30 | Industrial_2033_Technical_MW_After Competition Groups_30 | Efficient Irrigation | 0.3105% | 0 | 2.2837 | Industrial_2033_Technical_MW_After Competition Groups_Efficient Irrigation
Industrial | Ind ¦ Process Improvements | 2033 | Technical | MW | After Competition Groups | 2.1477 | 0 | 0 | 735.5343 | 0.0029199 | 31 | Industrial_2033_Technical_MW_After Competition Groups_31 | Process Improvements | 0.292% | 0 | 2.1477 | Industrial_2033_Technical_MW_After Competition Groups_Process Improvements
Industrial | Ind ¦ Refrigeration Compressor VFD | 2033 | Technical | MW | After Competition Groups | 1.5227 | 0 | 0 | 735.5343 | 0.0020702 | 32 | Industrial_2033_Technical_MW_After Competition Groups_32 | Refrigeration Compressor VFD | 0.207% | 0 | 1.5227 | Industrial_2033_Technical_MW_After Competition Groups_Refrigeration Compressor VFD
Industrial | Ind ¦ Efficient Transformer | 2033 | Technical | MW | After Competition Groups | 1.4078 | 0 | 0 | 735.5343 | 0.001914 | 33 | Industrial_2033_Technical_MW_After Competition Groups_33 | Efficient Transformer | 0.1914% | 0 | 1.4078 | Industrial_2033_Technical_MW_After Competition Groups_Efficient Transformer
Industrial | Ind ¦ Improved Controls - Process Heating | 2033 | Technical | MW | After Competition Groups | 1.305 | 0 | 0 | 735.5343 | 0.0017743 | 34 | Industrial_2033_Technical_MW_After Competition Groups_34 | Improved Controls - Process Heating | 0.1774% | 0 | 1.305 | Industrial_2033_Technical_MW_After Competition Groups_Improved Controls - Process Heating
Industrial | Ind ¦ High Efficiency Welders | 2033 | Technical | MW | After Competition Groups | 1.1238 | 0 | 0 | 735.5343 | 0.0015278 | 35 | Industrial_2033_Technical_MW_After Competition Groups_35 | High Efficiency Welders | 0.1528% | 0 | 1.1238 | Industrial_2033_Technical_MW_After Competition Groups_High Efficiency Welders
Industrial | Ind ¦ Engine Block Heater Timer | 2033 | Technical | MW | After Competition Groups | 0.82259 | 0 | 0 | 735.5343 | 0.0011184 | 36 | Industrial_2033_Technical_MW_After Competition Groups_36 | Engine Block Heater Timer | 0.1118% | 0 | 0.82259 | Industrial_2033_Technical_MW_After Competition Groups_Engine Block Heater Timer
Industrial | Ind ¦ Dairy Pre-Cooler | 2033 | Technical | MW | After Competition Groups | 0.62071 | 0 | 0 | 735.5343 | 0.00084389 | 37 | Industrial_2033_Technical_MW_After Competition Groups_37 | Dairy Pre-Cooler | 0.08439% | 0 | 0.62071 | Industrial_2033_Technical_MW_After Competition Groups_Dairy Pre-Cooler
Industrial | Ind ¦ Air Compressor Heat Recovery | 2033 | Technical | MW | After Competition Groups | 0.34765 | 0 | 0 | 735.5343 | 0.00047265 | 38 | Industrial_2033_Technical_MW_After Competition Groups_38 | Air Compressor Heat Recovery | 0.04727% | 0 | 0.34765 | Industrial_2033_Technical_MW_After Competition Groups_Air Compressor Heat Recovery
Industrial | Ind ¦ Optimize Compressed Air Dryer | 2033 | Technical | MW | After Competition Groups | 0.25669 | 0 | 0 | 735.5343 | 0.00034899 | 39 | Industrial_2033_Technical_MW_After Competition Groups_39 | Optimize Compressed Air Dryer | 0.0349% | 0 | 0.25669 | Industrial_2033_Technical_MW_After Competition Groups_Optimize Compressed Air Dryer
Industrial | Ind ¦ Heat Lamps/Heat Pad | 2033 | Technical | MW | After Competition Groups | 0.13658 | 0 | 0 | 735.5343 | 0.00018568 | 40 | Industrial_2033_Technical_MW_After Competition Groups_40 | Heat Lamps/Heat Pad | 0.01857% | 0 | 0.13658 | Industrial_2033_Technical_MW_After Competition Groups_Heat Lamps/Heat Pad
Industrial | Ind ¦ Efficient Refrigeration Compressor | 2033 | Technical | MW | After Competition Groups | 0.12634 | 0 | 0 | 735.5343 | 0.00017177 | 41 | Industrial_2033_Technical_MW_After Competition Groups_41 | Efficient Refrigeration Compressor | 0.01718% | 0 | 0.12634 | Industrial_2033_Technical_MW_After Competition Groups_Efficient Refrigeration Compressor
Industrial | Ind ¦ Creep Heat Controller | 2033 | Technical | MW | After Competition Groups | 0.10476 | 0 | 0 | 735.5343 | 0.00014243 | 42 | Industrial_2033_Technical_MW_After Competition Groups_42 | Creep Heat Controller | 0.01424% | 0 | 0.10476 | Industrial_2033_Technical_MW_After Competition Groups_Creep Heat Controller
Industrial | Ind ¦ Pump System Optimization | 2034 | Economic | MW | After Competition Groups | 94.5914 | 0 | 0 | 678.1165 | 0.13949 | 1 | Industrial_2034_Economic_MW_After Competition Groups_1 | Pump System Optimization | 13.95% | 0 | 94.5914 | Industrial_2034_Economic_MW_After Competition Groups_Pump System Optimization
Industrial | Ind ¦ HE Lighting | 2034 | Economic | MW | After Competition Groups | 90.8477 | 0 | 0 | 678.1165 | 0.13397 | 2 | Industrial_2034_Economic_MW_After Competition Groups_2 | HE Lighting | 13.4% | 0 | 90.8477 | Industrial_2034_Economic_MW_After Competition Groups_HE Lighting
Industrial | Ind ¦ Air Leak Survey and Repair | 2034 | Economic | MW | After Competition Groups | 74.1116 | 0 | 0 | 678.1165 | 0.10929 | 3 | Industrial_2034_Economic_MW_After Competition Groups_3 | Air Leak Survey and Repair | 10.93% | 0 | 74.1116 | Industrial_2034_Economic_MW_After Competition Groups_Air Leak Survey and Repair
Industrial | Ind ¦ Air Compressor Optimization | 2034 | Economic | MW | After Competition Groups | 58.0526 | 0 | 0 | 678.1165 | 0.085609 | 4 | Industrial_2034_Economic_MW_After Competition Groups_4 | Air Compressor Optimization | 8.561% | 0 | 58.0526 | Industrial_2034_Economic_MW_After Competition Groups_Air Compressor Optimization
Industrial | Ind ¦ Efficient Compressed Air Nozzles | 2034 | Economic | MW | After Competition Groups | 56.5682 | 0 | 0 | 678.1165 | 0.08342 | 5 | Industrial_2034_Economic_MW_After Competition Groups_5 | Efficient Compressed Air Nozzles | 8.342% | 0 | 56.5682 | Industrial_2034_Economic_MW_After Competition Groups_Efficient Compressed Air Nozzles
Industrial | Ind ¦ Recommissioning | 2034 | Economic | MW | After Competition Groups | 51.8662 | 0 | 0 | 678.1165 | 0.076486 | 6 | Industrial_2034_Economic_MW_After Competition Groups_6 | Recommissioning | 7.649% | 0 | 51.8662 | Industrial_2034_Economic_MW_After Competition Groups_Recommissioning
Industrial | Ind ¦ SEM | 2034 | Economic | MW | After Competition Groups | 51.8662 | 0 | 0 | 678.1165 | 0.076486 | 7 | Industrial_2034_Economic_MW_After Competition Groups_7 | SEM | 7.649% | 0 | 51.8662 | Industrial_2034_Economic_MW_After Competition Groups_SEM
Industrial | Ind ¦ Pump Equipment Upgrade | 2034 | Economic | MW | After Competition Groups | 43.4778 | 0 | 0 | 678.1165 | 0.064116 | 8 | Industrial_2034_Economic_MW_After Competition Groups_8 | Pump Equipment Upgrade | 6.412% | 0 | 43.4778 | Industrial_2034_Economic_MW_After Competition Groups_Pump Equipment Upgrade
Industrial | Ind ¦ High Efficiency HVAC Fans | 2034 | Economic | MW | After Competition Groups | 27.4367 | 0 | 0 | 678.1165 | 0.04046 | 9 | Industrial_2034_Economic_MW_After Competition Groups_9 | High Efficiency HVAC Fans | 4.046% | 0 | 27.4367 | Industrial_2034_Economic_MW_After Competition Groups_High Efficiency HVAC Fans
Industrial | Ind ¦ Greenhouse Grow Lights | 2034 | Economic | MW | After Competition Groups | 22.1325 | 0 | 0 | 678.1165 | 0.032638 | 10 | Industrial_2034_Economic_MW_After Competition Groups_10 | Greenhouse Grow Lights | 3.264% | 0 | 22.1325 | Industrial_2034_Economic_MW_After Competition Groups_Greenhouse Grow Lights
Industrial | Ind ¦ Process Optimization (Elec) | 2034 | Economic | MW | After Competition Groups | 20.975 | 0 | 0 | 678.1165 | 0.030931 | 11 | Industrial_2034_Economic_MW_After Competition Groups_11 | Process Optimization (Elec) | 3.093% | 0 | 20.975 | Industrial_2034_Economic_MW_After Competition Groups_Process Optimization (Elec)
Industrial | Ind ¦ Fan System Optimization | 2034 | Economic | MW | After Competition Groups | 19.6964 | 0 | 0 | 678.1165 | 0.029046 | 12 | Industrial_2034_Economic_MW_After Competition Groups_12 | Fan System Optimization | 2.905% | 0 | 19.6964 | Industrial_2034_Economic_MW_After Competition Groups_Fan System Optimization
Industrial | Ind ¦ Improved Controls - Process Cooling | 2034 | Economic | MW | After Competition Groups | 13.4469 | 0 | 0 | 678.1165 | 0.01983 | 13 | Industrial_2034_Economic_MW_After Competition Groups_13 | Improved Controls - Process Cooling | 1.983% | 0 | 13.4469 | Industrial_2034_Economic_MW_After Competition Groups_Improved Controls - Process Cooling
Industrial | Ind ¦ Material Handling Improvements | 2034 | Economic | MW | After Competition Groups | 8.2921 | 0 | 0 | 678.1165 | 0.012228 | 14 | Industrial_2034_Economic_MW_After Competition Groups_14 | Material Handling Improvements | 1.223% | 0 | 8.2921 | Industrial_2034_Economic_MW_After Competition Groups_Material Handling Improvements
Industrial | Ind ¦ Pulp and Paper Process Improvements | 2034 | Economic | MW | After Competition Groups | 7.9624 | 0 | 0 | 678.1165 | 0.011742 | 15 | Industrial_2034_Economic_MW_After Competition Groups_15 | Pulp and Paper Process Improvements | 1.174% | 0 | 7.9624 | Industrial_2034_Economic_MW_After Competition Groups_Pulp and Paper Process Improvements
Industrial | Ind ¦ Refiner Plate Improvements | 2034 | Economic | MW | After Competition Groups | 6.9216 | 0 | 0 | 678.1165 | 0.010207 | 16 | Industrial_2034_Economic_MW_After Competition Groups_16 | Refiner Plate Improvements | 1.021% | 0 | 6.9216 | Industrial_2034_Economic_MW_After Competition Groups_Refiner Plate Improvements
Industrial | Ind ¦ Ventilation Optimization | 2034 | Economic | MW | After Competition Groups | 4.6464 | 0 | 0 | 678.1165 | 0.0068519 | 17 | Industrial_2034_Economic_MW_After Competition Groups_17 | Ventilation Optimization | 0.6852% | 0 | 4.6464 | Industrial_2034_Economic_MW_After Competition Groups_Ventilation Optimization
Industrial | Ind ¦ Cooling Tower Optimization | 2034 | Economic | MW | After Competition Groups | 4.1044 | 0 | 0 | 678.1165 | 0.0060526 | 18 | Industrial_2034_Economic_MW_After Competition Groups_18 | Cooling Tower Optimization | 0.6053% | 0 | 4.1044 | Industrial_2034_Economic_MW_After Competition Groups_Cooling Tower Optimization
Industrial | Ind ¦ Free Cooling | 2034 | Economic | MW | After Competition Groups | 3.4885 | 0 | 0 | 678.1165 | 0.0051443 | 19 | Industrial_2034_Economic_MW_After Competition Groups_19 | Free Cooling | 0.5144% | 0 | 3.4885 | Industrial_2034_Economic_MW_After Competition Groups_Free Cooling
Industrial | Ind ¦ High Efficiency Battery Charger | 2034 | Economic | MW | After Competition Groups | 2.8536 | 0 | 0 | 678.1165 | 0.0042081 | 20 | Industrial_2034_Economic_MW_After Competition Groups_20 | High Efficiency Battery Charger | 0.4208% | 0 | 2.8536 | Industrial_2034_Economic_MW_After Competition Groups_High Efficiency Battery Charger
Industrial | Ind ¦ VAV Conversion Project | 2034 | Economic | MW | After Competition Groups | 2.8208 | 0 | 0 | 678.1165 | 0.0041598 | 21 | Industrial_2034_Economic_MW_After Competition Groups_21 | VAV Conversion Project | 0.416% | 0 | 2.8208 | Industrial_2034_Economic_MW_After Competition Groups_VAV Conversion Project
Industrial | Ind ¦ Process Heat Recovery | 2034 | Economic | MW | After Competition Groups | 2.7153 | 0 | 0 | 678.1165 | 0.0040042 | 22 | Industrial_2034_Economic_MW_After Competition Groups_22 | Process Heat Recovery | 0.4004% | 0 | 2.7153 | Industrial_2034_Economic_MW_After Competition Groups_Process Heat Recovery
Industrial | Ind ¦ Efficient Irrigation | 2034 | Economic | MW | After Competition Groups | 2.3161 | 0 | 0 | 678.1165 | 0.0034155 | 23 | Industrial_2034_Economic_MW_After Competition Groups_23 | Efficient Irrigation | 0.3415% | 0 | 2.3161 | Industrial_2034_Economic_MW_After Competition Groups_Efficient Irrigation
Industrial | Ind ¦ Process Improvements | 2034 | Economic | MW | After Competition Groups | 2.1419 | 0 | 0 | 678.1165 | 0.0031585 | 24 | Industrial_2034_Economic_MW_After Competition Groups_24 | Process Improvements | 0.3159% | 0 | 2.1419 | Industrial_2034_Economic_MW_After Competition Groups_Process Improvements
Industrial | Ind ¦ Refrigeration Compressor VFD | 2034 | Economic | MW | After Competition Groups | 1.5462 | 0 | 0 | 678.1165 | 0.0022801 | 25 | Industrial_2034_Economic_MW_After Competition Groups_25 | Refrigeration Compressor VFD | 0.228% | 0 | 1.5462 | Industrial_2034_Economic_MW_After Competition Groups_Refrigeration Compressor VFD
Industrial | Ind ¦ Improved Controls - Process Heating | 2034 | Economic | MW | After Competition Groups | 1.3046 | 0 | 0 | 678.1165 | 0.0019238 | 26 | Industrial_2034_Economic_MW_After Competition Groups_26 | Improved Controls - Process Heating | 0.1924% | 0 | 1.3046 | Industrial_2034_Economic_MW_After Competition Groups_Improved Controls - Process Heating
Industrial | Ind ¦ Engine Block Heater Timer | 2034 | Economic | MW | After Competition Groups | 0.82068 | 0 | 0 | 678.1165 | 0.0012102 | 27 | Industrial_2034_Economic_MW_After Competition Groups_27 | Engine Block Heater Timer | 0.121% | 0 | 0.82068 | Industrial_2034_Economic_MW_After Competition Groups_Engine Block Heater Timer
Industrial | Ind ¦ Dairy Pre-Cooler | 2034 | Economic | MW | After Competition Groups | 0.62789 | 0 | 0 | 678.1165 | 0.00092594 | 28 | Industrial_2034_Economic_MW_After Competition Groups_28 | Dairy Pre-Cooler | 0.09259% | 0 | 0.62789 | Industrial_2034_Economic_MW_After Competition Groups_Dairy Pre-Cooler
Industrial | Ind ¦ Air Compressor Heat Recovery | 2034 | Economic | MW | After Competition Groups | 0.34616 | 0 | 0 | 678.1165 | 0.00051047 | 29 | Industrial_2034_Economic_MW_After Competition Groups_29 | Air Compressor Heat Recovery | 0.05105% | 0 | 0.34616 | Industrial_2034_Economic_MW_After Competition Groups_Air Compressor Heat Recovery
Industrial | Ind ¦ Efficient Refrigeration Compressor | 2034 | Economic | MW | After Competition Groups | 0.12799 | 0 | 0 | 678.1165 | 0.00018875 | 30 | Industrial_2034_Economic_MW_After Competition Groups_30 | Efficient Refrigeration Compressor | 0.01887% | 0 | 0.12799 | Industrial_2034_Economic_MW_After Competition Groups_Efficient Refrigeration Compressor
Industrial | Ind ¦ Heat Lamps/Heat Pad | 2034 | Economic | MW | After Competition Groups | 0.01081 | 0 | 0 | 678.1165 | 1.5942e-05 | 31 | Industrial_2034_Economic_MW_After Competition Groups_31 | Heat Lamps/Heat Pad | 0.001594% | 0 | 0.01081 | Industrial_2034_Economic_MW_After Competition Groups_Heat Lamps/Heat Pad
Industrial | Ind ¦ Air Compressor Optimization | 2034 | SC A | MW | After Competition Groups | 47.4759 | 0 | 0 | 302.2837 | 0.15706 | 1 | Industrial_2034_SC A_MW_After Competition Groups_1 | Air Compressor Optimization | 15.71% | 0 | 47.4759 | Industrial_2034_SC A_MW_After Competition Groups_Air Compressor Optimization
Industrial | Ind ¦ Pump System Optimization | 2034 | SC A | MW | After Competition Groups | 44.935 | 0 | 0 | 302.2837 | 0.14865 | 2 | Industrial_2034_SC A_MW_After Competition Groups_2 | Pump System Optimization | 14.87% | 0 | 44.935 | Industrial_2034_SC A_MW_After Competition Groups_Pump System Optimization
Industrial | Ind ¦ Air Leak Survey and Repair | 2034 | SC A | MW | After Competition Groups | 39.3196 | 0 | 0 | 302.2837 | 0.13008 | 3 | Industrial_2034_SC A_MW_After Competition Groups_3 | Air Leak Survey and Repair | 13.01% | 0 | 39.3196 | Industrial_2034_SC A_MW_After Competition Groups_Air Leak Survey and Repair
Industrial | Ind ¦ Recommissioning | 2034 | SC A | MW | After Competition Groups | 27.8461 | 0 | 0 | 302.2837 | 0.092119 | 4 | Industrial_2034_SC A_MW_After Competition Groups_4 | Recommissioning | 9.212% | 0 | 27.8461 | Industrial_2034_SC A_MW_After Competition Groups_Recommissioning
Industrial | Ind ¦ SEM | 2034 | SC A | MW | After Competition Groups | 27.8461 | 0 | 0 | 302.2837 | 0.092119 | 5 | Industrial_2034_SC A_MW_After Competition Groups_5 | SEM | 9.212% | 0 | 27.8461 | Industrial_2034_SC A_MW_After Competition Groups_SEM
Industrial | Ind ¦ Efficient Compressed Air Nozzles | 2034 | SC A | MW | After Competition Groups | 23.2013 | 0 | 0 | 302.2837 | 0.076753 | 6 | Industrial_2034_SC A_MW_After Competition Groups_6 | Efficient Compressed Air Nozzles | 7.675% | 0 | 23.2013 | Industrial_2034_SC A_MW_After Competition Groups_Efficient Compressed Air Nozzles
Industrial | Ind ¦ Pump Equipment Upgrade | 2034 | SC A | MW | After Competition Groups | 19.501 | 0 | 0 | 302.2837 | 0.064512 | 7 | Industrial_2034_SC A_MW_After Competition Groups_7 | Pump Equipment Upgrade | 6.451% | 0 | 19.501 | Industrial_2034_SC A_MW_After Competition Groups_Pump Equipment Upgrade
Industrial | Ind ¦ Fan System Optimization | 2034 | SC A | MW | After Competition Groups | 16.2587 | 0 | 0 | 302.2837 | 0.053786 | 8 | Industrial_2034_SC A_MW_After Competition Groups_8 | Fan System Optimization | 5.379% | 0 | 16.2587 | Industrial_2034_SC A_MW_After Competition Groups_Fan System Optimization
Industrial | Ind ¦ High Efficiency HVAC Fans | 2034 | SC A | MW | After Competition Groups | 15.4298 | 0 | 0 | 302.2837 | 0.051044 | 9 | Industrial_2034_SC A_MW_After Competition Groups_9 | High Efficiency HVAC Fans | 5.104% | 0 | 15.4298 | Industrial_2034_SC A_MW_After Competition Groups_High Efficiency HVAC Fans
Industrial | Ind ¦ Improved Controls - Process Cooling | 2034 | SC A | MW | After Competition Groups | 7.5347 | 0 | 0 | 302.2837 | 0.024926 | 10 | Industrial_2034_SC A_MW_After Competition Groups_10 | Improved Controls - Process Cooling | 2.493% | 0 | 7.5347 | Industrial_2034_SC A_MW_After Competition Groups_Improved Controls - Process Cooling
Industrial | Ind ¦ Greenhouse Grow Lights | 2034 | SC A | MW | After Competition Groups | 7.1119 | 0 | 0 | 302.2837 | 0.023527 | 11 | Industrial_2034_SC A_MW_After Competition Groups_11 | Greenhouse Grow Lights | 2.353% | 0 | 7.1119 | Industrial_2034_SC A_MW_After Competition Groups_Greenhouse Grow Lights
Industrial | Ind ¦ Process Optimization (Elec) | 2034 | SC A | MW | After Competition Groups | 5.1848 | 0 | 0 | 302.2837 | 0.017152 | 12 | Industrial_2034_SC A_MW_After Competition Groups_12 | Process Optimization (Elec) | 1.715% | 0 | 5.1848 | Industrial_2034_SC A_MW_After Competition Groups_Process Optimization (Elec)
Industrial | Ind ¦ Material Handling Improvements | 2034 | SC A | MW | After Competition Groups | 4.8445 | 0 | 0 | 302.2837 | 0.016026 | 13 | Industrial_2034_SC A_MW_After Competition Groups_13 | Material Handling Improvements | 1.603% | 0 | 4.8445 | Industrial_2034_SC A_MW_After Competition Groups_Material Handling Improvements
Industrial | Ind ¦ Refiner Plate Improvements | 2034 | SC A | MW | After Competition Groups | 2.6604 | 0 | 0 | 302.2837 | 0.0088009 | 14 | Industrial_2034_SC A_MW_After Competition Groups_14 | Refiner Plate Improvements | 0.8801% | 0 | 2.6604 | Industrial_2034_SC A_MW_After Competition Groups_Refiner Plate Improvements
Industrial | Ind ¦ HE Lighting | 2034 | SC A | MW | After Competition Groups | 2.1891 | 0 | 0 | 302.2837 | 0.0072419 | 15 | Industrial_2034_SC A_MW_After Competition Groups_15 | HE Lighting | 0.7242% | 0 | 2.1891 | Industrial_2034_SC A_MW_After Competition Groups_HE Lighting
Industrial | Ind ¦ VAV Conversion Project | 2034 | SC A | MW | After Competition Groups | 1.6878 | 0 | 0 | 302.2837 | 0.0055833 | 16 | Industrial_2034_SC A_MW_After Competition Groups_16 | VAV Conversion Project | 0.5583% | 0 | 1.6878 | Industrial_2034_SC A_MW_After Competition Groups_VAV Conversion Project
Industrial | Ind ¦ Pulp and Paper Process Improvements | 2034 | SC A | MW | After Competition Groups | 1.4359 | 0 | 0 | 302.2837 | 0.0047501 | 17 | Industrial_2034_SC A_MW_After Competition Groups_17 | Pulp and Paper Process Improvements | 0.475% | 0 | 1.4359 | Industrial_2034_SC A_MW_After Competition Groups_Pulp and Paper Process Improvements
Industrial | Ind ¦ Process Heat Recovery | 2034 | SC A | MW | After Competition Groups | 1.419 | 0 | 0 | 302.2837 | 0.0046941 | 18 | Industrial_2034_SC A_MW_After Competition Groups_18 | Process Heat Recovery | 0.4694% | 0 | 1.419 | Industrial_2034_SC A_MW_After Competition Groups_Process Heat Recovery
Industrial | Ind ¦ Ventilation Optimization | 2034 | SC A | MW | After Competition Groups | 1.4075 | 0 | 0 | 302.2837 | 0.0046563 | 19 | Industrial_2034_SC A_MW_After Competition Groups_19 | Ventilation Optimization | 0.4656% | 0 | 1.4075 | Industrial_2034_SC A_MW_After Competition Groups_Ventilation Optimization
Industrial | Ind ¦ Process Improvements | 2034 | SC A | MW | After Competition Groups | 1.0644 | 0 | 0 | 302.2837 | 0.003521 | 20 | Industrial_2034_SC A_MW_After Competition Groups_20 | Process Improvements | 0.3521% | 0 | 1.0644 | Industrial_2034_SC A_MW_After Competition Groups_Process Improvements
Industrial | Ind ¦ High Efficiency Battery Charger | 2034 | SC A | MW | After Competition Groups | 0.92508 | 0 | 0 | 302.2837 | 0.0030603 | 21 | Industrial_2034_SC A_MW_After Competition Groups_21 | High Efficiency Battery Charger | 0.306% | 0 | 0.92508 | Industrial_2034_SC A_MW_After Competition Groups_High Efficiency Battery Charger
Industrial | Ind ¦ Improved Controls - Process Heating | 2034 | SC A | MW | After Competition Groups | 0.70916 | 0 | 0 | 302.2837 | 0.002346 | 22 | Industrial_2034_SC A_MW_After Competition Groups_22 | Improved Controls - Process Heating | 0.2346% | 0 | 0.70916 | Industrial_2034_SC A_MW_After Competition Groups_Improved Controls - Process Heating
Industrial | Ind ¦ Refrigeration Compressor VFD | 2034 | SC A | MW | After Competition Groups | 0.54863 | 0 | 0 | 302.2837 | 0.001815 | 23 | Industrial_2034_SC A_MW_After Competition Groups_23 | Refrigeration Compressor VFD | 0.1815% | 0 | 0.54863 | Industrial_2034_SC A_MW_After Competition Groups_Refrigeration Compressor VFD
Industrial | Ind ¦ Cooling Tower Optimization | 2034 | SC A | MW | After Competition Groups | 0.50364 | 0 | 0 | 302.2837 | 0.0016661 | 24 | Industrial_2034_SC A_MW_After Competition Groups_24 | Cooling Tower Optimization | 0.1666% | 0 | 0.50364 | Industrial_2034_SC A_MW_After Competition Groups_Cooling Tower Optimization
Industrial | Ind ¦ Engine Block Heater Timer | 2034 | SC A | MW | After Competition Groups | 0.41824 | 0 | 0 | 302.2837 | 0.0013836 | 25 | Industrial_2034_SC A_MW_After Competition Groups_25 | Engine Block Heater Timer | 0.1384% | 0 | 0.41824 | Industrial_2034_SC A_MW_After Competition Groups_Engine Block Heater Timer
Industrial | Ind ¦ Efficient Irrigation | 2034 | SC A | MW | After Competition Groups | 0.31519 | 0 | 0 | 302.2837 | 0.0010427 | 26 | Industrial_2034_SC A_MW_After Competition Groups_26 | Efficient Irrigation | 0.1043% | 0 | 0.31519 | Industrial_2034_SC A_MW_After Competition Groups_Efficient Irrigation
Industrial | Ind ¦ Air Compressor Heat Recovery | 2034 | SC A | MW | After Competition Groups | 0.18989 | 0 | 0 | 302.2837 | 0.00062819 | 27 | Industrial_2034_SC A_MW_After Competition Groups_27 | Air Compressor Heat Recovery | 0.06282% | 0 | 0.18989 | Industrial_2034_SC A_MW_After Competition Groups_Air Compressor Heat Recovery
Industrial | Ind ¦ Dairy Pre-Cooler | 2034 | SC A | MW | After Competition Groups | 0.17901 | 0 | 0 | 302.2837 | 0.0005922 | 28 | Industrial_2034_SC A_MW_After Competition Groups_28 | Dairy Pre-Cooler | 0.05922% | 0 | 0.17901 | Industrial_2034_SC A_MW_After Competition Groups_Dairy Pre-Cooler
Industrial | Ind ¦ Efficient Refrigeration Compressor | 2034 | SC A | MW | After Competition Groups | 0.091242 | 0 | 0 | 302.2837 | 0.00030184 | 29 | Industrial_2034_SC A_MW_After Competition Groups_29 | Efficient Refrigeration Compressor | 0.03018% | 0 | 0.091242 | Industrial_2034_SC A_MW_After Competition Groups_Efficient Refrigeration Compressor
Industrial | Ind ¦ Heat Lamps/Heat Pad | 2034 | SC A | MW | After Competition Groups | 0.039219 | 0 | 0 | 302.2837 | 0.00012974 | 30 | Industrial_2034_SC A_MW_After Competition Groups_30 | Heat Lamps/Heat Pad | 0.01297% | 0 | 0.039219 | Industrial_2034_SC A_MW_After Competition Groups_Heat Lamps/Heat Pad
Industrial | Ind ¦ Free Cooling | 2034 | SC A | MW | After Competition Groups | 0.010958 | 0 | 0 | 302.2837 | 3.6252e-05 | 31 | Industrial_2034_SC A_MW_After Competition Groups_31 | Free Cooling | 0.003625% | 0 | 0.010958 | Industrial_2034_SC A_MW_After Competition Groups_Free Cooling
Industrial | Ind ¦ Air Leak Survey and Repair | 2034 | SC B | MW | After Competition Groups | 67.8556 | 0 | 0 | 490.184 | 0.13843 | 1 | Industrial_2034_SC B_MW_After Competition Groups_1 | Air Leak Survey and Repair | 13.84% | 0 | 67.8556 | Industrial_2034_SC B_MW_After Competition Groups_Air Leak Survey and Repair
Industrial | Ind ¦ Pump System Optimization | 2034 | SC B | MW | After Competition Groups | 66.9484 | 0 | 0 | 490.184 | 0.13658 | 2 | Industrial_2034_SC B_MW_After Competition Groups_2 | Pump System Optimization | 13.66% | 0 | 66.9484 | Industrial_2034_SC B_MW_After Competition Groups_Pump System Optimization
Industrial | Ind ¦ Recommissioning | 2034 | SC B | MW | After Competition Groups | 48.0331 | 0 | 0 | 490.184 | 0.09799 | 3 | Industrial_2034_SC B_MW_After Competition Groups_3 | Recommissioning | 9.799% | 0 | 48.0331 | Industrial_2034_SC B_MW_After Competition Groups_Recommissioning
Industrial | Ind ¦ SEM | 2034 | SC B | MW | After Competition Groups | 48.0331 | 0 | 0 | 490.184 | 0.09799 | 4 | Industrial_2034_SC B_MW_After Competition Groups_4 | SEM | 9.799% | 0 | 48.0331 | Industrial_2034_SC B_MW_After Competition Groups_SEM
Industrial | Ind ¦ Air Compressor Optimization | 2034 | SC B | MW | After Competition Groups | 47.4759 | 0 | 0 | 490.184 | 0.096853 | 5 | Industrial_2034_SC B_MW_After Competition Groups_5 | Air Compressor Optimization | 9.685% | 0 | 47.4759 | Industrial_2034_SC B_MW_After Competition Groups_Air Compressor Optimization
Industrial | Ind ¦ Efficient Compressed Air Nozzles | 2034 | SC B | MW | After Competition Groups | 40.7768 | 0 | 0 | 490.184 | 0.083187 | 6 | Industrial_2034_SC B_MW_After Competition Groups_6 | Efficient Compressed Air Nozzles | 8.319% | 0 | 40.7768 | Industrial_2034_SC B_MW_After Competition Groups_Efficient Compressed Air Nozzles
Industrial | Ind ¦ Pump Equipment Upgrade | 2034 | SC B | MW | After Competition Groups | 30.5177 | 0 | 0 | 490.184 | 0.062258 | 7 | Industrial_2034_SC B_MW_After Competition Groups_7 | Pump Equipment Upgrade | 6.226% | 0 | 30.5177 | Industrial_2034_SC B_MW_After Competition Groups_Pump Equipment Upgrade
Industrial | Ind ¦ High Efficiency HVAC Fans | 2034 | SC B | MW | After Competition Groups | 22.5128 | 0 | 0 | 490.184 | 0.045927 | 8 | Industrial_2034_SC B_MW_After Competition Groups_8 | High Efficiency HVAC Fans | 4.593% | 0 | 22.5128 | Industrial_2034_SC B_MW_After Competition Groups_High Efficiency HVAC Fans
Industrial | Ind ¦ HE Lighting | 2034 | SC B | MW | After Competition Groups | 22.4304 | 0 | 0 | 490.184 | 0.045759 | 9 | Industrial_2034_SC B_MW_After Competition Groups_9 | HE Lighting | 4.576% | 0 | 22.4304 | Industrial_2034_SC B_MW_After Competition Groups_HE Lighting
Industrial | Ind ¦ Fan System Optimization | 2034 | SC B | MW | After Competition Groups | 16.9176 | 0 | 0 | 490.184 | 0.034513 | 10 | Industrial_2034_SC B_MW_After Competition Groups_10 | Fan System Optimization | 3.451% | 0 | 16.9176 | Industrial_2034_SC B_MW_After Competition Groups_Fan System Optimization
Industrial | Ind ¦ Greenhouse Grow Lights | 2034 | SC B | MW | After Competition Groups | 16.773 | 0 | 0 | 490.184 | 0.034218 | 11 | Industrial_2034_SC B_MW_After Competition Groups_11 | Greenhouse Grow Lights | 3.422% | 0 | 16.773 | Industrial_2034_SC B_MW_After Competition Groups_Greenhouse Grow Lights
Industrial | Ind ¦ Improved Controls - Process Cooling | 2034 | SC B | MW | After Competition Groups | 13.0002 | 0 | 0 | 490.184 | 0.026521 | 12 | Industrial_2034_SC B_MW_After Competition Groups_12 | Improved Controls - Process Cooling | 2.652% | 0 | 13.0002 | Industrial_2034_SC B_MW_After Competition Groups_Improved Controls - Process Cooling
Industrial | Ind ¦ Pulp and Paper Process Improvements | 2034 | SC B | MW | After Competition Groups | 6.9564 | 0 | 0 | 490.184 | 0.014191 | 13 | Industrial_2034_SC B_MW_After Competition Groups_13 | Pulp and Paper Process Improvements | 1.419% | 0 | 6.9564 | Industrial_2034_SC B_MW_After Competition Groups_Pulp and Paper Process Improvements
Industrial | Ind ¦ Material Handling Improvements | 2034 | SC B | MW | After Competition Groups | 6.6108 | 0 | 0 | 490.184 | 0.013486 | 14 | Industrial_2034_SC B_MW_After Competition Groups_14 | Material Handling Improvements | 1.349% | 0 | 6.6108 | Industrial_2034_SC B_MW_After Competition Groups_Material Handling Improvements
Industrial | Ind ¦ Process Optimization (Elec) | 2034 | SC B | MW | After Competition Groups | 5.1848 | 0 | 0 | 490.184 | 0.010577 | 15 | Industrial_2034_SC B_MW_After Competition Groups_15 | Process Optimization (Elec) | 1.058% | 0 | 5.1848 | Industrial_2034_SC B_MW_After Competition Groups_Process Optimization (Elec)
Industrial | Ind ¦ Refiner Plate Improvements | 2034 | SC B | MW | After Competition Groups | 4.8169 | 0 | 0 | 490.184 | 0.0098267 | 16 | Industrial_2034_SC B_MW_After Competition Groups_16 | Refiner Plate Improvements | 0.9827% | 0 | 4.8169 | Industrial_2034_SC B_MW_After Competition Groups_Refiner Plate Improvements
Industrial | Ind ¦ Cooling Tower Optimization | 2034 | SC B | MW | After Competition Groups | 3.8326 | 0 | 0 | 490.184 | 0.0078187 | 17 | Industrial_2034_SC B_MW_After Competition Groups_17 | Cooling Tower Optimization | 0.7819% | 0 | 3.8326 | Industrial_2034_SC B_MW_After Competition Groups_Cooling Tower Optimization
Industrial | Ind ¦ Free Cooling | 2034 | SC B | MW | After Competition Groups | 3.4154 | 0 | 0 | 490.184 | 0.0069677 | 18 | Industrial_2034_SC B_MW_After Competition Groups_18 | Free Cooling | 0.6968% | 0 | 3.4154 | Industrial_2034_SC B_MW_After Competition Groups_Free Cooling
Industrial | Ind ¦ Ventilation Optimization | 2034 | SC B | MW | After Competition Groups | 3.2497 | 0 | 0 | 490.184 | 0.0066295 | 19 | Industrial_2034_SC B_MW_After Competition Groups_19 | Ventilation Optimization | 0.663% | 0 | 3.2497 | Industrial_2034_SC B_MW_After Competition Groups_Ventilation Optimization
Industrial | Ind ¦ VAV Conversion Project | 2034 | SC B | MW | After Competition Groups | 2.9904 | 0 | 0 | 490.184 | 0.0061006 | 20 | Industrial_2034_SC B_MW_After Competition Groups_20 | VAV Conversion Project | 0.6101% | 0 | 2.9904 | Industrial_2034_SC B_MW_After Competition Groups_VAV Conversion Project
Industrial | Ind ¦ Process Heat Recovery | 2034 | SC B | MW | After Competition Groups | 2.4952 | 0 | 0 | 490.184 | 0.0050904 | 21 | Industrial_2034_SC B_MW_After Competition Groups_21 | Process Heat Recovery | 0.509% | 0 | 2.4952 | Industrial_2034_SC B_MW_After Competition Groups_Process Heat Recovery
Industrial | Ind ¦ High Efficiency Battery Charger | 2034 | SC B | MW | After Competition Groups | 2.1856 | 0 | 0 | 490.184 | 0.0044588 | 22 | Industrial_2034_SC B_MW_After Competition Groups_22 | High Efficiency Battery Charger | 0.4459% | 0 | 2.1856 | Industrial_2034_SC B_MW_After Competition Groups_High Efficiency Battery Charger
Industrial | Ind ¦ Process Improvements | 2034 | SC B | MW | After Competition Groups | 1.9219 | 0 | 0 | 490.184 | 0.0039207 | 23 | Industrial_2034_SC B_MW_After Competition Groups_23 | Process Improvements | 0.3921% | 0 | 1.9219 | Industrial_2034_SC B_MW_After Competition Groups_Process Improvements
Industrial | Ind ¦ Refrigeration Compressor VFD | 2034 | SC B | MW | After Competition Groups | 1.2822 | 0 | 0 | 490.184 | 0.0026158 | 24 | Industrial_2034_SC B_MW_After Competition Groups_24 | Refrigeration Compressor VFD | 0.2616% | 0 | 1.2822 | Industrial_2034_SC B_MW_After Competition Groups_Refrigeration Compressor VFD
Industrial | Ind ¦ Efficient Irrigation | 2034 | SC B | MW | After Competition Groups | 1.2715 | 0 | 0 | 490.184 | 0.0025938 | 25 | Industrial_2034_SC B_MW_After Competition Groups_25 | Efficient Irrigation | 0.2594% | 0 | 1.2715 | Industrial_2034_SC B_MW_After Competition Groups_Efficient Irrigation
Industrial | Ind ¦ Improved Controls - Process Heating | 2034 | SC B | MW | After Competition Groups | 1.1955 | 0 | 0 | 490.184 | 0.002439 | 26 | Industrial_2034_SC B_MW_After Competition Groups_26 | Improved Controls - Process Heating | 0.2439% | 0 | 1.1955 | Industrial_2034_SC B_MW_After Competition Groups_Improved Controls - Process Heating
Industrial | Ind ¦ Engine Block Heater Timer | 2034 | SC B | MW | After Competition Groups | 0.72965 | 0 | 0 | 490.184 | 0.0014885 | 27 | Industrial_2034_SC B_MW_After Competition Groups_27 | Engine Block Heater Timer | 0.1489% | 0 | 0.72965 | Industrial_2034_SC B_MW_After Competition Groups_Engine Block Heater Timer
Industrial | Ind ¦ Air Compressor Heat Recovery | 2034 | SC B | MW | After Competition Groups | 0.32672 | 0 | 0 | 490.184 | 0.00066653 | 28 | Industrial_2034_SC B_MW_After Competition Groups_28 | Air Compressor Heat Recovery | 0.06665% | 0 | 0.32672 | Industrial_2034_SC B_MW_After Competition Groups_Air Compressor Heat Recovery
Industrial | Ind ¦ Dairy Pre-Cooler | 2034 | SC B | MW | After Competition Groups | 0.27864 | 0 | 0 | 490.184 | 0.00056845 | 29 | Industrial_2034_SC B_MW_After Competition Groups_29 | Dairy Pre-Cooler | 0.05684% | 0 | 0.27864 | Industrial_2034_SC B_MW_After Competition Groups_Dairy Pre-Cooler
Industrial | Ind ¦ Efficient Refrigeration Compressor | 2034 | SC B | MW | After Competition Groups | 0.11423 | 0 | 0 | 490.184 | 0.00023304 | 30 | Industrial_2034_SC B_MW_After Competition Groups_30 | Efficient Refrigeration Compressor | 0.0233% | 0 | 0.11423 | Industrial_2034_SC B_MW_After Competition Groups_Efficient Refrigeration Compressor
Industrial | Ind ¦ Heat Lamps/Heat Pad | 2034 | SC B | MW | After Competition Groups | 0.051189 | 0 | 0 | 490.184 | 0.00010443 | 31 | Industrial_2034_SC B_MW_After Competition Groups_31 | Heat Lamps/Heat Pad | 0.01044% | 0 | 0.051189 | Industrial_2034_SC B_MW_After Competition Groups_Heat Lamps/Heat Pad
Industrial | Ind ¦ Pump System Optimization | 2034 | SC C | MW | After Competition Groups | 66.9484 | 0 | 0 | 361.1095 | 0.1854 | 1 | Industrial_2034_SC C_MW_After Competition Groups_1 | Pump System Optimization | 18.54% | 0 | 66.9484 | Industrial_2034_SC C_MW_After Competition Groups_Pump System Optimization
Industrial | Ind ¦ Air Compressor Optimization | 2034 | SC C | MW | After Competition Groups | 47.4759 | 0 | 0 | 361.1095 | 0.13147 | 2 | Industrial_2034_SC C_MW_After Competition Groups_2 | Air Compressor Optimization | 13.15% | 0 | 47.4759 | Industrial_2034_SC C_MW_After Competition Groups_Air Compressor Optimization
Industrial | Ind ¦ Air Leak Survey and Repair | 2034 | SC C | MW | After Competition Groups | 39.3196 | 0 | 0 | 361.1095 | 0.10889 | 3 | Industrial_2034_SC C_MW_After Competition Groups_3 | Air Leak Survey and Repair | 10.89% | 0 | 39.3196 | Industrial_2034_SC C_MW_After Competition Groups_Air Leak Survey and Repair
Industrial | Ind ¦ Pump Equipment Upgrade | 2034 | SC C | MW | After Competition Groups | 30.5177 | 0 | 0 | 361.1095 | 0.084511 | 4 | Industrial_2034_SC C_MW_After Competition Groups_4 | Pump Equipment Upgrade | 8.451% | 0 | 30.5177 | Industrial_2034_SC C_MW_After Competition Groups_Pump Equipment Upgrade
Industrial | Ind ¦ Recommissioning | 2034 | SC C | MW | After Competition Groups | 27.8461 | 0 | 0 | 361.1095 | 0.077113 | 5 | Industrial_2034_SC C_MW_After Competition Groups_5 | Recommissioning | 7.711% | 0 | 27.8461 | Industrial_2034_SC C_MW_After Competition Groups_Recommissioning
Industrial | Ind ¦ SEM | 2034 | SC C | MW | After Competition Groups | 27.8461 | 0 | 0 | 361.1095 | 0.077113 | 6 | Industrial_2034_SC C_MW_After Competition Groups_6 | SEM | 7.711% | 0 | 27.8461 | Industrial_2034_SC C_MW_After Competition Groups_SEM
Industrial | Ind ¦ Efficient Compressed Air Nozzles | 2034 | SC C | MW | After Competition Groups | 23.2013 | 0 | 0 | 361.1095 | 0.06425 | 7 | Industrial_2034_SC C_MW_After Competition Groups_7 | Efficient Compressed Air Nozzles | 6.425% | 0 | 23.2013 | Industrial_2034_SC C_MW_After Competition Groups_Efficient Compressed Air Nozzles
Industrial | Ind ¦ Fan System Optimization | 2034 | SC C | MW | After Competition Groups | 16.9176 | 0 | 0 | 361.1095 | 0.046849 | 8 | Industrial_2034_SC C_MW_After Competition Groups_8 | Fan System Optimization | 4.685% | 0 | 16.9176 | Industrial_2034_SC C_MW_After Competition Groups_Fan System Optimization
Industrial | Ind ¦ High Efficiency HVAC Fans | 2034 | SC C | MW | After Competition Groups | 15.4298 | 0 | 0 | 361.1095 | 0.042729 | 9 | Industrial_2034_SC C_MW_After Competition Groups_9 | High Efficiency HVAC Fans | 4.273% | 0 | 15.4298 | Industrial_2034_SC C_MW_After Competition Groups_High Efficiency HVAC Fans
Industrial | Ind ¦ Greenhouse Grow Lights | 2034 | SC C | MW | After Competition Groups | 11.7677 | 0 | 0 | 361.1095 | 0.032588 | 10 | Industrial_2034_SC C_MW_After Competition Groups_10 | Greenhouse Grow Lights | 3.259% | 0 | 11.7677 | Industrial_2034_SC C_MW_After Competition Groups_Greenhouse Grow Lights
Industrial | Ind ¦ HE Lighting | 2034 | SC C | MW | After Competition Groups | 11.6628 | 0 | 0 | 361.1095 | 0.032297 | 11 | Industrial_2034_SC C_MW_After Competition Groups_11 | HE Lighting | 3.23% | 0 | 11.6628 | Industrial_2034_SC C_MW_After Competition Groups_HE Lighting
Industrial | Ind ¦ Improved Controls - Process Cooling | 2034 | SC C | MW | After Competition Groups | 7.5473 | 0 | 0 | 361.1095 | 0.0209 | 12 | Industrial_2034_SC C_MW_After Competition Groups_12 | Improved Controls - Process Cooling | 2.09% | 0 | 7.5473 | Industrial_2034_SC C_MW_After Competition Groups_Improved Controls - Process Cooling
Industrial | Ind ¦ Process Optimization (Elec) | 2034 | SC C | MW | After Competition Groups | 5.1848 | 0 | 0 | 361.1095 | 0.014358 | 13 | Industrial_2034_SC C_MW_After Competition Groups_13 | Process Optimization (Elec) | 1.436% | 0 | 5.1848 | Industrial_2034_SC C_MW_After Competition Groups_Process Optimization (Elec)
Industrial | Ind ¦ Material Handling Improvements | 2034 | SC C | MW | After Competition Groups | 4.8445 | 0 | 0 | 361.1095 | 0.013416 | 14 | Industrial_2034_SC C_MW_After Competition Groups_14 | Material Handling Improvements | 1.342% | 0 | 4.8445 | Industrial_2034_SC C_MW_After Competition Groups_Material Handling Improvements
Industrial | Ind ¦ Pulp and Paper Process Improvements | 2034 | SC C | MW | After Competition Groups | 3.8861 | 0 | 0 | 361.1095 | 0.010762 | 15 | Industrial_2034_SC C_MW_After Competition Groups_15 | Pulp and Paper Process Improvements | 1.076% | 0 | 3.8861 | Industrial_2034_SC C_MW_After Competition Groups_Pulp and Paper Process Improvements
Industrial | Ind ¦ Cooling Tower Optimization | 2034 | SC C | MW | After Competition Groups | 3.8326 | 0 | 0 | 361.1095 | 0.010613 | 16 | Industrial_2034_SC C_MW_After Competition Groups_16 | Cooling Tower Optimization | 1.061% | 0 | 3.8326 | Industrial_2034_SC C_MW_After Competition Groups_Cooling Tower Optimization
Industrial | Ind ¦ Ventilation Optimization | 2034 | SC C | MW | After Competition Groups | 3.2497 | 0 | 0 | 361.1095 | 0.0089991 | 17 | Industrial_2034_SC C_MW_After Competition Groups_17 | Ventilation Optimization | 0.8999% | 0 | 3.2497 | Industrial_2034_SC C_MW_After Competition Groups_Ventilation Optimization
Industrial | Ind ¦ Refiner Plate Improvements | 2034 | SC C | MW | After Competition Groups | 2.6604 | 0 | 0 | 361.1095 | 0.0073672 | 18 | Industrial_2034_SC C_MW_After Competition Groups_18 | Refiner Plate Improvements | 0.7367% | 0 | 2.6604 | Industrial_2034_SC C_MW_After Competition Groups_Refiner Plate Improvements
Industrial | Ind ¦ Free Cooling | 2034 | SC C | MW | After Competition Groups | 2.0759 | 0 | 0 | 361.1095 | 0.0057486 | 19 | Industrial_2034_SC C_MW_After Competition Groups_19 | Free Cooling | 0.5749% | 0 | 2.0759 | Industrial_2034_SC C_MW_After Competition Groups_Free Cooling
Industrial | Ind ¦ VAV Conversion Project | 2034 | SC C | MW | After Competition Groups | 1.7247 | 0 | 0 | 361.1095 | 0.0047762 | 20 | Industrial_2034_SC C_MW_After Competition Groups_20 | VAV Conversion Project | 0.4776% | 0 | 1.7247 | Industrial_2034_SC C_MW_After Competition Groups_VAV Conversion Project
Industrial | Ind ¦ High Efficiency Battery Charger | 2034 | SC C | MW | After Competition Groups | 1.4539 | 0 | 0 | 361.1095 | 0.0040263 | 21 | Industrial_2034_SC C_MW_After Competition Groups_21 | High Efficiency Battery Charger | 0.4026% | 0 | 1.4539 | Industrial_2034_SC C_MW_After Competition Groups_High Efficiency Battery Charger
Industrial | Ind ¦ Process Heat Recovery | 2034 | SC C | MW | After Competition Groups | 1.419 | 0 | 0 | 361.1095 | 0.0039295 | 22 | Industrial_2034_SC C_MW_After Competition Groups_22 | Process Heat Recovery | 0.3929% | 0 | 1.419 | Industrial_2034_SC C_MW_After Competition Groups_Process Heat Recovery
Industrial | Ind ¦ Process Improvements | 2034 | SC C | MW | After Competition Groups | 1.1132 | 0 | 0 | 361.1095 | 0.0030828 | 23 | Industrial_2034_SC C_MW_After Competition Groups_23 | Process Improvements | 0.3083% | 0 | 1.1132 | Industrial_2034_SC C_MW_After Competition Groups_Process Improvements
Industrial | Ind ¦ Refrigeration Compressor VFD | 2034 | SC C | MW | After Competition Groups | 0.91564 | 0 | 0 | 361.1095 | 0.0025356 | 24 | Industrial_2034_SC C_MW_After Competition Groups_24 | Refrigeration Compressor VFD | 0.2536% | 0 | 0.91564 | Industrial_2034_SC C_MW_After Competition Groups_Refrigeration Compressor VFD
Industrial | Ind ¦ Improved Controls - Process Heating | 2034 | SC C | MW | After Competition Groups | 0.71033 | 0 | 0 | 361.1095 | 0.0019671 | 25 | Industrial_2034_SC C_MW_After Competition Groups_25 | Improved Controls - Process Heating | 0.1967% | 0 | 0.71033 | Industrial_2034_SC C_MW_After Competition Groups_Improved Controls - Process Heating
Industrial | Ind ¦ Efficient Irrigation | 2034 | SC C | MW | After Competition Groups | 0.5905 | 0 | 0 | 361.1095 | 0.0016352 | 26 | Industrial_2034_SC C_MW_After Competition Groups_26 | Efficient Irrigation | 0.1635% | 0 | 0.5905 | Industrial_2034_SC C_MW_After Competition Groups_Efficient Irrigation
Industrial | Ind ¦ Engine Block Heater Timer | 2034 | SC C | MW | After Competition Groups | 0.41908 | 0 | 0 | 361.1095 | 0.0011605 | 27 | Industrial_2034_SC C_MW_After Competition Groups_27 | Engine Block Heater Timer | 0.1161% | 0 | 0.41908 | Industrial_2034_SC C_MW_After Competition Groups_Engine Block Heater Timer
Industrial | Ind ¦ Dairy Pre-Cooler | 2034 | SC C | MW | After Competition Groups | 0.22183 | 0 | 0 | 361.1095 | 0.00061431 | 28 | Industrial_2034_SC C_MW_After Competition Groups_28 | Dairy Pre-Cooler | 0.06143% | 0 | 0.22183 | Industrial_2034_SC C_MW_After Competition Groups_Dairy Pre-Cooler
Industrial | Ind ¦ Air Compressor Heat Recovery | 2034 | SC C | MW | After Competition Groups | 0.18989 | 0 | 0 | 361.1095 | 0.00052586 | 29 | Industrial_2034_SC C_MW_After Competition Groups_29 | Air Compressor Heat Recovery | 0.05259% | 0 | 0.18989 | Industrial_2034_SC C_MW_After Competition Groups_Air Compressor Heat Recovery
Industrial | Ind ¦ Efficient Refrigeration Compressor | 2034 | SC C | MW | After Competition Groups | 0.091242 | 0 | 0 | 361.1095 | 0.00025267 | 30 | Industrial_2034_SC C_MW_After Competition Groups_30 | Efficient Refrigeration Compressor | 0.02527% | 0 | 0.091242 | Industrial_2034_SC C_MW_After Competition Groups_Efficient Refrigeration Compressor
Industrial | Ind ¦ Heat Lamps/Heat Pad | 2034 | SC C | MW | After Competition Groups | 0.045771 | 0 | 0 | 361.1095 | 0.00012675 | 31 | Industrial_2034_SC C_MW_After Competition Groups_31 | Heat Lamps/Heat Pad | 0.01267% | 0 | 0.045771 | Industrial_2034_SC C_MW_After Competition Groups_Heat Lamps/Heat Pad
Industrial | Ind ¦ Air Compressor Optimization | 2034 | SC D | MW | After Competition Groups | 47.4759 | 829263.7428 | 0.82926 | 290.4431 | 0.16346 | 1 | Industrial_2034_SC D_MW_After Competition Groups_1 | Air Compressor Optimization | 16.35% | 0.82926 | 47.4759 | Industrial_2034_SC D_MW_After Competition Groups_Air Compressor Optimization
Industrial | Ind ¦ Air Leak Survey and Repair | 2034 | SC D | MW | After Competition Groups | 39.2516 | 514980.9003 | 0.51498 | 290.4431 | 0.13514 | 2 | Industrial_2034_SC D_MW_After Competition Groups_2 | Air Leak Survey and Repair | 13.51% | 0.51498 | 39.2516 | Industrial_2034_SC D_MW_After Competition Groups_Air Leak Survey and Repair
Industrial | Ind ¦ Pump System Optimization | 2034 | SC D | MW | After Competition Groups | 37.3648 | 2799529.3993 | 2.7995 | 290.4431 | 0.12865 | 3 | Industrial_2034_SC D_MW_After Competition Groups_3 | Pump System Optimization | 12.86% | 2.7995 | 37.3648 | Industrial_2034_SC D_MW_After Competition Groups_Pump System Optimization
Industrial | Ind ¦ SEM | 2034 | SC D | MW | After Competition Groups | 27.8461 | 2479807.2605 | 2.4798 | 290.4431 | 0.095875 | 4 | Industrial_2034_SC D_MW_After Competition Groups_4 | SEM | 9.587% | 2.4798 | 27.8461 | Industrial_2034_SC D_MW_After Competition Groups_SEM
Industrial | Ind ¦ Recommissioning | 2034 | SC D | MW | After Competition Groups | 26.9205 | 1592943.1763 | 1.5929 | 290.4431 | 0.092688 | 5 | Industrial_2034_SC D_MW_After Competition Groups_5 | Recommissioning | 9.269% | 1.5929 | 26.9205 | Industrial_2034_SC D_MW_After Competition Groups_Recommissioning
Industrial | Ind ¦ Efficient Compressed Air Nozzles | 2034 | SC D | MW | After Competition Groups | 23.2013 | 510689.8667 | 0.51069 | 290.4431 | 0.079883 | 6 | Industrial_2034_SC D_MW_After Competition Groups_6 | Efficient Compressed Air Nozzles | 7.988% | 0.51069 | 23.2013 | Industrial_2034_SC D_MW_After Competition Groups_Efficient Compressed Air Nozzles
Industrial | Ind ¦ Fan System Optimization | 2034 | SC D | MW | After Competition Groups | 16.9176 | 663293.6854 | 0.66329 | 290.4431 | 0.058247 | 7 | Industrial_2034_SC D_MW_After Competition Groups_7 | Fan System Optimization | 5.825% | 0.66329 | 16.9176 | Industrial_2034_SC D_MW_After Competition Groups_Fan System Optimization
Industrial | Ind ¦ Pump Equipment Upgrade | 2034 | SC D | MW | After Competition Groups | 16.1671 | 1296391.6144 | 1.2964 | 290.4431 | 0.055664 | 8 | Industrial_2034_SC D_MW_After Competition Groups_8 | Pump Equipment Upgrade | 5.566% | 1.2964 | 16.1671 | Industrial_2034_SC D_MW_After Competition Groups_Pump Equipment Upgrade
Industrial | Ind ¦ High Efficiency HVAC Fans | 2034 | SC D | MW | After Competition Groups | 14.6268 | 1603664.2232 | 1.6037 | 290.4431 | 0.05036 | 9 | Industrial_2034_SC D_MW_After Competition Groups_9 | High Efficiency HVAC Fans | 5.036% | 1.6037 | 14.6268 | Industrial_2034_SC D_MW_After Competition Groups_High Efficiency HVAC Fans
Industrial | Ind ¦ Improved Controls - Process Cooling | 2034 | SC D | MW | After Competition Groups | 7.5473 | 245608.9141 | 0.24561 | 290.4431 | 0.025986 | 10 | Industrial_2034_SC D_MW_After Competition Groups_10 | Improved Controls - Process Cooling | 2.599% | 0.24561 | 7.5473 | Industrial_2034_SC D_MW_After Competition Groups_Improved Controls - Process Cooling
Industrial | Ind ¦ Greenhouse Grow Lights | 2034 | SC D | MW | After Competition Groups | 6.0831 | 588344.2033 | 0.58834 | 290.4431 | 0.020944 | 11 | Industrial_2034_SC D_MW_After Competition Groups_11 | Greenhouse Grow Lights | 2.094% | 0.58834 | 6.0831 | Industrial_2034_SC D_MW_After Competition Groups_Greenhouse Grow Lights
Industrial | Ind ¦ Process Optimization (Elec) | 2034 | SC D | MW | After Competition Groups | 5.1848 | 351200.5228 | 0.3512 | 290.4431 | 0.017851 | 12 | Industrial_2034_SC D_MW_After Competition Groups_12 | Process Optimization (Elec) | 1.785% | 0.3512 | 5.1848 | Industrial_2034_SC D_MW_After Competition Groups_Process Optimization (Elec)
Industrial | Ind ¦ Material Handling Improvements | 2034 | SC D | MW | After Competition Groups | 4.8445 | 167526.0384 | 0.16753 | 290.4431 | 0.01668 | 13 | Industrial_2034_SC D_MW_After Competition Groups_13 | Material Handling Improvements | 1.668% | 0.16753 | 4.8445 | Industrial_2034_SC D_MW_After Competition Groups_Material Handling Improvements
Industrial | Ind ¦ Cooling Tower Optimization | 2034 | SC D | MW | After Competition Groups | 3.6869 | 157216.8051 | 0.15722 | 290.4431 | 0.012694 | 14 | Industrial_2034_SC D_MW_After Competition Groups_14 | Cooling Tower Optimization | 1.269% | 0.15722 | 3.6869 | Industrial_2034_SC D_MW_After Competition Groups_Cooling Tower Optimization
Industrial | Ind ¦ Ventilation Optimization | 2034 | SC D | MW | After Competition Groups | 2.8699 | 236081.9174 | 0.23608 | 290.4431 | 0.0098812 | 15 | Industrial_2034_SC D_MW_After Competition Groups_15 | Ventilation Optimization | 0.9881% | 0.23608 | 2.8699 | Industrial_2034_SC D_MW_After Competition Groups_Ventilation Optimization
Industrial | Ind ¦ Refiner Plate Improvements | 2034 | SC D | MW | After Competition Groups | 2.6604 | 213264.1072 | 0.21326 | 290.4431 | 0.0091597 | 16 | Industrial_2034_SC D_MW_After Competition Groups_16 | Refiner Plate Improvements | 0.916% | 0.21326 | 2.6604 | Industrial_2034_SC D_MW_After Competition Groups_Refiner Plate Improvements
Industrial | Ind ¦ HE Lighting | 2034 | SC D | MW | After Competition Groups | 1.2504 | 331689.0499 | 0.33169 | 290.4431 | 0.004305 | 17 | Industrial_2034_SC D_MW_After Competition Groups_17 | HE Lighting | 0.4305% | 0.33169 | 1.2504 | Industrial_2034_SC D_MW_After Competition Groups_HE Lighting
Industrial | Ind ¦ VAV Conversion Project | 2034 | SC D | MW | After Competition Groups | 1.1684 | 193830.2277 | 0.19383 | 290.4431 | 0.0040228 | 18 | Industrial_2034_SC D_MW_After Competition Groups_18 | VAV Conversion Project | 0.4023% | 0.19383 | 1.1684 | Industrial_2034_SC D_MW_After Competition Groups_VAV Conversion Project
Industrial | Ind ¦ Process Heat Recovery | 2034 | SC D | MW | After Competition Groups | 1.069 | 151151.0013 | 0.15115 | 290.4431 | 0.0036806 | 19 | Industrial_2034_SC D_MW_After Competition Groups_19 | Process Heat Recovery | 0.3681% | 0.15115 | 1.069 | Industrial_2034_SC D_MW_After Competition Groups_Process Heat Recovery
Industrial | Ind ¦ Process Improvements | 2034 | SC D | MW | After Competition Groups | 0.97669 | 59002.8034 | 0.059003 | 290.4431 | 0.0033628 | 20 | Industrial_2034_SC D_MW_After Competition Groups_20 | Process Improvements | 0.3363% | 0.059003 | 0.97669 | Industrial_2034_SC D_MW_After Competition Groups_Process Improvements
Industrial | Ind ¦ High Efficiency Battery Charger | 2034 | SC D | MW | After Competition Groups | 0.64464 | 93427.2875 | 0.093427 | 290.4431 | 0.0022195 | 21 | Industrial_2034_SC D_MW_After Competition Groups_21 | High Efficiency Battery Charger | 0.2219% | 0.093427 | 0.64464 | Industrial_2034_SC D_MW_After Competition Groups_High Efficiency Battery Charger
Industrial | Ind ¦ Improved Controls - Process Heating | 2034 | SC D | MW | After Competition Groups | 0.63654 | 67490.0362 | 0.06749 | 290.4431 | 0.0021916 | 22 | Industrial_2034_SC D_MW_After Competition Groups_22 | Improved Controls - Process Heating | 0.2192% | 0.06749 | 0.63654 | Industrial_2034_SC D_MW_After Competition Groups_Improved Controls - Process Heating
Industrial | Ind ¦ Refrigeration Compressor VFD | 2034 | SC D | MW | After Competition Groups | 0.42059 | 28481.5704 | 0.028482 | 290.4431 | 0.0014481 | 23 | Industrial_2034_SC D_MW_After Competition Groups_23 | Refrigeration Compressor VFD | 0.1448% | 0.028482 | 0.42059 | Industrial_2034_SC D_MW_After Competition Groups_Refrigeration Compressor VFD
Industrial | Ind ¦ Engine Block Heater Timer | 2034 | SC D | MW | After Competition Groups | 0.39764 | 23728.8685 | 0.023729 | 290.4431 | 0.0013691 | 24 | Industrial_2034_SC D_MW_After Competition Groups_24 | Engine Block Heater Timer | 0.1369% | 0.023729 | 0.39764 | Industrial_2034_SC D_MW_After Competition Groups_Engine Block Heater Timer
Industrial | Ind ¦ Pulp and Paper Process Improvements | 2034 | SC D | MW | After Competition Groups | 0.38513 | 43250.7104 | 0.043251 | 290.4431 | 0.001326 | 25 | Industrial_2034_SC D_MW_After Competition Groups_25 | Pulp and Paper Process Improvements | 0.1326% | 0.043251 | 0.38513 | Industrial_2034_SC D_MW_After Competition Groups_Pulp and Paper Process Improvements
Industrial | Ind ¦ Free Cooling | 2034 | SC D | MW | After Competition Groups | 0.22816 | 26763.8562 | 0.026764 | 290.4431 | 0.00078555 | 26 | Industrial_2034_SC D_MW_After Competition Groups_26 | Free Cooling | 0.07855% | 0.026764 | 0.22816 | Industrial_2034_SC D_MW_After Competition Groups_Free Cooling
Industrial | Ind ¦ Efficient Irrigation | 2034 | SC D | MW | After Competition Groups | 0.21807 | 45546.2737 | 0.045546 | 290.4431 | 0.00075083 | 27 | Industrial_2034_SC D_MW_After Competition Groups_27 | Efficient Irrigation | 0.07508% | 0.045546 | 0.21807 | Industrial_2034_SC D_MW_After Competition Groups_Efficient Irrigation
Industrial | Ind ¦ Air Compressor Heat Recovery | 2034 | SC D | MW | After Competition Groups | 0.17278 | 23487.8265 | 0.023488 | 290.4431 | 0.00059488 | 28 | Industrial_2034_SC D_MW_After Competition Groups_28 | Air Compressor Heat Recovery | 0.05949% | 0.023488 | 0.17278 | Industrial_2034_SC D_MW_After Competition Groups_Air Compressor Heat Recovery
Industrial | Ind ¦ Dairy Pre-Cooler | 2034 | SC D | MW | After Competition Groups | 0.10935 | 8059.6937 | 0.0080597 | 290.4431 | 0.00037648 | 29 | Industrial_2034_SC D_MW_After Competition Groups_29 | Dairy Pre-Cooler | 0.03765% | 0.0080597 | 0.10935 | Industrial_2034_SC D_MW_After Competition Groups_Dairy Pre-Cooler
Industrial | Ind ¦ Efficient Refrigeration Compressor | 2034 | SC D | MW | After Competition Groups | 0.090161 | 6414.3355 | 0.0064143 | 290.4431 | 0.00031043 | 30 | Industrial_2034_SC D_MW_After Competition Groups_30 | Efficient Refrigeration Compressor | 0.03104% | 0.0064143 | 0.090161 | Industrial_2034_SC D_MW_After Competition Groups_Efficient Refrigeration Compressor
Industrial | Ind ¦ Heat Lamps/Heat Pad | 2034 | SC D | MW | After Competition Groups | 0.02697 | 1279.0488 | 0.001279 | 290.4431 | 9.2859e-05 | 31 | Industrial_2034_SC D_MW_After Competition Groups_31 | Heat Lamps/Heat Pad | 0.009286% | 0.001279 | 0.02697 | Industrial_2034_SC D_MW_After Competition Groups_Heat Lamps/Heat Pad
Industrial | Ind ¦ Pump System Optimization | 2034 | Technical | MW | After Competition Groups | 97.6788 | 0 | 0 | 743.0618 | 0.13145 | 1 | Industrial_2034_Technical_MW_After Competition Groups_1 | Pump System Optimization | 13.15% | 0 | 97.6788 | Industrial_2034_Technical_MW_After Competition Groups_Pump System Optimization
Industrial | Ind ¦ HE Lighting | 2034 | Technical | MW | After Competition Groups | 90.8477 | 0 | 0 | 743.0618 | 0.12226 | 2 | Industrial_2034_Technical_MW_After Competition Groups_2 | HE Lighting | 12.23% | 0 | 90.8477 | Industrial_2034_Technical_MW_After Competition Groups_HE Lighting
Industrial | Ind ¦ Air Leak Survey and Repair | 2034 | Technical | MW | After Competition Groups | 74.1116 | 0 | 0 | 743.0618 | 0.099738 | 3 | Industrial_2034_Technical_MW_After Competition Groups_3 | Air Leak Survey and Repair | 9.974% | 0 | 74.1116 | Industrial_2034_Technical_MW_After Competition Groups_Air Leak Survey and Repair
Industrial | Ind ¦ Air Compressor Optimization | 2034 | Technical | MW | After Competition Groups | 58.0526 | 0 | 0 | 743.0618 | 0.078126 | 4 | Industrial_2034_Technical_MW_After Competition Groups_4 | Air Compressor Optimization | 7.813% | 0 | 58.0526 | Industrial_2034_Technical_MW_After Competition Groups_Air Compressor Optimization
Industrial | Ind ¦ Efficient Compressed Air Nozzles | 2034 | Technical | MW | After Competition Groups | 56.5682 | 0 | 0 | 743.0618 | 0.076128 | 5 | Industrial_2034_Technical_MW_After Competition Groups_5 | Efficient Compressed Air Nozzles | 7.613% | 0 | 56.5682 | Industrial_2034_Technical_MW_After Competition Groups_Efficient Compressed Air Nozzles
Industrial | Ind ¦ Recommissioning | 2034 | Technical | MW | After Competition Groups | 51.8662 | 0 | 0 | 743.0618 | 0.069801 | 6 | Industrial_2034_Technical_MW_After Competition Groups_6 | Recommissioning | 6.98% | 0 | 51.8662 | Industrial_2034_Technical_MW_After Competition Groups_Recommissioning
Industrial | Ind ¦ SEM | 2034 | Technical | MW | After Competition Groups | 51.8662 | 0 | 0 | 743.0618 | 0.069801 | 7 | Industrial_2034_Technical_MW_After Competition Groups_7 | SEM | 6.98% | 0 | 51.8662 | Industrial_2034_Technical_MW_After Competition Groups_SEM
Industrial | Ind ¦ Pump Equipment Upgrade | 2034 | Technical | MW | After Competition Groups | 43.4778 | 0 | 0 | 743.0618 | 0.058512 | 8 | Industrial_2034_Technical_MW_After Competition Groups_8 | Pump Equipment Upgrade | 5.851% | 0 | 43.4778 | Industrial_2034_Technical_MW_After Competition Groups_Pump Equipment Upgrade
Industrial | Ind ¦ High Efficiency HVAC Fans | 2034 | Technical | MW | After Competition Groups | 27.4367 | 0 | 0 | 743.0618 | 0.036924 | 9 | Industrial_2034_Technical_MW_After Competition Groups_9 | High Efficiency HVAC Fans | 3.692% | 0 | 27.4367 | Industrial_2034_Technical_MW_After Competition Groups_High Efficiency HVAC Fans
Industrial | Ind ¦ Greenhouse Grow Lights | 2034 | Technical | MW | After Competition Groups | 22.1325 | 0 | 0 | 743.0618 | 0.029786 | 10 | Industrial_2034_Technical_MW_After Competition Groups_10 | Greenhouse Grow Lights | 2.979% | 0 | 22.1325 | Industrial_2034_Technical_MW_After Competition Groups_Greenhouse Grow Lights
Industrial | Ind ¦ Premium Efficient Motors | 2034 | Technical | MW | After Competition Groups | 21.0583 | 0 | 0 | 743.0618 | 0.02834 | 11 | Industrial_2034_Technical_MW_After Competition Groups_11 | Premium Efficient Motors | 2.834% | 0 | 21.0583 | Industrial_2034_Technical_MW_After Competition Groups_Premium Efficient Motors
Industrial | Ind ¦ Process Optimization (Elec) | 2034 | Technical | MW | After Competition Groups | 20.975 | 0 | 0 | 743.0618 | 0.028228 | 12 | Industrial_2034_Technical_MW_After Competition Groups_12 | Process Optimization (Elec) | 2.823% | 0 | 20.975 | Industrial_2034_Technical_MW_After Competition Groups_Process Optimization (Elec)
Industrial | Ind ¦ Fan System Optimization | 2034 | Technical | MW | After Competition Groups | 19.6964 | 0 | 0 | 743.0618 | 0.026507 | 13 | Industrial_2034_Technical_MW_After Competition Groups_13 | Fan System Optimization | 2.651% | 0 | 19.6964 | Industrial_2034_Technical_MW_After Competition Groups_Fan System Optimization
Industrial | Ind ¦ Improved Controls - Process Cooling | 2034 | Technical | MW | After Competition Groups | 13.4469 | 0 | 0 | 743.0618 | 0.018097 | 14 | Industrial_2034_Technical_MW_After Competition Groups_14 | Improved Controls - Process Cooling | 1.81% | 0 | 13.4469 | Industrial_2034_Technical_MW_After Competition Groups_Improved Controls - Process Cooling
Industrial | Ind ¦ Ventilation Optimization | 2034 | Technical | MW | After Competition Groups | 10.4765 | 0 | 0 | 743.0618 | 0.014099 | 15 | Industrial_2034_Technical_MW_After Competition Groups_15 | Ventilation Optimization | 1.41% | 0 | 10.4765 | Industrial_2034_Technical_MW_After Competition Groups_Ventilation Optimization
Industrial | Ind ¦ HE HVAC Controls | 2034 | Technical | MW | After Competition Groups | 8.6229 | 0 | 0 | 743.0618 | 0.011605 | 16 | Industrial_2034_Technical_MW_After Competition Groups_16 | HE HVAC Controls | 1.16% | 0 | 8.6229 | Industrial_2034_Technical_MW_After Competition Groups_HE HVAC Controls
Industrial | Ind ¦ Material Handling Improvements | 2034 | Technical | MW | After Competition Groups | 8.2921 | 0 | 0 | 743.0618 | 0.011159 | 17 | Industrial_2034_Technical_MW_After Competition Groups_17 | Material Handling Improvements | 1.116% | 0 | 8.2921 | Industrial_2034_Technical_MW_After Competition Groups_Material Handling Improvements
Industrial | Ind ¦ Pulp and Paper Process Improvements | 2034 | Technical | MW | After Competition Groups | 7.9624 | 0 | 0 | 743.0618 | 0.010716 | 18 | Industrial_2034_Technical_MW_After Competition Groups_18 | Pulp and Paper Process Improvements | 1.072% | 0 | 7.9624 | Industrial_2034_Technical_MW_After Competition Groups_Pulp and Paper Process Improvements
Industrial | Ind ¦ Refiner Plate Improvements | 2034 | Technical | MW | After Competition Groups | 6.9216 | 0 | 0 | 743.0618 | 0.0093149 | 19 | Industrial_2034_Technical_MW_After Competition Groups_19 | Refiner Plate Improvements | 0.9315% | 0 | 6.9216 | Industrial_2034_Technical_MW_After Competition Groups_Refiner Plate Improvements
Industrial | Ind ¦ HVLS Fans | 2034 | Technical | MW | After Competition Groups | 6.7146 | 0 | 0 | 743.0618 | 0.0090364 | 20 | Industrial_2034_Technical_MW_After Competition Groups_20 | HVLS Fans | 0.9036% | 0 | 6.7146 | Industrial_2034_Technical_MW_After Competition Groups_HVLS Fans
Industrial | Ind ¦ HE HVAC Units | 2034 | Technical | MW | After Competition Groups | 5.8804 | 0 | 0 | 743.0618 | 0.0079138 | 21 | Industrial_2034_Technical_MW_After Competition Groups_21 | HE HVAC Units | 0.7914% | 0 | 5.8804 | Industrial_2034_Technical_MW_After Competition Groups_HE HVAC Units
Industrial | Ind ¦ Chiller Optimization | 2034 | Technical | MW | After Competition Groups | 5.2251 | 0 | 0 | 743.0618 | 0.0070319 | 22 | Industrial_2034_Technical_MW_After Competition Groups_22 | Chiller Optimization | 0.7032% | 0 | 5.2251 | Industrial_2034_Technical_MW_After Competition Groups_Chiller Optimization
Industrial | Ind ¦ Cooling Tower Optimization | 2034 | Technical | MW | After Competition Groups | 4.1044 | 0 | 0 | 743.0618 | 0.0055236 | 23 | Industrial_2034_Technical_MW_After Competition Groups_23 | Cooling Tower Optimization | 0.5524% | 0 | 4.1044 | Industrial_2034_Technical_MW_After Competition Groups_Cooling Tower Optimization
Industrial | Ind ¦ Free Cooling | 2034 | Technical | MW | After Competition Groups | 3.4885 | 0 | 0 | 743.0618 | 0.0046947 | 24 | Industrial_2034_Technical_MW_After Competition Groups_24 | Free Cooling | 0.4695% | 0 | 3.4885 | Industrial_2034_Technical_MW_After Competition Groups_Free Cooling
Industrial | Ind ¦ High Efficiency Battery Charger | 2034 | Technical | MW | After Competition Groups | 2.8536 | 0 | 0 | 743.0618 | 0.0038403 | 25 | Industrial_2034_Technical_MW_After Competition Groups_25 | High Efficiency Battery Charger | 0.384% | 0 | 2.8536 | Industrial_2034_Technical_MW_After Competition Groups_High Efficiency Battery Charger
Industrial | Ind ¦ Cold Storage Retrofit | 2034 | Technical | MW | After Competition Groups | 2.8529 | 0 | 0 | 743.0618 | 0.0038394 | 26 | Industrial_2034_Technical_MW_After Competition Groups_26 | Cold Storage Retrofit | 0.3839% | 0 | 2.8529 | Industrial_2034_Technical_MW_After Competition Groups_Cold Storage Retrofit
Industrial | Ind ¦ VAV Conversion Project | 2034 | Technical | MW | After Competition Groups | 2.8208 | 0 | 0 | 743.0618 | 0.0037962 | 27 | Industrial_2034_Technical_MW_After Competition Groups_27 | VAV Conversion Project | 0.3796% | 0 | 2.8208 | Industrial_2034_Technical_MW_After Competition Groups_VAV Conversion Project
Industrial | Ind ¦ Process Heat Recovery | 2034 | Technical | MW | After Competition Groups | 2.7153 | 0 | 0 | 743.0618 | 0.0036543 | 28 | Industrial_2034_Technical_MW_After Competition Groups_28 | Process Heat Recovery | 0.3654% | 0 | 2.7153 | Industrial_2034_Technical_MW_After Competition Groups_Process Heat Recovery
Industrial | Ind ¦ Synchronous Belts | 2034 | Technical | MW | After Competition Groups | 2.6112 | 0 | 0 | 743.0618 | 0.0035141 | 29 | Industrial_2034_Technical_MW_After Competition Groups_29 | Synchronous Belts | 0.3514% | 0 | 2.6112 | Industrial_2034_Technical_MW_After Competition Groups_Synchronous Belts
Industrial | Ind ¦ Efficient Irrigation | 2034 | Technical | MW | After Competition Groups | 2.3161 | 0 | 0 | 743.0618 | 0.0031169 | 30 | Industrial_2034_Technical_MW_After Competition Groups_30 | Efficient Irrigation | 0.3117% | 0 | 2.3161 | Industrial_2034_Technical_MW_After Competition Groups_Efficient Irrigation
Industrial | Ind ¦ Process Improvements | 2034 | Technical | MW | After Competition Groups | 2.1419 | 0 | 0 | 743.0618 | 0.0028825 | 31 | Industrial_2034_Technical_MW_After Competition Groups_31 | Process Improvements | 0.2882% | 0 | 2.1419 | Industrial_2034_Technical_MW_After Competition Groups_Process Improvements
Industrial | Ind ¦ Refrigeration Compressor VFD | 2034 | Technical | MW | After Competition Groups | 1.5462 | 0 | 0 | 743.0618 | 0.0020808 | 32 | Industrial_2034_Technical_MW_After Competition Groups_32 | Refrigeration Compressor VFD | 0.2081% | 0 | 1.5462 | Industrial_2034_Technical_MW_After Competition Groups_Refrigeration Compressor VFD
Industrial | Ind ¦ Efficient Transformer | 2034 | Technical | MW | After Competition Groups | 1.4316 | 0 | 0 | 743.0618 | 0.0019266 | 33 | Industrial_2034_Technical_MW_After Competition Groups_33 | Efficient Transformer | 0.1927% | 0 | 1.4316 | Industrial_2034_Technical_MW_After Competition Groups_Efficient Transformer
Industrial | Ind ¦ Improved Controls - Process Heating | 2034 | Technical | MW | After Competition Groups | 1.3046 | 0 | 0 | 743.0618 | 0.0017557 | 34 | Industrial_2034_Technical_MW_After Competition Groups_34 | Improved Controls - Process Heating | 0.1756% | 0 | 1.3046 | Industrial_2034_Technical_MW_After Competition Groups_Improved Controls - Process Heating
Industrial | Ind ¦ High Efficiency Welders | 2034 | Technical | MW | After Competition Groups | 1.1436 | 0 | 0 | 743.0618 | 0.001539 | 35 | Industrial_2034_Technical_MW_After Competition Groups_35 | High Efficiency Welders | 0.1539% | 0 | 1.1436 | Industrial_2034_Technical_MW_After Competition Groups_High Efficiency Welders
Industrial | Ind ¦ Engine Block Heater Timer | 2034 | Technical | MW | After Competition Groups | 0.82068 | 0 | 0 | 743.0618 | 0.0011045 | 36 | Industrial_2034_Technical_MW_After Competition Groups_36 | Engine Block Heater Timer | 0.1104% | 0 | 0.82068 | Industrial_2034_Technical_MW_After Competition Groups_Engine Block Heater Timer
Industrial | Ind ¦ Dairy Pre-Cooler | 2034 | Technical | MW | After Competition Groups | 0.62789 | 0 | 0 | 743.0618 | 0.00084501 | 37 | Industrial_2034_Technical_MW_After Competition Groups_37 | Dairy Pre-Cooler | 0.0845% | 0 | 0.62789 | Industrial_2034_Technical_MW_After Competition Groups_Dairy Pre-Cooler
Industrial | Ind ¦ Air Compressor Heat Recovery | 2034 | Technical | MW | After Competition Groups | 0.34616 | 0 | 0 | 743.0618 | 0.00046585 | 38 | Industrial_2034_Technical_MW_After Competition Groups_38 | Air Compressor Heat Recovery | 0.04659% | 0 | 0.34616 | Industrial_2034_Technical_MW_After Competition Groups_Air Compressor Heat Recovery
Industrial | Ind ¦ Optimize Compressed Air Dryer | 2034 | Technical | MW | After Competition Groups | 0.2563 | 0 | 0 | 743.0618 | 0.00034493 | 39 | Industrial_2034_Technical_MW_After Competition Groups_39 | Optimize Compressed Air Dryer | 0.03449% | 0 | 0.2563 | Industrial_2034_Technical_MW_After Competition Groups_Optimize Compressed Air Dryer
Industrial | Ind ¦ Heat Lamps/Heat Pad | 2034 | Technical | MW | After Competition Groups | 0.13702 | 0 | 0 | 743.0618 | 0.0001844 | 40 | Industrial_2034_Technical_MW_After Competition Groups_40 | Heat Lamps/Heat Pad | 0.01844% | 0 | 0.13702 | Industrial_2034_Technical_MW_After Competition Groups_Heat Lamps/Heat Pad
Industrial | Ind ¦ Efficient Refrigeration Compressor | 2034 | Technical | MW | After Competition Groups | 0.12799 | 0 | 0 | 743.0618 | 0.00017225 | 41 | Industrial_2034_Technical_MW_After Competition Groups_41 | Efficient Refrigeration Compressor | 0.01723% | 0 | 0.12799 | Industrial_2034_Technical_MW_After Competition Groups_Efficient Refrigeration Compressor
Industrial | Ind ¦ Creep Heat Controller | 2034 | Technical | MW | After Competition Groups | 0.10474 | 0 | 0 | 743.0618 | 0.00014096 | 42 | Industrial_2034_Technical_MW_After Competition Groups_42 | Creep Heat Controller | 0.0141% | 0 | 0.10474 | Industrial_2034_Technical_MW_After Competition Groups_Creep Heat Controller
Industrial | Ind ¦ Pump System Optimization | 2035 | Economic | MW | After Competition Groups | 96.6662 | 0 | 0 | 685.3943 | 0.14104 | 1 | Industrial_2035_Economic_MW_After Competition Groups_1 | Pump System Optimization | 14.1% | 0 | 96.6662 | Industrial_2035_Economic_MW_After Competition Groups_Pump System Optimization
Industrial | Ind ¦ HE Lighting | 2035 | Economic | MW | After Competition Groups | 92.4259 | 0 | 0 | 685.3943 | 0.13485 | 2 | Industrial_2035_Economic_MW_After Competition Groups_2 | HE Lighting | 13.49% | 0 | 92.4259 | Industrial_2035_Economic_MW_After Competition Groups_HE Lighting
Industrial | Ind ¦ Air Leak Survey and Repair | 2035 | Economic | MW | After Competition Groups | 74.29 | 0 | 0 | 685.3943 | 0.10839 | 3 | Industrial_2035_Economic_MW_After Competition Groups_3 | Air Leak Survey and Repair | 10.84% | 0 | 74.29 | Industrial_2035_Economic_MW_After Competition Groups_Air Leak Survey and Repair
Industrial | Ind ¦ Air Compressor Optimization | 2035 | Economic | MW | After Competition Groups | 58.9831 | 0 | 0 | 685.3943 | 0.086057 | 4 | Industrial_2035_Economic_MW_After Competition Groups_4 | Air Compressor Optimization | 8.606% | 0 | 58.9831 | Industrial_2035_Economic_MW_After Competition Groups_Air Compressor Optimization
Industrial | Ind ¦ Efficient Compressed Air Nozzles | 2035 | Economic | MW | After Competition Groups | 57.4389 | 0 | 0 | 685.3943 | 0.083804 | 5 | Industrial_2035_Economic_MW_After Competition Groups_5 | Efficient Compressed Air Nozzles | 8.38% | 0 | 57.4389 | Industrial_2035_Economic_MW_After Competition Groups_Efficient Compressed Air Nozzles
Industrial | Ind ¦ Recommissioning | 2035 | Economic | MW | After Competition Groups | 51.7503 | 0 | 0 | 685.3943 | 0.075504 | 6 | Industrial_2035_Economic_MW_After Competition Groups_6 | Recommissioning | 7.55% | 0 | 51.7503 | Industrial_2035_Economic_MW_After Competition Groups_Recommissioning
Industrial | Ind ¦ SEM | 2035 | Economic | MW | After Competition Groups | 51.7503 | 0 | 0 | 685.3943 | 0.075504 | 7 | Industrial_2035_Economic_MW_After Competition Groups_7 | SEM | 7.55% | 0 | 51.7503 | Industrial_2035_Economic_MW_After Competition Groups_SEM
Industrial | Ind ¦ Pump Equipment Upgrade | 2035 | Economic | MW | After Competition Groups | 44.1396 | 0 | 0 | 685.3943 | 0.0644 | 8 | Industrial_2035_Economic_MW_After Competition Groups_8 | Pump Equipment Upgrade | 6.44% | 0 | 44.1396 | Industrial_2035_Economic_MW_After Competition Groups_Pump Equipment Upgrade
Industrial | Ind ¦ High Efficiency HVAC Fans | 2035 | Economic | MW | After Competition Groups | 27.9521 | 0 | 0 | 685.3943 | 0.040783 | 9 | Industrial_2035_Economic_MW_After Competition Groups_9 | High Efficiency HVAC Fans | 4.078% | 0 | 27.9521 | Industrial_2035_Economic_MW_After Competition Groups_High Efficiency HVAC Fans
Industrial | Ind ¦ Greenhouse Grow Lights | 2035 | Economic | MW | After Competition Groups | 22.3704 | 0 | 0 | 685.3943 | 0.032639 | 10 | Industrial_2035_Economic_MW_After Competition Groups_10 | Greenhouse Grow Lights | 3.264% | 0 | 22.3704 | Industrial_2035_Economic_MW_After Competition Groups_Greenhouse Grow Lights
Industrial | Ind ¦ Process Optimization (Elec) | 2035 | Economic | MW | After Competition Groups | 20.9101 | 0 | 0 | 685.3943 | 0.030508 | 11 | Industrial_2035_Economic_MW_After Competition Groups_11 | Process Optimization (Elec) | 3.051% | 0 | 20.9101 | Industrial_2035_Economic_MW_After Competition Groups_Process Optimization (Elec)
Industrial | Ind ¦ Fan System Optimization | 2035 | Economic | MW | After Competition Groups | 19.8587 | 0 | 0 | 685.3943 | 0.028974 | 12 | Industrial_2035_Economic_MW_After Competition Groups_12 | Fan System Optimization | 2.897% | 0 | 19.8587 | Industrial_2035_Economic_MW_After Competition Groups_Fan System Optimization
Industrial | Ind ¦ Improved Controls - Process Cooling | 2035 | Economic | MW | After Competition Groups | 13.3761 | 0 | 0 | 685.3943 | 0.019516 | 13 | Industrial_2035_Economic_MW_After Competition Groups_13 | Improved Controls - Process Cooling | 1.952% | 0 | 13.3761 | Industrial_2035_Economic_MW_After Competition Groups_Improved Controls - Process Cooling
Industrial | Ind ¦ Material Handling Improvements | 2035 | Economic | MW | After Competition Groups | 8.4113 | 0 | 0 | 685.3943 | 0.012272 | 14 | Industrial_2035_Economic_MW_After Competition Groups_14 | Material Handling Improvements | 1.227% | 0 | 8.4113 | Industrial_2035_Economic_MW_After Competition Groups_Material Handling Improvements
Industrial | Ind ¦ Pulp and Paper Process Improvements | 2035 | Economic | MW | After Competition Groups | 7.9298 | 0 | 0 | 685.3943 | 0.01157 | 15 | Industrial_2035_Economic_MW_After Competition Groups_15 | Pulp and Paper Process Improvements | 1.157% | 0 | 7.9298 | Industrial_2035_Economic_MW_After Competition Groups_Pulp and Paper Process Improvements
Industrial | Ind ¦ Refiner Plate Improvements | 2035 | Economic | MW | After Competition Groups | 7.0241 | 0 | 0 | 685.3943 | 0.010248 | 16 | Industrial_2035_Economic_MW_After Competition Groups_16 | Refiner Plate Improvements | 1.025% | 0 | 7.0241 | Industrial_2035_Economic_MW_After Competition Groups_Refiner Plate Improvements
Industrial | Ind ¦ Ventilation Optimization | 2035 | Economic | MW | After Competition Groups | 4.8212 | 0 | 0 | 685.3943 | 0.0070342 | 17 | Industrial_2035_Economic_MW_After Competition Groups_17 | Ventilation Optimization | 0.7034% | 0 | 4.8212 | Industrial_2035_Economic_MW_After Competition Groups_Ventilation Optimization
Industrial | Ind ¦ Cooling Tower Optimization | 2035 | Economic | MW | After Competition Groups | 4.0909 | 0 | 0 | 685.3943 | 0.0059686 | 18 | Industrial_2035_Economic_MW_After Competition Groups_18 | Cooling Tower Optimization | 0.5969% | 0 | 4.0909 | Industrial_2035_Economic_MW_After Competition Groups_Cooling Tower Optimization
Industrial | Ind ¦ Free Cooling | 2035 | Economic | MW | After Competition Groups | 3.4795 | 0 | 0 | 685.3943 | 0.0050766 | 19 | Industrial_2035_Economic_MW_After Competition Groups_19 | Free Cooling | 0.5077% | 0 | 3.4795 | Industrial_2035_Economic_MW_After Competition Groups_Free Cooling
Industrial | Ind ¦ High Efficiency Battery Charger | 2035 | Economic | MW | After Competition Groups | 2.9018 | 0 | 0 | 685.3943 | 0.0042338 | 20 | Industrial_2035_Economic_MW_After Competition Groups_20 | High Efficiency Battery Charger | 0.4234% | 0 | 2.9018 | Industrial_2035_Economic_MW_After Competition Groups_High Efficiency Battery Charger
Industrial | Ind ¦ VAV Conversion Project | 2035 | Economic | MW | After Competition Groups | 2.8249 | 0 | 0 | 685.3943 | 0.0041216 | 21 | Industrial_2035_Economic_MW_After Competition Groups_21 | VAV Conversion Project | 0.4122% | 0 | 2.8249 | Industrial_2035_Economic_MW_After Competition Groups_VAV Conversion Project
Industrial | Ind ¦ Process Heat Recovery | 2035 | Economic | MW | After Competition Groups | 2.7117 | 0 | 0 | 685.3943 | 0.0039564 | 22 | Industrial_2035_Economic_MW_After Competition Groups_22 | Process Heat Recovery | 0.3956% | 0 | 2.7117 | Industrial_2035_Economic_MW_After Competition Groups_Process Heat Recovery
Industrial | Ind ¦ Efficient Irrigation | 2035 | Economic | MW | After Competition Groups | 2.3462 | 0 | 0 | 685.3943 | 0.0034231 | 23 | Industrial_2035_Economic_MW_After Competition Groups_23 | Efficient Irrigation | 0.3423% | 0 | 2.3462 | Industrial_2035_Economic_MW_After Competition Groups_Efficient Irrigation
Industrial | Ind ¦ Process Improvements | 2035 | Economic | MW | After Competition Groups | 2.13 | 0 | 0 | 685.3943 | 0.0031078 | 24 | Industrial_2035_Economic_MW_After Competition Groups_24 | Process Improvements | 0.3108% | 0 | 2.13 | Industrial_2035_Economic_MW_After Competition Groups_Process Improvements
Industrial | Ind ¦ Refrigeration Compressor VFD | 2035 | Economic | MW | After Competition Groups | 1.5713 | 0 | 0 | 685.3943 | 0.0022925 | 25 | Industrial_2035_Economic_MW_After Competition Groups_25 | Refrigeration Compressor VFD | 0.2293% | 0 | 1.5713 | Industrial_2035_Economic_MW_After Competition Groups_Refrigeration Compressor VFD
Industrial | Ind ¦ Improved Controls - Process Heating | 2035 | Economic | MW | After Competition Groups | 1.304 | 0 | 0 | 685.3943 | 0.0019026 | 26 | Industrial_2035_Economic_MW_After Competition Groups_26 | Improved Controls - Process Heating | 0.1903% | 0 | 1.304 | Industrial_2035_Economic_MW_After Competition Groups_Improved Controls - Process Heating
Industrial | Ind ¦ Engine Block Heater Timer | 2035 | Economic | MW | After Competition Groups | 0.81658 | 0 | 0 | 685.3943 | 0.0011914 | 27 | Industrial_2035_Economic_MW_After Competition Groups_27 | Engine Block Heater Timer | 0.1191% | 0 | 0.81658 | Industrial_2035_Economic_MW_After Competition Groups_Engine Block Heater Timer
Industrial | Ind ¦ Dairy Pre-Cooler | 2035 | Economic | MW | After Competition Groups | 0.63434 | 0 | 0 | 685.3943 | 0.00092552 | 28 | Industrial_2035_Economic_MW_After Competition Groups_28 | Dairy Pre-Cooler | 0.09255% | 0 | 0.63434 | Industrial_2035_Economic_MW_After Competition Groups_Dairy Pre-Cooler
Industrial | Ind ¦ Air Compressor Heat Recovery | 2035 | Economic | MW | After Competition Groups | 0.34442 | 0 | 0 | 685.3943 | 0.00050252 | 29 | Industrial_2035_Economic_MW_After Competition Groups_29 | Air Compressor Heat Recovery | 0.05025% | 0 | 0.34442 | Industrial_2035_Economic_MW_After Competition Groups_Air Compressor Heat Recovery
Industrial | Ind ¦ Efficient Refrigeration Compressor | 2035 | Economic | MW | After Competition Groups | 0.1295 | 0 | 0 | 685.3943 | 0.00018894 | 30 | Industrial_2035_Economic_MW_After Competition Groups_30 | Efficient Refrigeration Compressor | 0.01889% | 0 | 0.1295 | Industrial_2035_Economic_MW_After Competition Groups_Efficient Refrigeration Compressor
Industrial | Ind ¦ Heat Lamps/Heat Pad | 2035 | Economic | MW | After Competition Groups | 0.011122 | 0 | 0 | 685.3943 | 1.6228e-05 | 31 | Industrial_2035_Economic_MW_After Competition Groups_31 | Heat Lamps/Heat Pad | 0.001623% | 0 | 0.011122 | Industrial_2035_Economic_MW_After Competition Groups_Heat Lamps/Heat Pad
Industrial | Ind ¦ Air Compressor Optimization | 2035 | SC A | MW | After Competition Groups | 49.0409 | 0 | 0 | 322.588 | 0.15202 | 1 | Industrial_2035_SC A_MW_After Competition Groups_1 | Air Compressor Optimization | 15.2% | 0 | 49.0409 | Industrial_2035_SC A_MW_After Competition Groups_Air Compressor Optimization
Industrial | Ind ¦ Pump System Optimization | 2035 | SC A | MW | After Competition Groups | 47.7735 | 0 | 0 | 322.588 | 0.14809 | 2 | Industrial_2035_SC A_MW_After Competition Groups_2 | Pump System Optimization | 14.81% | 0 | 47.7735 | Industrial_2035_SC A_MW_After Competition Groups_Pump System Optimization
Industrial | Ind ¦ Air Leak Survey and Repair | 2035 | SC A | MW | After Competition Groups | 42.4614 | 0 | 0 | 322.588 | 0.13163 | 3 | Industrial_2035_SC A_MW_After Competition Groups_3 | Air Leak Survey and Repair | 13.16% | 0 | 42.4614 | Industrial_2035_SC A_MW_After Competition Groups_Air Leak Survey and Repair
Industrial | Ind ¦ Recommissioning | 2035 | SC A | MW | After Competition Groups | 30.0738 | 0 | 0 | 322.588 | 0.093227 | 4 | Industrial_2035_SC A_MW_After Competition Groups_4 | Recommissioning | 9.323% | 0 | 30.0738 | Industrial_2035_SC A_MW_After Competition Groups_Recommissioning
Industrial | Ind ¦ SEM | 2035 | SC A | MW | After Competition Groups | 30.0738 | 0 | 0 | 322.588 | 0.093227 | 5 | Industrial_2035_SC A_MW_After Competition Groups_5 | SEM | 9.323% | 0 | 30.0738 | Industrial_2035_SC A_MW_After Competition Groups_SEM
Industrial | Ind ¦ Efficient Compressed Air Nozzles | 2035 | SC A | MW | After Competition Groups | 25.4948 | 0 | 0 | 322.588 | 0.079032 | 6 | Industrial_2035_SC A_MW_After Competition Groups_6 | Efficient Compressed Air Nozzles | 7.903% | 0 | 25.4948 | Industrial_2035_SC A_MW_After Competition Groups_Efficient Compressed Air Nozzles
Industrial | Ind ¦ Pump Equipment Upgrade | 2035 | SC A | MW | After Competition Groups | 20.5692 | 0 | 0 | 322.588 | 0.063763 | 7 | Industrial_2035_SC A_MW_After Competition Groups_7 | Pump Equipment Upgrade | 6.376% | 0 | 20.5692 | Industrial_2035_SC A_MW_After Competition Groups_Pump Equipment Upgrade
Industrial | Ind ¦ Fan System Optimization | 2035 | SC A | MW | After Competition Groups | 16.7541 | 0 | 0 | 322.588 | 0.051936 | 8 | Industrial_2035_SC A_MW_After Competition Groups_8 | Fan System Optimization | 5.194% | 0 | 16.7541 | Industrial_2035_SC A_MW_After Competition Groups_Fan System Optimization
Industrial | Ind ¦ High Efficiency HVAC Fans | 2035 | SC A | MW | After Competition Groups | 16.5819 | 0 | 0 | 322.588 | 0.051403 | 9 | Industrial_2035_SC A_MW_After Competition Groups_9 | High Efficiency HVAC Fans | 5.14% | 0 | 16.5819 | Industrial_2035_SC A_MW_After Competition Groups_High Efficiency HVAC Fans
Industrial | Ind ¦ Improved Controls - Process Cooling | 2035 | SC A | MW | After Competition Groups | 8.1461 | 0 | 0 | 322.588 | 0.025252 | 10 | Industrial_2035_SC A_MW_After Competition Groups_10 | Improved Controls - Process Cooling | 2.525% | 0 | 8.1461 | Industrial_2035_SC A_MW_After Competition Groups_Improved Controls - Process Cooling
Industrial | Ind ¦ Greenhouse Grow Lights | 2035 | SC A | MW | After Competition Groups | 7.52 | 0 | 0 | 322.588 | 0.023311 | 11 | Industrial_2035_SC A_MW_After Competition Groups_11 | Greenhouse Grow Lights | 2.331% | 0 | 7.52 | Industrial_2035_SC A_MW_After Competition Groups_Greenhouse Grow Lights
Industrial | Ind ¦ Process Optimization (Elec) | 2035 | SC A | MW | After Competition Groups | 5.6964 | 0 | 0 | 322.588 | 0.017658 | 12 | Industrial_2035_SC A_MW_After Competition Groups_12 | Process Optimization (Elec) | 1.766% | 0 | 5.6964 | Industrial_2035_SC A_MW_After Competition Groups_Process Optimization (Elec)
Industrial | Ind ¦ Material Handling Improvements | 2035 | SC A | MW | After Competition Groups | 5.1408 | 0 | 0 | 322.588 | 0.015936 | 13 | Industrial_2035_SC A_MW_After Competition Groups_13 | Material Handling Improvements | 1.594% | 0 | 5.1408 | Industrial_2035_SC A_MW_After Competition Groups_Material Handling Improvements
Industrial | Ind ¦ Refiner Plate Improvements | 2035 | SC A | MW | After Competition Groups | 2.9274 | 0 | 0 | 322.588 | 0.0090747 | 14 | Industrial_2035_SC A_MW_After Competition Groups_14 | Refiner Plate Improvements | 0.9075% | 0 | 2.9274 | Industrial_2035_SC A_MW_After Competition Groups_Refiner Plate Improvements
Industrial | Ind ¦ HE Lighting | 2035 | SC A | MW | After Competition Groups | 2.5615 | 0 | 0 | 322.588 | 0.0079404 | 15 | Industrial_2035_SC A_MW_After Competition Groups_15 | HE Lighting | 0.794% | 0 | 2.5615 | Industrial_2035_SC A_MW_After Competition Groups_HE Lighting
Industrial | Ind ¦ VAV Conversion Project | 2035 | SC A | MW | After Competition Groups | 1.8236 | 0 | 0 | 322.588 | 0.0056529 | 16 | Industrial_2035_SC A_MW_After Competition Groups_16 | VAV Conversion Project | 0.5653% | 0 | 1.8236 | Industrial_2035_SC A_MW_After Competition Groups_VAV Conversion Project
Industrial | Ind ¦ Pulp and Paper Process Improvements | 2035 | SC A | MW | After Competition Groups | 1.5581 | 0 | 0 | 322.588 | 0.0048301 | 17 | Industrial_2035_SC A_MW_After Competition Groups_17 | Pulp and Paper Process Improvements | 0.483% | 0 | 1.5581 | Industrial_2035_SC A_MW_After Competition Groups_Pulp and Paper Process Improvements
Industrial | Ind ¦ Process Heat Recovery | 2035 | SC A | MW | After Competition Groups | 1.5343 | 0 | 0 | 322.588 | 0.0047562 | 18 | Industrial_2035_SC A_MW_After Competition Groups_18 | Process Heat Recovery | 0.4756% | 0 | 1.5343 | Industrial_2035_SC A_MW_After Competition Groups_Process Heat Recovery
Industrial | Ind ¦ Ventilation Optimization | 2035 | SC A | MW | After Competition Groups | 1.4705 | 0 | 0 | 322.588 | 0.0045586 | 19 | Industrial_2035_SC A_MW_After Competition Groups_19 | Ventilation Optimization | 0.4559% | 0 | 1.4705 | Industrial_2035_SC A_MW_After Competition Groups_Ventilation Optimization
Industrial | Ind ¦ Process Improvements | 2035 | SC A | MW | After Competition Groups | 1.1512 | 0 | 0 | 322.588 | 0.0035685 | 20 | Industrial_2035_SC A_MW_After Competition Groups_20 | Process Improvements | 0.3569% | 0 | 1.1512 | Industrial_2035_SC A_MW_After Competition Groups_Process Improvements
Industrial | Ind ¦ High Efficiency Battery Charger | 2035 | SC A | MW | After Competition Groups | 1.0026 | 0 | 0 | 322.588 | 0.0031079 | 21 | Industrial_2035_SC A_MW_After Competition Groups_21 | High Efficiency Battery Charger | 0.3108% | 0 | 1.0026 | Industrial_2035_SC A_MW_After Competition Groups_High Efficiency Battery Charger
Industrial | Ind ¦ Improved Controls - Process Heating | 2035 | SC A | MW | After Competition Groups | 0.76596 | 0 | 0 | 322.588 | 0.0023744 | 22 | Industrial_2035_SC A_MW_After Competition Groups_22 | Improved Controls - Process Heating | 0.2374% | 0 | 0.76596 | Industrial_2035_SC A_MW_After Competition Groups_Improved Controls - Process Heating
Industrial | Ind ¦ Refrigeration Compressor VFD | 2035 | SC A | MW | After Competition Groups | 0.57519 | 0 | 0 | 322.588 | 0.0017831 | 23 | Industrial_2035_SC A_MW_After Competition Groups_23 | Refrigeration Compressor VFD | 0.1783% | 0 | 0.57519 | Industrial_2035_SC A_MW_After Competition Groups_Refrigeration Compressor VFD
Industrial | Ind ¦ Cooling Tower Optimization | 2035 | SC A | MW | After Competition Groups | 0.53837 | 0 | 0 | 322.588 | 0.0016689 | 24 | Industrial_2035_SC A_MW_After Competition Groups_24 | Cooling Tower Optimization | 0.1669% | 0 | 0.53837 | Industrial_2035_SC A_MW_After Competition Groups_Cooling Tower Optimization
Industrial | Ind ¦ Engine Block Heater Timer | 2035 | SC A | MW | After Competition Groups | 0.45198 | 0 | 0 | 322.588 | 0.0014011 | 25 | Industrial_2035_SC A_MW_After Competition Groups_25 | Engine Block Heater Timer | 0.1401% | 0 | 0.45198 | Industrial_2035_SC A_MW_After Competition Groups_Engine Block Heater Timer
Industrial | Ind ¦ Efficient Irrigation | 2035 | SC A | MW | After Competition Groups | 0.35787 | 0 | 0 | 322.588 | 0.0011094 | 26 | Industrial_2035_SC A_MW_After Competition Groups_26 | Efficient Irrigation | 0.1109% | 0 | 0.35787 | Industrial_2035_SC A_MW_After Competition Groups_Efficient Irrigation
Industrial | Ind ¦ Air Compressor Heat Recovery | 2035 | SC A | MW | After Competition Groups | 0.20477 | 0 | 0 | 322.588 | 0.00063478 | 27 | Industrial_2035_SC A_MW_After Competition Groups_27 | Air Compressor Heat Recovery | 0.06348% | 0 | 0.20477 | Industrial_2035_SC A_MW_After Competition Groups_Air Compressor Heat Recovery
Industrial | Ind ¦ Dairy Pre-Cooler | 2035 | SC A | MW | After Competition Groups | 0.18961 | 0 | 0 | 322.588 | 0.00058777 | 28 | Industrial_2035_SC A_MW_After Competition Groups_28 | Dairy Pre-Cooler | 0.05878% | 0 | 0.18961 | Industrial_2035_SC A_MW_After Competition Groups_Dairy Pre-Cooler
Industrial | Ind ¦ Efficient Refrigeration Compressor | 2035 | SC A | MW | After Competition Groups | 0.095604 | 0 | 0 | 322.588 | 0.00029636 | 29 | Industrial_2035_SC A_MW_After Competition Groups_29 | Efficient Refrigeration Compressor | 0.02964% | 0 | 0.095604 | Industrial_2035_SC A_MW_After Competition Groups_Efficient Refrigeration Compressor
Industrial | Ind ¦ Heat Lamps/Heat Pad | 2035 | SC A | MW | After Competition Groups | 0.041315 | 0 | 0 | 322.588 | 0.00012807 | 30 | Industrial_2035_SC A_MW_After Competition Groups_30 | Heat Lamps/Heat Pad | 0.01281% | 0 | 0.041315 | Industrial_2035_SC A_MW_After Competition Groups_Heat Lamps/Heat Pad
Industrial | Ind ¦ Free Cooling | 2035 | SC A | MW | After Competition Groups | 0.011613 | 0 | 0 | 322.588 | 3.5999e-05 | 31 | Industrial_2035_SC A_MW_After Competition Groups_31 | Free Cooling | 0.0036% | 0 | 0.011613 | Industrial_2035_SC A_MW_After Competition Groups_Free Cooling
Industrial | Ind ¦ Pump System Optimization | 2035 | SC B | MW | After Competition Groups | 71.1017 | 0 | 0 | 511.9938 | 0.13887 | 1 | Industrial_2035_SC B_MW_After Competition Groups_1 | Pump System Optimization | 13.89% | 0 | 71.1017 | Industrial_2035_SC B_MW_After Competition Groups_Pump System Optimization
Industrial | Ind ¦ Air Leak Survey and Repair | 2035 | SC B | MW | After Competition Groups | 69.4232 | 0 | 0 | 511.9938 | 0.13559 | 2 | Industrial_2035_SC B_MW_After Competition Groups_2 | Air Leak Survey and Repair | 13.56% | 0 | 69.4232 | Industrial_2035_SC B_MW_After Competition Groups_Air Leak Survey and Repair
Industrial | Ind ¦ Recommissioning | 2035 | SC B | MW | After Competition Groups | 49.1442 | 0 | 0 | 511.9938 | 0.095986 | 3 | Industrial_2035_SC B_MW_After Competition Groups_3 | Recommissioning | 9.599% | 0 | 49.1442 | Industrial_2035_SC B_MW_After Competition Groups_Recommissioning
Industrial | Ind ¦ SEM | 2035 | SC B | MW | After Competition Groups | 49.1442 | 0 | 0 | 511.9938 | 0.095986 | 4 | Industrial_2035_SC B_MW_After Competition Groups_4 | SEM | 9.599% | 0 | 49.1442 | Industrial_2035_SC B_MW_After Competition Groups_SEM
Industrial | Ind ¦ Air Compressor Optimization | 2035 | SC B | MW | After Competition Groups | 49.0409 | 0 | 0 | 511.9938 | 0.095784 | 5 | Industrial_2035_SC B_MW_After Competition Groups_5 | Air Compressor Optimization | 9.578% | 0 | 49.0409 | Industrial_2035_SC B_MW_After Competition Groups_Air Compressor Optimization
Industrial | Ind ¦ Efficient Compressed Air Nozzles | 2035 | SC B | MW | After Competition Groups | 42.5306 | 0 | 0 | 511.9938 | 0.083069 | 6 | Industrial_2035_SC B_MW_After Competition Groups_6 | Efficient Compressed Air Nozzles | 8.307% | 0 | 42.5306 | Industrial_2035_SC B_MW_After Competition Groups_Efficient Compressed Air Nozzles
Industrial | Ind ¦ Pump Equipment Upgrade | 2035 | SC B | MW | After Competition Groups | 32.48 | 0 | 0 | 511.9938 | 0.063438 | 7 | Industrial_2035_SC B_MW_After Competition Groups_7 | Pump Equipment Upgrade | 6.344% | 0 | 32.48 | Industrial_2035_SC B_MW_After Competition Groups_Pump Equipment Upgrade
Industrial | Ind ¦ HE Lighting | 2035 | SC B | MW | After Competition Groups | 26.8203 | 0 | 0 | 511.9938 | 0.052384 | 8 | Industrial_2035_SC B_MW_After Competition Groups_8 | HE Lighting | 5.238% | 0 | 26.8203 | Industrial_2035_SC B_MW_After Competition Groups_HE Lighting
Industrial | Ind ¦ High Efficiency HVAC Fans | 2035 | SC B | MW | After Competition Groups | 23.3373 | 0 | 0 | 511.9938 | 0.045581 | 9 | Industrial_2035_SC B_MW_After Competition Groups_9 | High Efficiency HVAC Fans | 4.558% | 0 | 23.3373 | Industrial_2035_SC B_MW_After Competition Groups_High Efficiency HVAC Fans
Industrial | Ind ¦ Greenhouse Grow Lights | 2035 | SC B | MW | After Competition Groups | 17.4089 | 0 | 0 | 511.9938 | 0.034002 | 10 | Industrial_2035_SC B_MW_After Competition Groups_10 | Greenhouse Grow Lights | 3.4% | 0 | 17.4089 | Industrial_2035_SC B_MW_After Competition Groups_Greenhouse Grow Lights
Industrial | Ind ¦ Fan System Optimization | 2035 | SC B | MW | After Competition Groups | 17.3747 | 0 | 0 | 511.9938 | 0.033935 | 11 | Industrial_2035_SC B_MW_After Competition Groups_11 | Fan System Optimization | 3.394% | 0 | 17.3747 | Industrial_2035_SC B_MW_After Competition Groups_Fan System Optimization
Industrial | Ind ¦ Improved Controls - Process Cooling | 2035 | SC B | MW | After Competition Groups | 13.3049 | 0 | 0 | 511.9938 | 0.025986 | 12 | Industrial_2035_SC B_MW_After Competition Groups_12 | Improved Controls - Process Cooling | 2.599% | 0 | 13.3049 | Industrial_2035_SC B_MW_After Competition Groups_Improved Controls - Process Cooling
Industrial | Ind ¦ Pulp and Paper Process Improvements | 2035 | SC B | MW | After Competition Groups | 7.1406 | 0 | 0 | 511.9938 | 0.013947 | 13 | Industrial_2035_SC B_MW_After Competition Groups_13 | Pulp and Paper Process Improvements | 1.395% | 0 | 7.1406 | Industrial_2035_SC B_MW_After Competition Groups_Pulp and Paper Process Improvements
Industrial | Ind ¦ Material Handling Improvements | 2035 | SC B | MW | After Competition Groups | 6.8161 | 0 | 0 | 511.9938 | 0.013313 | 14 | Industrial_2035_SC B_MW_After Competition Groups_14 | Material Handling Improvements | 1.331% | 0 | 6.8161 | Industrial_2035_SC B_MW_After Competition Groups_Material Handling Improvements
Industrial | Ind ¦ Process Optimization (Elec) | 2035 | SC B | MW | After Competition Groups | 5.6964 | 0 | 0 | 511.9938 | 0.011126 | 15 | Industrial_2035_SC B_MW_After Competition Groups_15 | Process Optimization (Elec) | 1.113% | 0 | 5.6964 | Industrial_2035_SC B_MW_After Competition Groups_Process Optimization (Elec)
Industrial | Ind ¦ Refiner Plate Improvements | 2035 | SC B | MW | After Competition Groups | 5.0372 | 0 | 0 | 511.9938 | 0.0098384 | 16 | Industrial_2035_SC B_MW_After Competition Groups_16 | Refiner Plate Improvements | 0.9838% | 0 | 5.0372 | Industrial_2035_SC B_MW_After Competition Groups_Refiner Plate Improvements
Industrial | Ind ¦ Cooling Tower Optimization | 2035 | SC B | MW | After Competition Groups | 3.9176 | 0 | 0 | 511.9938 | 0.0076516 | 17 | Industrial_2035_SC B_MW_After Competition Groups_17 | Cooling Tower Optimization | 0.7652% | 0 | 3.9176 | Industrial_2035_SC B_MW_After Competition Groups_Cooling Tower Optimization
Industrial | Ind ¦ Free Cooling | 2035 | SC B | MW | After Competition Groups | 3.4833 | 0 | 0 | 511.9938 | 0.0068033 | 18 | Industrial_2035_SC B_MW_After Competition Groups_18 | Free Cooling | 0.6803% | 0 | 3.4833 | Industrial_2035_SC B_MW_After Competition Groups_Free Cooling
Industrial | Ind ¦ Ventilation Optimization | 2035 | SC B | MW | After Competition Groups | 3.4079 | 0 | 0 | 511.9938 | 0.0066561 | 19 | Industrial_2035_SC B_MW_After Competition Groups_19 | Ventilation Optimization | 0.6656% | 0 | 3.4079 | Industrial_2035_SC B_MW_After Competition Groups_Ventilation Optimization
Industrial | Ind ¦ VAV Conversion Project | 2035 | SC B | MW | After Competition Groups | 3.0596 | 0 | 0 | 511.9938 | 0.0059759 | 20 | Industrial_2035_SC B_MW_After Competition Groups_20 | VAV Conversion Project | 0.5976% | 0 | 3.0596 | Industrial_2035_SC B_MW_After Competition Groups_VAV Conversion Project
Industrial | Ind ¦ Process Heat Recovery | 2035 | SC B | MW | After Competition Groups | 2.5569 | 0 | 0 | 511.9938 | 0.0049941 | 21 | Industrial_2035_SC B_MW_After Competition Groups_21 | Process Heat Recovery | 0.4994% | 0 | 2.5569 | Industrial_2035_SC B_MW_After Competition Groups_Process Heat Recovery
Industrial | Ind ¦ High Efficiency Battery Charger | 2035 | SC B | MW | After Competition Groups | 2.2718 | 0 | 0 | 511.9938 | 0.0044371 | 22 | Industrial_2035_SC B_MW_After Competition Groups_22 | High Efficiency Battery Charger | 0.4437% | 0 | 2.2718 | Industrial_2035_SC B_MW_After Competition Groups_High Efficiency Battery Charger
Industrial | Ind ¦ Process Improvements | 2035 | SC B | MW | After Competition Groups | 1.9662 | 0 | 0 | 511.9938 | 0.0038403 | 23 | Industrial_2035_SC B_MW_After Competition Groups_23 | Process Improvements | 0.384% | 0 | 1.9662 | Industrial_2035_SC B_MW_After Competition Groups_Process Improvements
Industrial | Ind ¦ Efficient Irrigation | 2035 | SC B | MW | After Competition Groups | 1.4118 | 0 | 0 | 511.9938 | 0.0027575 | 24 | Industrial_2035_SC B_MW_After Competition Groups_24 | Efficient Irrigation | 0.2758% | 0 | 1.4118 | Industrial_2035_SC B_MW_After Competition Groups_Efficient Irrigation
Industrial | Ind ¦ Refrigeration Compressor VFD | 2035 | SC B | MW | After Competition Groups | 1.3349 | 0 | 0 | 511.9938 | 0.0026073 | 25 | Industrial_2035_SC B_MW_After Competition Groups_25 | Refrigeration Compressor VFD | 0.2607% | 0 | 1.3349 | Industrial_2035_SC B_MW_After Competition Groups_Refrigeration Compressor VFD
Industrial | Ind ¦ Improved Controls - Process Heating | 2035 | SC B | MW | After Competition Groups | 1.2219 | 0 | 0 | 511.9938 | 0.0023865 | 26 | Industrial_2035_SC B_MW_After Competition Groups_26 | Improved Controls - Process Heating | 0.2387% | 0 | 1.2219 | Industrial_2035_SC B_MW_After Competition Groups_Improved Controls - Process Heating
Industrial | Ind ¦ Engine Block Heater Timer | 2035 | SC B | MW | After Competition Groups | 0.74707 | 0 | 0 | 511.9938 | 0.0014591 | 27 | Industrial_2035_SC B_MW_After Competition Groups_27 | Engine Block Heater Timer | 0.1459% | 0 | 0.74707 | Industrial_2035_SC B_MW_After Competition Groups_Engine Block Heater Timer
Industrial | Ind ¦ Air Compressor Heat Recovery | 2035 | SC B | MW | After Competition Groups | 0.33394 | 0 | 0 | 511.9938 | 0.00065224 | 28 | Industrial_2035_SC B_MW_After Competition Groups_28 | Air Compressor Heat Recovery | 0.06522% | 0 | 0.33394 | Industrial_2035_SC B_MW_After Competition Groups_Air Compressor Heat Recovery
Industrial | Ind ¦ Dairy Pre-Cooler | 2035 | SC B | MW | After Competition Groups | 0.31004 | 0 | 0 | 511.9938 | 0.00060556 | 29 | Industrial_2035_SC B_MW_After Competition Groups_29 | Dairy Pre-Cooler | 0.06056% | 0 | 0.31004 | Industrial_2035_SC B_MW_After Competition Groups_Dairy Pre-Cooler
Industrial | Ind ¦ Efficient Refrigeration Compressor | 2035 | SC B | MW | After Competition Groups | 0.11679 | 0 | 0 | 511.9938 | 0.00022811 | 30 | Industrial_2035_SC B_MW_After Competition Groups_30 | Efficient Refrigeration Compressor | 0.02281% | 0 | 0.11679 | Industrial_2035_SC B_MW_After Competition Groups_Efficient Refrigeration Compressor
Industrial | Ind ¦ Heat Lamps/Heat Pad | 2035 | SC B | MW | After Competition Groups | 0.052981 | 0 | 0 | 511.9938 | 0.00010348 | 31 | Industrial_2035_SC B_MW_After Competition Groups_31 | Heat Lamps/Heat Pad | 0.01035% | 0 | 0.052981 | Industrial_2035_SC B_MW_After Competition Groups_Heat Lamps/Heat Pad
Industrial | Ind ¦ Pump System Optimization | 2035 | SC C | MW | After Competition Groups | 71.1017 | 0 | 0 | 386.8611 | 0.18379 | 1 | Industrial_2035_SC C_MW_After Competition Groups_1 | Pump System Optimization | 18.38% | 0 | 71.1017 | Industrial_2035_SC C_MW_After Competition Groups_Pump System Optimization
Industrial | Ind ¦ Air Compressor Optimization | 2035 | SC C | MW | After Competition Groups | 49.0409 | 0 | 0 | 386.8611 | 0.12677 | 2 | Industrial_2035_SC C_MW_After Competition Groups_2 | Air Compressor Optimization | 12.68% | 0 | 49.0409 | Industrial_2035_SC C_MW_After Competition Groups_Air Compressor Optimization
Industrial | Ind ¦ Air Leak Survey and Repair | 2035 | SC C | MW | After Competition Groups | 42.4614 | 0 | 0 | 386.8611 | 0.10976 | 3 | Industrial_2035_SC C_MW_After Competition Groups_3 | Air Leak Survey and Repair | 10.98% | 0 | 42.4614 | Industrial_2035_SC C_MW_After Competition Groups_Air Leak Survey and Repair
Industrial | Ind ¦ Pump Equipment Upgrade | 2035 | SC C | MW | After Competition Groups | 32.48 | 0 | 0 | 386.8611 | 0.083958 | 4 | Industrial_2035_SC C_MW_After Competition Groups_4 | Pump Equipment Upgrade | 8.396% | 0 | 32.48 | Industrial_2035_SC C_MW_After Competition Groups_Pump Equipment Upgrade
Industrial | Ind ¦ Recommissioning | 2035 | SC C | MW | After Competition Groups | 30.0738 | 0 | 0 | 386.8611 | 0.077738 | 5 | Industrial_2035_SC C_MW_After Competition Groups_5 | Recommissioning | 7.774% | 0 | 30.0738 | Industrial_2035_SC C_MW_After Competition Groups_Recommissioning
Industrial | Ind ¦ SEM | 2035 | SC C | MW | After Competition Groups | 30.0738 | 0 | 0 | 386.8611 | 0.077738 | 6 | Industrial_2035_SC C_MW_After Competition Groups_6 | SEM | 7.774% | 0 | 30.0738 | Industrial_2035_SC C_MW_After Competition Groups_SEM
Industrial | Ind ¦ Efficient Compressed Air Nozzles | 2035 | SC C | MW | After Competition Groups | 25.4948 | 0 | 0 | 386.8611 | 0.065902 | 7 | Industrial_2035_SC C_MW_After Competition Groups_7 | Efficient Compressed Air Nozzles | 6.59% | 0 | 25.4948 | Industrial_2035_SC C_MW_After Competition Groups_Efficient Compressed Air Nozzles
Industrial | Ind ¦ Fan System Optimization | 2035 | SC C | MW | After Competition Groups | 17.3747 | 0 | 0 | 386.8611 | 0.044912 | 8 | Industrial_2035_SC C_MW_After Competition Groups_8 | Fan System Optimization | 4.491% | 0 | 17.3747 | Industrial_2035_SC C_MW_After Competition Groups_Fan System Optimization
Industrial | Ind ¦ High Efficiency HVAC Fans | 2035 | SC C | MW | After Competition Groups | 16.5819 | 0 | 0 | 386.8611 | 0.042863 | 9 | Industrial_2035_SC C_MW_After Competition Groups_9 | High Efficiency HVAC Fans | 4.286% | 0 | 16.5819 | Industrial_2035_SC C_MW_After Competition Groups_High Efficiency HVAC Fans
Industrial | Ind ¦ HE Lighting | 2035 | SC C | MW | After Competition Groups | 14.2128 | 0 | 0 | 386.8611 | 0.036739 | 10 | Industrial_2035_SC C_MW_After Competition Groups_10 | HE Lighting | 3.674% | 0 | 14.2128 | Industrial_2035_SC C_MW_After Competition Groups_HE Lighting
Industrial | Ind ¦ Greenhouse Grow Lights | 2035 | SC C | MW | After Competition Groups | 12.6261 | 0 | 0 | 386.8611 | 0.032637 | 11 | Industrial_2035_SC C_MW_After Competition Groups_11 | Greenhouse Grow Lights | 3.264% | 0 | 12.6261 | Industrial_2035_SC C_MW_After Competition Groups_Greenhouse Grow Lights
Industrial | Ind ¦ Improved Controls - Process Cooling | 2035 | SC C | MW | After Competition Groups | 8.1592 | 0 | 0 | 386.8611 | 0.021091 | 12 | Industrial_2035_SC C_MW_After Competition Groups_12 | Improved Controls - Process Cooling | 2.109% | 0 | 8.1592 | Industrial_2035_SC C_MW_After Competition Groups_Improved Controls - Process Cooling
Industrial | Ind ¦ Process Optimization (Elec) | 2035 | SC C | MW | After Competition Groups | 5.6964 | 0 | 0 | 386.8611 | 0.014725 | 13 | Industrial_2035_SC C_MW_After Competition Groups_13 | Process Optimization (Elec) | 1.472% | 0 | 5.6964 | Industrial_2035_SC C_MW_After Competition Groups_Process Optimization (Elec)
Industrial | Ind ¦ Material Handling Improvements | 2035 | SC C | MW | After Competition Groups | 5.1408 | 0 | 0 | 386.8611 | 0.013289 | 14 | Industrial_2035_SC C_MW_After Competition Groups_14 | Material Handling Improvements | 1.329% | 0 | 5.1408 | Industrial_2035_SC C_MW_After Competition Groups_Material Handling Improvements
Industrial | Ind ¦ Pulp and Paper Process Improvements | 2035 | SC C | MW | After Competition Groups | 4.2081 | 0 | 0 | 386.8611 | 0.010878 | 15 | Industrial_2035_SC C_MW_After Competition Groups_15 | Pulp and Paper Process Improvements | 1.088% | 0 | 4.2081 | Industrial_2035_SC C_MW_After Competition Groups_Pulp and Paper Process Improvements
Industrial | Ind ¦ Cooling Tower Optimization | 2035 | SC C | MW | After Competition Groups | 3.9176 | 0 | 0 | 386.8611 | 0.010127 | 16 | Industrial_2035_SC C_MW_After Competition Groups_16 | Cooling Tower Optimization | 1.013% | 0 | 3.9176 | Industrial_2035_SC C_MW_After Competition Groups_Cooling Tower Optimization
Industrial | Ind ¦ Ventilation Optimization | 2035 | SC C | MW | After Competition Groups | 3.4079 | 0 | 0 | 386.8611 | 0.0088091 | 17 | Industrial_2035_SC C_MW_After Competition Groups_17 | Ventilation Optimization | 0.8809% | 0 | 3.4079 | Industrial_2035_SC C_MW_After Competition Groups_Ventilation Optimization
Industrial | Ind ¦ Refiner Plate Improvements | 2035 | SC C | MW | After Competition Groups | 2.9274 | 0 | 0 | 386.8611 | 0.0075671 | 18 | Industrial_2035_SC C_MW_After Competition Groups_18 | Refiner Plate Improvements | 0.7567% | 0 | 2.9274 | Industrial_2035_SC C_MW_After Competition Groups_Refiner Plate Improvements
Industrial | Ind ¦ Free Cooling | 2035 | SC C | MW | After Competition Groups | 2.2388 | 0 | 0 | 386.8611 | 0.0057872 | 19 | Industrial_2035_SC C_MW_After Competition Groups_19 | Free Cooling | 0.5787% | 0 | 2.2388 | Industrial_2035_SC C_MW_After Competition Groups_Free Cooling
Industrial | Ind ¦ VAV Conversion Project | 2035 | SC C | MW | After Competition Groups | 1.862 | 0 | 0 | 386.8611 | 0.0048131 | 20 | Industrial_2035_SC C_MW_After Competition Groups_20 | VAV Conversion Project | 0.4813% | 0 | 1.862 | Industrial_2035_SC C_MW_After Competition Groups_VAV Conversion Project
Industrial | Ind ¦ High Efficiency Battery Charger | 2035 | SC C | MW | After Competition Groups | 1.5726 | 0 | 0 | 386.8611 | 0.004065 | 21 | Industrial_2035_SC C_MW_After Competition Groups_21 | High Efficiency Battery Charger | 0.4065% | 0 | 1.5726 | Industrial_2035_SC C_MW_After Competition Groups_High Efficiency Battery Charger
Industrial | Ind ¦ Process Heat Recovery | 2035 | SC C | MW | After Competition Groups | 1.5343 | 0 | 0 | 386.8611 | 0.003966 | 22 | Industrial_2035_SC C_MW_After Competition Groups_22 | Process Heat Recovery | 0.3966% | 0 | 1.5343 | Industrial_2035_SC C_MW_After Competition Groups_Process Heat Recovery
Industrial | Ind ¦ Process Improvements | 2035 | SC C | MW | After Competition Groups | 1.2021 | 0 | 0 | 386.8611 | 0.0031074 | 23 | Industrial_2035_SC C_MW_After Competition Groups_23 | Process Improvements | 0.3107% | 0 | 1.2021 | Industrial_2035_SC C_MW_After Competition Groups_Process Improvements
Industrial | Ind ¦ Refrigeration Compressor VFD | 2035 | SC C | MW | After Competition Groups | 0.97874 | 0 | 0 | 386.8611 | 0.00253 | 24 | Industrial_2035_SC C_MW_After Competition Groups_24 | Refrigeration Compressor VFD | 0.253% | 0 | 0.97874 | Industrial_2035_SC C_MW_After Competition Groups_Refrigeration Compressor VFD
Industrial | Ind ¦ Improved Controls - Process Heating | 2035 | SC C | MW | After Competition Groups | 0.76717 | 0 | 0 | 386.8611 | 0.0019831 | 25 | Industrial_2035_SC C_MW_After Competition Groups_25 | Improved Controls - Process Heating | 0.1983% | 0 | 0.76717 | Industrial_2035_SC C_MW_After Competition Groups_Improved Controls - Process Heating
Industrial | Ind ¦ Efficient Irrigation | 2035 | SC C | MW | After Competition Groups | 0.68372 | 0 | 0 | 386.8611 | 0.0017674 | 26 | Industrial_2035_SC C_MW_After Competition Groups_26 | Efficient Irrigation | 0.1767% | 0 | 0.68372 | Industrial_2035_SC C_MW_After Competition Groups_Efficient Irrigation
Industrial | Ind ¦ Engine Block Heater Timer | 2035 | SC C | MW | After Competition Groups | 0.45285 | 0 | 0 | 386.8611 | 0.0011706 | 27 | Industrial_2035_SC C_MW_After Competition Groups_27 | Engine Block Heater Timer | 0.1171% | 0 | 0.45285 | Industrial_2035_SC C_MW_After Competition Groups_Engine Block Heater Timer
Industrial | Ind ¦ Dairy Pre-Cooler | 2035 | SC C | MW | After Competition Groups | 0.24099 | 0 | 0 | 386.8611 | 0.00062294 | 28 | Industrial_2035_SC C_MW_After Competition Groups_28 | Dairy Pre-Cooler | 0.06229% | 0 | 0.24099 | Industrial_2035_SC C_MW_After Competition Groups_Dairy Pre-Cooler
Industrial | Ind ¦ Air Compressor Heat Recovery | 2035 | SC C | MW | After Competition Groups | 0.20477 | 0 | 0 | 386.8611 | 0.00052932 | 29 | Industrial_2035_SC C_MW_After Competition Groups_29 | Air Compressor Heat Recovery | 0.05293% | 0 | 0.20477 | Industrial_2035_SC C_MW_After Competition Groups_Air Compressor Heat Recovery
Industrial | Ind ¦ Efficient Refrigeration Compressor | 2035 | SC C | MW | After Competition Groups | 0.095604 | 0 | 0 | 386.8611 | 0.00024713 | 30 | Industrial_2035_SC C_MW_After Competition Groups_30 | Efficient Refrigeration Compressor | 0.02471% | 0 | 0.095604 | Industrial_2035_SC C_MW_After Competition Groups_Efficient Refrigeration Compressor
Industrial | Ind ¦ Heat Lamps/Heat Pad | 2035 | SC C | MW | After Competition Groups | 0.048262 | 0 | 0 | 386.8611 | 0.00012475 | 31 | Industrial_2035_SC C_MW_After Competition Groups_31 | Heat Lamps/Heat Pad | 0.01248% | 0 | 0.048262 | Industrial_2035_SC C_MW_After Competition Groups_Heat Lamps/Heat Pad
Industrial | Ind ¦ Air Compressor Optimization | 2035 | SC D | MW | After Competition Groups | 49.0409 | 731259.0908 | 0.73126 | 309.3208 | 0.15854 | 1 | Industrial_2035_SC D_MW_After Competition Groups_1 | Air Compressor Optimization | 15.85% | 0.73126 | 49.0409 | Industrial_2035_SC D_MW_After Competition Groups_Air Compressor Optimization
Industrial | Ind ¦ Air Leak Survey and Repair | 2035 | SC D | MW | After Competition Groups | 42.3908 | 514649.0324 | 0.51465 | 309.3208 | 0.13704 | 2 | Industrial_2035_SC D_MW_After Competition Groups_2 | Air Leak Survey and Repair | 13.7% | 0.51465 | 42.3908 | Industrial_2035_SC D_MW_After Competition Groups_Air Leak Survey and Repair
Industrial | Ind ¦ Pump System Optimization | 2035 | SC D | MW | After Competition Groups | 39.4757 | 3083407.0086 | 3.0834 | 309.3208 | 0.12762 | 3 | Industrial_2035_SC D_MW_After Competition Groups_3 | Pump System Optimization | 12.76% | 3.0834 | 39.4757 | Industrial_2035_SC D_MW_After Competition Groups_Pump System Optimization
Industrial | Ind ¦ SEM | 2035 | SC D | MW | After Competition Groups | 30.0738 | 2478112.3278 | 2.4781 | 309.3208 | 0.097225 | 4 | Industrial_2035_SC D_MW_After Competition Groups_4 | SEM | 9.723% | 2.4781 | 30.0738 | Industrial_2035_SC D_MW_After Competition Groups_SEM
Industrial | Ind ¦ Recommissioning | 2035 | SC D | MW | After Competition Groups | 29.1102 | 1600624.0387 | 1.6006 | 309.3208 | 0.09411 | 5 | Industrial_2035_SC D_MW_After Competition Groups_5 | Recommissioning | 9.411% | 1.6006 | 29.1102 | Industrial_2035_SC D_MW_After Competition Groups_Recommissioning
Industrial | Ind ¦ Efficient Compressed Air Nozzles | 2035 | SC D | MW | After Competition Groups | 25.4948 | 520251.8002 | 0.52025 | 309.3208 | 0.082422 | 6 | Industrial_2035_SC D_MW_After Competition Groups_6 | Efficient Compressed Air Nozzles | 8.242% | 0.52025 | 25.4948 | Industrial_2035_SC D_MW_After Competition Groups_Efficient Compressed Air Nozzles
Industrial | Ind ¦ Fan System Optimization | 2035 | SC D | MW | After Competition Groups | 17.3747 | 582899.1793 | 0.5829 | 309.3208 | 0.05617 | 7 | Industrial_2035_SC D_MW_After Competition Groups_7 | Fan System Optimization | 5.617% | 0.5829 | 17.3747 | Industrial_2035_SC D_MW_After Competition Groups_Fan System Optimization
Industrial | Ind ¦ Pump Equipment Upgrade | 2035 | SC D | MW | After Competition Groups | 16.9183 | 1293759.5649 | 1.2938 | 309.3208 | 0.054695 | 8 | Industrial_2035_SC D_MW_After Competition Groups_8 | Pump Equipment Upgrade | 5.47% | 1.2938 | 16.9183 | Industrial_2035_SC D_MW_After Competition Groups_Pump Equipment Upgrade
Industrial | Ind ¦ High Efficiency HVAC Fans | 2035 | SC D | MW | After Competition Groups | 15.7407 | 1668988.9635 | 1.669 | 309.3208 | 0.050888 | 9 | Industrial_2035_SC D_MW_After Competition Groups_9 | High Efficiency HVAC Fans | 5.089% | 1.669 | 15.7407 | Industrial_2035_SC D_MW_After Competition Groups_High Efficiency HVAC Fans
Industrial | Ind ¦ Improved Controls - Process Cooling | 2035 | SC D | MW | After Competition Groups | 8.1592 | 245878.8633 | 0.24588 | 309.3208 | 0.026378 | 10 | Industrial_2035_SC D_MW_After Competition Groups_10 | Improved Controls - Process Cooling | 2.638% | 0.24588 | 8.1592 | Industrial_2035_SC D_MW_After Competition Groups_Improved Controls - Process Cooling
Industrial | Ind ¦ Greenhouse Grow Lights | 2035 | SC D | MW | After Competition Groups | 6.4267 | 577202.36 | 0.5772 | 309.3208 | 0.020777 | 11 | Industrial_2035_SC D_MW_After Competition Groups_11 | Greenhouse Grow Lights | 2.078% | 0.5772 | 6.4267 | Industrial_2035_SC D_MW_After Competition Groups_Greenhouse Grow Lights
Industrial | Ind ¦ Process Optimization (Elec) | 2035 | SC D | MW | After Competition Groups | 5.6964 | 373972.9608 | 0.37397 | 309.3208 | 0.018416 | 12 | Industrial_2035_SC D_MW_After Competition Groups_12 | Process Optimization (Elec) | 1.842% | 0.37397 | 5.6964 | Industrial_2035_SC D_MW_After Competition Groups_Process Optimization (Elec)
Industrial | Ind ¦ Material Handling Improvements | 2035 | SC D | MW | After Competition Groups | 5.1408 | 169039.0622 | 0.16904 | 309.3208 | 0.01662 | 13 | Industrial_2035_SC D_MW_After Competition Groups_13 | Material Handling Improvements | 1.662% | 0.16904 | 5.1408 | Industrial_2035_SC D_MW_After Competition Groups_Material Handling Improvements
Industrial | Ind ¦ Cooling Tower Optimization | 2035 | SC D | MW | After Competition Groups | 3.7908 | 132399.999 | 0.1324 | 309.3208 | 0.012255 | 14 | Industrial_2035_SC D_MW_After Competition Groups_14 | Cooling Tower Optimization | 1.226% | 0.1324 | 3.7908 | Industrial_2035_SC D_MW_After Competition Groups_Cooling Tower Optimization
Industrial | Ind ¦ Ventilation Optimization | 2035 | SC D | MW | After Competition Groups | 3.0092 | 233997.4984 | 0.234 | 309.3208 | 0.0097283 | 15 | Industrial_2035_SC D_MW_After Competition Groups_15 | Ventilation Optimization | 0.9728% | 0.234 | 3.0092 | Industrial_2035_SC D_MW_After Competition Groups_Ventilation Optimization
Industrial | Ind ¦ Refiner Plate Improvements | 2035 | SC D | MW | After Competition Groups | 2.9274 | 210972.1472 | 0.21097 | 309.3208 | 0.009464 | 16 | Industrial_2035_SC D_MW_After Competition Groups_16 | Refiner Plate Improvements | 0.9464% | 0.21097 | 2.9274 | Industrial_2035_SC D_MW_After Competition Groups_Refiner Plate Improvements
Industrial | Ind ¦ HE Lighting | 2035 | SC D | MW | After Competition Groups | 1.4707 | 375903.268 | 0.3759 | 309.3208 | 0.0047547 | 17 | Industrial_2035_SC D_MW_After Competition Groups_17 | HE Lighting | 0.4755% | 0.3759 | 1.4707 | Industrial_2035_SC D_MW_After Competition Groups_HE Lighting
Industrial | Ind ¦ VAV Conversion Project | 2035 | SC D | MW | After Competition Groups | 1.2707 | 202664.3422 | 0.20266 | 309.3208 | 0.0041079 | 18 | Industrial_2035_SC D_MW_After Competition Groups_18 | VAV Conversion Project | 0.4108% | 0.20266 | 1.2707 | Industrial_2035_SC D_MW_After Competition Groups_VAV Conversion Project
Industrial | Ind ¦ Process Heat Recovery | 2035 | SC D | MW | After Competition Groups | 1.1626 | 157224.9165 | 0.15722 | 309.3208 | 0.0037585 | 19 | Industrial_2035_SC D_MW_After Competition Groups_19 | Process Heat Recovery | 0.3758% | 0.15722 | 1.1626 | Industrial_2035_SC D_MW_After Competition Groups_Process Heat Recovery
Industrial | Ind ¦ Process Improvements | 2035 | SC D | MW | After Competition Groups | 1.0589 | 60098.103 | 0.060098 | 309.3208 | 0.0034233 | 20 | Industrial_2035_SC D_MW_After Competition Groups_20 | Process Improvements | 0.3423% | 0.060098 | 1.0589 | Industrial_2035_SC D_MW_After Competition Groups_Process Improvements
Industrial | Ind ¦ High Efficiency Battery Charger | 2035 | SC D | MW | After Competition Groups | 0.6971 | 103979.045 | 0.10398 | 309.3208 | 0.0022537 | 21 | Industrial_2035_SC D_MW_After Competition Groups_21 | High Efficiency Battery Charger | 0.2254% | 0.10398 | 0.6971 | Industrial_2035_SC D_MW_After Competition Groups_High Efficiency Battery Charger
Industrial | Ind ¦ Improved Controls - Process Heating | 2035 | SC D | MW | After Competition Groups | 0.69014 | 68357.1484 | 0.068357 | 309.3208 | 0.0022312 | 22 | Industrial_2035_SC D_MW_After Competition Groups_22 | Improved Controls - Process Heating | 0.2231% | 0.068357 | 0.69014 | Industrial_2035_SC D_MW_After Competition Groups_Improved Controls - Process Heating
Industrial | Ind ¦ Refrigeration Compressor VFD | 2035 | SC D | MW | After Competition Groups | 0.44042 | 33308.3997 | 0.033308 | 309.3208 | 0.0014238 | 23 | Industrial_2035_SC D_MW_After Competition Groups_23 | Refrigeration Compressor VFD | 0.1424% | 0.033308 | 0.44042 | Industrial_2035_SC D_MW_After Competition Groups_Refrigeration Compressor VFD
Industrial | Ind ¦ Engine Block Heater Timer | 2035 | SC D | MW | After Competition Groups | 0.43044 | 23976.5141 | 0.023977 | 309.3208 | 0.0013916 | 24 | Industrial_2035_SC D_MW_After Competition Groups_24 | Engine Block Heater Timer | 0.1392% | 0.023977 | 0.43044 | Industrial_2035_SC D_MW_After Competition Groups_Engine Block Heater Timer
Industrial | Ind ¦ Pulp and Paper Process Improvements | 2035 | SC D | MW | After Competition Groups | 0.41221 | 45500.1862 | 0.0455 | 309.3208 | 0.0013326 | 25 | Industrial_2035_SC D_MW_After Competition Groups_25 | Pulp and Paper Process Improvements | 0.1333% | 0.0455 | 0.41221 | Industrial_2035_SC D_MW_After Competition Groups_Pulp and Paper Process Improvements
Industrial | Ind ¦ Efficient Irrigation | 2035 | SC D | MW | After Competition Groups | 0.24695 | 48701.4805 | 0.048701 | 309.3208 | 0.00079835 | 26 | Industrial_2035_SC D_MW_After Competition Groups_26 | Efficient Irrigation | 0.07983% | 0.048701 | 0.24695 | Industrial_2035_SC D_MW_After Competition Groups_Efficient Irrigation
Industrial | Ind ¦ Free Cooling | 2035 | SC D | MW | After Competition Groups | 0.24495 | 28214.3623 | 0.028214 | 309.3208 | 0.00079189 | 27 | Industrial_2035_SC D_MW_After Competition Groups_27 | Free Cooling | 0.07919% | 0.028214 | 0.24495 | Industrial_2035_SC D_MW_After Competition Groups_Free Cooling
Industrial | Ind ¦ Air Compressor Heat Recovery | 2035 | SC D | MW | After Competition Groups | 0.18691 | 23737.0188 | 0.023737 | 309.3208 | 0.00060424 | 28 | Industrial_2035_SC D_MW_After Competition Groups_28 | Air Compressor Heat Recovery | 0.06042% | 0.023737 | 0.18691 | Industrial_2035_SC D_MW_After Competition Groups_Air Compressor Heat Recovery
Industrial | Ind ¦ Dairy Pre-Cooler | 2035 | SC D | MW | After Competition Groups | 0.11565 | 8078.8165 | 0.0080788 | 309.3208 | 0.00037388 | 29 | Industrial_2035_SC D_MW_After Competition Groups_29 | Dairy Pre-Cooler | 0.03739% | 0.0080788 | 0.11565 | Industrial_2035_SC D_MW_After Competition Groups_Dairy Pre-Cooler
Industrial | Ind ¦ Efficient Refrigeration Compressor | 2035 | SC D | MW | After Competition Groups | 0.094498 | 6258.9712 | 0.006259 | 309.3208 | 0.0003055 | 30 | Industrial_2035_SC D_MW_After Competition Groups_30 | Efficient Refrigeration Compressor | 0.03055% | 0.006259 | 0.094498 | Industrial_2035_SC D_MW_After Competition Groups_Efficient Refrigeration Compressor
Industrial | Ind ¦ Heat Lamps/Heat Pad | 2035 | SC D | MW | After Competition Groups | 0.028404 | 1199.9279 | 0.0011999 | 309.3208 | 9.1826e-05 | 31 | Industrial_2035_SC D_MW_After Competition Groups_31 | Heat Lamps/Heat Pad | 0.009183% | 0.0011999 | 0.028404 | Industrial_2035_SC D_MW_After Competition Groups_Heat Lamps/Heat Pad
Industrial | Ind ¦ Pump System Optimization | 2035 | Technical | MW | After Competition Groups | 99.8042 | 0 | 0 | 750.764 | 0.13294 | 1 | Industrial_2035_Technical_MW_After Competition Groups_1 | Pump System Optimization | 13.29% | 0 | 99.8042 | Industrial_2035_Technical_MW_After Competition Groups_Pump System Optimization
Industrial | Ind ¦ HE Lighting | 2035 | Technical | MW | After Competition Groups | 92.4259 | 0 | 0 | 750.764 | 0.12311 | 2 | Industrial_2035_Technical_MW_After Competition Groups_2 | HE Lighting | 12.31% | 0 | 92.4259 | Industrial_2035_Technical_MW_After Competition Groups_HE Lighting
Industrial | Ind ¦ Air Leak Survey and Repair | 2035 | Technical | MW | After Competition Groups | 74.29 | 0 | 0 | 750.764 | 0.098953 | 3 | Industrial_2035_Technical_MW_After Competition Groups_3 | Air Leak Survey and Repair | 9.895% | 0 | 74.29 | Industrial_2035_Technical_MW_After Competition Groups_Air Leak Survey and Repair
Industrial | Ind ¦ Air Compressor Optimization | 2035 | Technical | MW | After Competition Groups | 58.9831 | 0 | 0 | 750.764 | 0.078564 | 4 | Industrial_2035_Technical_MW_After Competition Groups_4 | Air Compressor Optimization | 7.856% | 0 | 58.9831 | Industrial_2035_Technical_MW_After Competition Groups_Air Compressor Optimization
Industrial | Ind ¦ Efficient Compressed Air Nozzles | 2035 | Technical | MW | After Competition Groups | 57.4389 | 0 | 0 | 750.764 | 0.076507 | 5 | Industrial_2035_Technical_MW_After Competition Groups_5 | Efficient Compressed Air Nozzles | 7.651% | 0 | 57.4389 | Industrial_2035_Technical_MW_After Competition Groups_Efficient Compressed Air Nozzles
Industrial | Ind ¦ Recommissioning | 2035 | Technical | MW | After Competition Groups | 51.7503 | 0 | 0 | 750.764 | 0.06893 | 6 | Industrial_2035_Technical_MW_After Competition Groups_6 | Recommissioning | 6.893% | 0 | 51.7503 | Industrial_2035_Technical_MW_After Competition Groups_Recommissioning
Industrial | Ind ¦ SEM | 2035 | Technical | MW | After Competition Groups | 51.7503 | 0 | 0 | 750.764 | 0.06893 | 7 | Industrial_2035_Technical_MW_After Competition Groups_7 | SEM | 6.893% | 0 | 51.7503 | Industrial_2035_Technical_MW_After Competition Groups_SEM
Industrial | Ind ¦ Pump Equipment Upgrade | 2035 | Technical | MW | After Competition Groups | 44.1396 | 0 | 0 | 750.764 | 0.058793 | 8 | Industrial_2035_Technical_MW_After Competition Groups_8 | Pump Equipment Upgrade | 5.879% | 0 | 44.1396 | Industrial_2035_Technical_MW_After Competition Groups_Pump Equipment Upgrade
Industrial | Ind ¦ High Efficiency HVAC Fans | 2035 | Technical | MW | After Competition Groups | 27.9521 | 0 | 0 | 750.764 | 0.037232 | 9 | Industrial_2035_Technical_MW_After Competition Groups_9 | High Efficiency HVAC Fans | 3.723% | 0 | 27.9521 | Industrial_2035_Technical_MW_After Competition Groups_High Efficiency HVAC Fans
Industrial | Ind ¦ Greenhouse Grow Lights | 2035 | Technical | MW | After Competition Groups | 22.3704 | 0 | 0 | 750.764 | 0.029797 | 10 | Industrial_2035_Technical_MW_After Competition Groups_10 | Greenhouse Grow Lights | 2.98% | 0 | 22.3704 | Industrial_2035_Technical_MW_After Competition Groups_Greenhouse Grow Lights
Industrial | Ind ¦ Premium Efficient Motors | 2035 | Technical | MW | After Competition Groups | 21.3194 | 0 | 0 | 750.764 | 0.028397 | 11 | Industrial_2035_Technical_MW_After Competition Groups_11 | Premium Efficient Motors | 2.84% | 0 | 21.3194 | Industrial_2035_Technical_MW_After Competition Groups_Premium Efficient Motors
Industrial | Ind ¦ Process Optimization (Elec) | 2035 | Technical | MW | After Competition Groups | 20.9101 | 0 | 0 | 750.764 | 0.027852 | 12 | Industrial_2035_Technical_MW_After Competition Groups_12 | Process Optimization (Elec) | 2.785% | 0 | 20.9101 | Industrial_2035_Technical_MW_After Competition Groups_Process Optimization (Elec)
Industrial | Ind ¦ Fan System Optimization | 2035 | Technical | MW | After Competition Groups | 19.8587 | 0 | 0 | 750.764 | 0.026451 | 13 | Industrial_2035_Technical_MW_After Competition Groups_13 | Fan System Optimization | 2.645% | 0 | 19.8587 | Industrial_2035_Technical_MW_After Competition Groups_Fan System Optimization
Industrial | Ind ¦ Improved Controls - Process Cooling | 2035 | Technical | MW | After Competition Groups | 13.3761 | 0 | 0 | 750.764 | 0.017817 | 14 | Industrial_2035_Technical_MW_After Competition Groups_14 | Improved Controls - Process Cooling | 1.782% | 0 | 13.3761 | Industrial_2035_Technical_MW_After Competition Groups_Improved Controls - Process Cooling
Industrial | Ind ¦ Ventilation Optimization | 2035 | Technical | MW | After Competition Groups | 10.6312 | 0 | 0 | 750.764 | 0.014161 | 15 | Industrial_2035_Technical_MW_After Competition Groups_15 | Ventilation Optimization | 1.416% | 0 | 10.6312 | Industrial_2035_Technical_MW_After Competition Groups_Ventilation Optimization
Industrial | Ind ¦ HE HVAC Controls | 2035 | Technical | MW | After Competition Groups | 8.6034 | 0 | 0 | 750.764 | 0.01146 | 16 | Industrial_2035_Technical_MW_After Competition Groups_16 | HE HVAC Controls | 1.146% | 0 | 8.6034 | Industrial_2035_Technical_MW_After Competition Groups_HE HVAC Controls
Industrial | Ind ¦ Material Handling Improvements | 2035 | Technical | MW | After Competition Groups | 8.4113 | 0 | 0 | 750.764 | 0.011204 | 17 | Industrial_2035_Technical_MW_After Competition Groups_17 | Material Handling Improvements | 1.12% | 0 | 8.4113 | Industrial_2035_Technical_MW_After Competition Groups_Material Handling Improvements
Industrial | Ind ¦ Pulp and Paper Process Improvements | 2035 | Technical | MW | After Competition Groups | 7.9298 | 0 | 0 | 750.764 | 0.010562 | 18 | Industrial_2035_Technical_MW_After Competition Groups_18 | Pulp and Paper Process Improvements | 1.056% | 0 | 7.9298 | Industrial_2035_Technical_MW_After Competition Groups_Pulp and Paper Process Improvements
Industrial | Ind ¦ Refiner Plate Improvements | 2035 | Technical | MW | After Competition Groups | 7.0241 | 0 | 0 | 750.764 | 0.0093559 | 19 | Industrial_2035_Technical_MW_After Competition Groups_19 | Refiner Plate Improvements | 0.9356% | 0 | 7.0241 | Industrial_2035_Technical_MW_After Competition Groups_Refiner Plate Improvements
Industrial | Ind ¦ HVLS Fans | 2035 | Technical | MW | After Competition Groups | 6.7982 | 0 | 0 | 750.764 | 0.0090551 | 20 | Industrial_2035_Technical_MW_After Competition Groups_20 | HVLS Fans | 0.9055% | 0 | 6.7982 | Industrial_2035_Technical_MW_After Competition Groups_HVLS Fans
Industrial | Ind ¦ HE HVAC Units | 2035 | Technical | MW | After Competition Groups | 5.939 | 0 | 0 | 750.764 | 0.0079107 | 21 | Industrial_2035_Technical_MW_After Competition Groups_21 | HE HVAC Units | 0.7911% | 0 | 5.939 | Industrial_2035_Technical_MW_After Competition Groups_HE HVAC Units
Industrial | Ind ¦ Chiller Optimization | 2035 | Technical | MW | After Competition Groups | 5.2038 | 0 | 0 | 750.764 | 0.0069313 | 22 | Industrial_2035_Technical_MW_After Competition Groups_22 | Chiller Optimization | 0.6931% | 0 | 5.2038 | Industrial_2035_Technical_MW_After Competition Groups_Chiller Optimization
Industrial | Ind ¦ Cooling Tower Optimization | 2035 | Technical | MW | After Competition Groups | 4.0909 | 0 | 0 | 750.764 | 0.0054489 | 23 | Industrial_2035_Technical_MW_After Competition Groups_23 | Cooling Tower Optimization | 0.5449% | 0 | 4.0909 | Industrial_2035_Technical_MW_After Competition Groups_Cooling Tower Optimization
Industrial | Ind ¦ Free Cooling | 2035 | Technical | MW | After Competition Groups | 3.4795 | 0 | 0 | 750.764 | 0.0046346 | 24 | Industrial_2035_Technical_MW_After Competition Groups_24 | Free Cooling | 0.4635% | 0 | 3.4795 | Industrial_2035_Technical_MW_After Competition Groups_Free Cooling
Industrial | Ind ¦ High Efficiency Battery Charger | 2035 | Technical | MW | After Competition Groups | 2.9018 | 0 | 0 | 750.764 | 0.0038652 | 25 | Industrial_2035_Technical_MW_After Competition Groups_25 | High Efficiency Battery Charger | 0.3865% | 0 | 2.9018 | Industrial_2035_Technical_MW_After Competition Groups_High Efficiency Battery Charger
Industrial | Ind ¦ Cold Storage Retrofit | 2035 | Technical | MW | After Competition Groups | 2.8486 | 0 | 0 | 750.764 | 0.0037943 | 26 | Industrial_2035_Technical_MW_After Competition Groups_26 | Cold Storage Retrofit | 0.3794% | 0 | 2.8486 | Industrial_2035_Technical_MW_After Competition Groups_Cold Storage Retrofit
Industrial | Ind ¦ VAV Conversion Project | 2035 | Technical | MW | After Competition Groups | 2.8249 | 0 | 0 | 750.764 | 0.0037627 | 27 | Industrial_2035_Technical_MW_After Competition Groups_27 | VAV Conversion Project | 0.3763% | 0 | 2.8249 | Industrial_2035_Technical_MW_After Competition Groups_VAV Conversion Project
Industrial | Ind ¦ Process Heat Recovery | 2035 | Technical | MW | After Competition Groups | 2.7117 | 0 | 0 | 750.764 | 0.0036119 | 28 | Industrial_2035_Technical_MW_After Competition Groups_28 | Process Heat Recovery | 0.3612% | 0 | 2.7117 | Industrial_2035_Technical_MW_After Competition Groups_Process Heat Recovery
Industrial | Ind ¦ Synchronous Belts | 2035 | Technical | MW | After Competition Groups | 2.6032 | 0 | 0 | 750.764 | 0.0034674 | 29 | Industrial_2035_Technical_MW_After Competition Groups_29 | Synchronous Belts | 0.3467% | 0 | 2.6032 | Industrial_2035_Technical_MW_After Competition Groups_Synchronous Belts
Industrial | Ind ¦ Efficient Irrigation | 2035 | Technical | MW | After Competition Groups | 2.3462 | 0 | 0 | 750.764 | 0.003125 | 30 | Industrial_2035_Technical_MW_After Competition Groups_30 | Efficient Irrigation | 0.3125% | 0 | 2.3462 | Industrial_2035_Technical_MW_After Competition Groups_Efficient Irrigation
Industrial | Ind ¦ Process Improvements | 2035 | Technical | MW | After Competition Groups | 2.13 | 0 | 0 | 750.764 | 0.0028372 | 31 | Industrial_2035_Technical_MW_After Competition Groups_31 | Process Improvements | 0.2837% | 0 | 2.13 | Industrial_2035_Technical_MW_After Competition Groups_Process Improvements
Industrial | Ind ¦ Refrigeration Compressor VFD | 2035 | Technical | MW | After Competition Groups | 1.5713 | 0 | 0 | 750.764 | 0.0020929 | 32 | Industrial_2035_Technical_MW_After Competition Groups_32 | Refrigeration Compressor VFD | 0.2093% | 0 | 1.5713 | Industrial_2035_Technical_MW_After Competition Groups_Refrigeration Compressor VFD
Industrial | Ind ¦ Efficient Transformer | 2035 | Technical | MW | After Competition Groups | 1.4558 | 0 | 0 | 750.764 | 0.0019391 | 33 | Industrial_2035_Technical_MW_After Competition Groups_33 | Efficient Transformer | 0.1939% | 0 | 1.4558 | Industrial_2035_Technical_MW_After Competition Groups_Efficient Transformer
Industrial | Ind ¦ Improved Controls - Process Heating | 2035 | Technical | MW | After Competition Groups | 1.304 | 0 | 0 | 750.764 | 0.0017369 | 34 | Industrial_2035_Technical_MW_After Competition Groups_34 | Improved Controls - Process Heating | 0.1737% | 0 | 1.304 | Industrial_2035_Technical_MW_After Competition Groups_Improved Controls - Process Heating
Industrial | Ind ¦ High Efficiency Welders | 2035 | Technical | MW | After Competition Groups | 1.1635 | 0 | 0 | 750.764 | 0.0015498 | 35 | Industrial_2035_Technical_MW_After Competition Groups_35 | High Efficiency Welders | 0.155% | 0 | 1.1635 | Industrial_2035_Technical_MW_After Competition Groups_High Efficiency Welders
Industrial | Ind ¦ Engine Block Heater Timer | 2035 | Technical | MW | After Competition Groups | 0.81658 | 0 | 0 | 750.764 | 0.0010877 | 36 | Industrial_2035_Technical_MW_After Competition Groups_36 | Engine Block Heater Timer | 0.1088% | 0 | 0.81658 | Industrial_2035_Technical_MW_After Competition Groups_Engine Block Heater Timer
Industrial | Ind ¦ Dairy Pre-Cooler | 2035 | Technical | MW | After Competition Groups | 0.63434 | 0 | 0 | 750.764 | 0.00084493 | 37 | Industrial_2035_Technical_MW_After Competition Groups_37 | Dairy Pre-Cooler | 0.08449% | 0 | 0.63434 | Industrial_2035_Technical_MW_After Competition Groups_Dairy Pre-Cooler
Industrial | Ind ¦ Air Compressor Heat Recovery | 2035 | Technical | MW | After Competition Groups | 0.34442 | 0 | 0 | 750.764 | 0.00045876 | 38 | Industrial_2035_Technical_MW_After Competition Groups_38 | Air Compressor Heat Recovery | 0.04588% | 0 | 0.34442 | Industrial_2035_Technical_MW_After Competition Groups_Air Compressor Heat Recovery
Industrial | Ind ¦ Optimize Compressed Air Dryer | 2035 | Technical | MW | After Competition Groups | 0.25581 | 0 | 0 | 750.764 | 0.00034074 | 39 | Industrial_2035_Technical_MW_After Competition Groups_39 | Optimize Compressed Air Dryer | 0.03407% | 0 | 0.25581 | Industrial_2035_Technical_MW_After Competition Groups_Optimize Compressed Air Dryer
Industrial | Ind ¦ Heat Lamps/Heat Pad | 2035 | Technical | MW | After Competition Groups | 0.13729 | 0 | 0 | 750.764 | 0.00018287 | 40 | Industrial_2035_Technical_MW_After Competition Groups_40 | Heat Lamps/Heat Pad | 0.01829% | 0 | 0.13729 | Industrial_2035_Technical_MW_After Competition Groups_Heat Lamps/Heat Pad
Industrial | Ind ¦ Efficient Refrigeration Compressor | 2035 | Technical | MW | After Competition Groups | 0.1295 | 0 | 0 | 750.764 | 0.00017249 | 41 | Industrial_2035_Technical_MW_After Competition Groups_41 | Efficient Refrigeration Compressor | 0.01725% | 0 | 0.1295 | Industrial_2035_Technical_MW_After Competition Groups_Efficient Refrigeration Compressor
Industrial | Ind ¦ Creep Heat Controller | 2035 | Technical | MW | After Competition Groups | 0.10473 | 0 | 0 | 750.764 | 0.0001395 | 42 | Industrial_2035_Technical_MW_After Competition Groups_42 | Creep Heat Controller | 0.01395% | 0 | 0.10473 | Industrial_2035_Technical_MW_After Competition Groups_Creep Heat Controller
Industrial | Ind ¦ Pump System Optimization | 2036 | Economic | MW | After Competition Groups | 98.3954 | 0 | 0 | 691.8128 | 0.14223 | 1 | Industrial_2036_Economic_MW_After Competition Groups_1 | Pump System Optimization | 14.22% | 0 | 98.3954 | Industrial_2036_Economic_MW_After Competition Groups_Pump System Optimization
Industrial | Ind ¦ HE Lighting | 2036 | Economic | MW | After Competition Groups | 93.7835 | 0 | 0 | 691.8128 | 0.13556 | 2 | Industrial_2036_Economic_MW_After Competition Groups_2 | HE Lighting | 13.56% | 0 | 93.7835 | Industrial_2036_Economic_MW_After Competition Groups_HE Lighting
Industrial | Ind ¦ Air Leak Survey and Repair | 2036 | Economic | MW | After Competition Groups | 74.4212 | 0 | 0 | 691.8128 | 0.10757 | 3 | Industrial_2036_Economic_MW_After Competition Groups_3 | Air Leak Survey and Repair | 10.76% | 0 | 74.4212 | Industrial_2036_Economic_MW_After Competition Groups_Air Leak Survey and Repair
Industrial | Ind ¦ Air Compressor Optimization | 2036 | Economic | MW | After Competition Groups | 59.8256 | 0 | 0 | 691.8128 | 0.086477 | 4 | Industrial_2036_Economic_MW_After Competition Groups_4 | Air Compressor Optimization | 8.648% | 0 | 59.8256 | Industrial_2036_Economic_MW_After Competition Groups_Air Compressor Optimization
Industrial | Ind ¦ Efficient Compressed Air Nozzles | 2036 | Economic | MW | After Competition Groups | 58.1552 | 0 | 0 | 691.8128 | 0.084062 | 5 | Industrial_2036_Economic_MW_After Competition Groups_5 | Efficient Compressed Air Nozzles | 8.406% | 0 | 58.1552 | Industrial_2036_Economic_MW_After Competition Groups_Efficient Compressed Air Nozzles
Industrial | Ind ¦ Recommissioning | 2036 | Economic | MW | After Competition Groups | 51.6853 | 0 | 0 | 691.8128 | 0.07471 | 6 | Industrial_2036_Economic_MW_After Competition Groups_6 | Recommissioning | 7.471% | 0 | 51.6853 | Industrial_2036_Economic_MW_After Competition Groups_Recommissioning
Industrial | Ind ¦ SEM | 2036 | Economic | MW | After Competition Groups | 51.6853 | 0 | 0 | 691.8128 | 0.07471 | 7 | Industrial_2036_Economic_MW_After Competition Groups_7 | SEM | 7.471% | 0 | 51.6853 | Industrial_2036_Economic_MW_After Competition Groups_SEM
Industrial | Ind ¦ Pump Equipment Upgrade | 2036 | Economic | MW | After Competition Groups | 44.7571 | 0 | 0 | 691.8128 | 0.064695 | 8 | Industrial_2036_Economic_MW_After Competition Groups_8 | Pump Equipment Upgrade | 6.47% | 0 | 44.7571 | Industrial_2036_Economic_MW_After Competition Groups_Pump Equipment Upgrade
Industrial | Ind ¦ High Efficiency HVAC Fans | 2036 | Economic | MW | After Competition Groups | 28.3798 | 0 | 0 | 691.8128 | 0.041022 | 9 | Industrial_2036_Economic_MW_After Competition Groups_9 | High Efficiency HVAC Fans | 4.102% | 0 | 28.3798 | Industrial_2036_Economic_MW_After Competition Groups_High Efficiency HVAC Fans
Industrial | Ind ¦ Greenhouse Grow Lights | 2036 | Economic | MW | After Competition Groups | 22.5782 | 0 | 0 | 691.8128 | 0.032636 | 10 | Industrial_2036_Economic_MW_After Competition Groups_10 | Greenhouse Grow Lights | 3.264% | 0 | 22.5782 | Industrial_2036_Economic_MW_After Competition Groups_Greenhouse Grow Lights
Industrial | Ind ¦ Process Optimization (Elec) | 2036 | Economic | MW | After Competition Groups | 20.8665 | 0 | 0 | 691.8128 | 0.030162 | 11 | Industrial_2036_Economic_MW_After Competition Groups_11 | Process Optimization (Elec) | 3.016% | 0 | 20.8665 | Industrial_2036_Economic_MW_After Competition Groups_Process Optimization (Elec)
Industrial | Ind ¦ Fan System Optimization | 2036 | Economic | MW | After Competition Groups | 20.0027 | 0 | 0 | 691.8128 | 0.028914 | 12 | Industrial_2036_Economic_MW_After Competition Groups_12 | Fan System Optimization | 2.891% | 0 | 20.0027 | Industrial_2036_Economic_MW_After Competition Groups_Fan System Optimization
Industrial | Ind ¦ Improved Controls - Process Cooling | 2036 | Economic | MW | After Competition Groups | 13.3356 | 0 | 0 | 691.8128 | 0.019276 | 13 | Industrial_2036_Economic_MW_After Competition Groups_13 | Improved Controls - Process Cooling | 1.928% | 0 | 13.3356 | Industrial_2036_Economic_MW_After Competition Groups_Improved Controls - Process Cooling
Industrial | Ind ¦ Material Handling Improvements | 2036 | Economic | MW | After Competition Groups | 8.5126 | 0 | 0 | 691.8128 | 0.012305 | 14 | Industrial_2036_Economic_MW_After Competition Groups_14 | Material Handling Improvements | 1.23% | 0 | 8.5126 | Industrial_2036_Economic_MW_After Competition Groups_Material Handling Improvements
Industrial | Ind ¦ Pulp and Paper Process Improvements | 2036 | Economic | MW | After Competition Groups | 7.9432 | 0 | 0 | 691.8128 | 0.011482 | 15 | Industrial_2036_Economic_MW_After Competition Groups_15 | Pulp and Paper Process Improvements | 1.148% | 0 | 7.9432 | Industrial_2036_Economic_MW_After Competition Groups_Pulp and Paper Process Improvements
Industrial | Ind ¦ Refiner Plate Improvements | 2036 | Economic | MW | After Competition Groups | 7.136 | 0 | 0 | 691.8128 | 0.010315 | 16 | Industrial_2036_Economic_MW_After Competition Groups_16 | Refiner Plate Improvements | 1.031% | 0 | 7.136 | Industrial_2036_Economic_MW_After Competition Groups_Refiner Plate Improvements
Industrial | Ind ¦ Ventilation Optimization | 2036 | Economic | MW | After Competition Groups | 4.9776 | 0 | 0 | 691.8128 | 0.007195 | 17 | Industrial_2036_Economic_MW_After Competition Groups_17 | Ventilation Optimization | 0.7195% | 0 | 4.9776 | Industrial_2036_Economic_MW_After Competition Groups_Ventilation Optimization
Industrial | Ind ¦ Cooling Tower Optimization | 2036 | Economic | MW | After Competition Groups | 4.0863 | 0 | 0 | 691.8128 | 0.0059066 | 18 | Industrial_2036_Economic_MW_After Competition Groups_18 | Cooling Tower Optimization | 0.5907% | 0 | 4.0863 | Industrial_2036_Economic_MW_After Competition Groups_Cooling Tower Optimization
Industrial | Ind ¦ Free Cooling | 2036 | Economic | MW | After Competition Groups | 3.4745 | 0 | 0 | 691.8128 | 0.0050223 | 19 | Industrial_2036_Economic_MW_After Competition Groups_19 | Free Cooling | 0.5022% | 0 | 3.4745 | Industrial_2036_Economic_MW_After Competition Groups_Free Cooling
Industrial | Ind ¦ High Efficiency Battery Charger | 2036 | Economic | MW | After Competition Groups | 2.946 | 0 | 0 | 691.8128 | 0.0042584 | 20 | Industrial_2036_Economic_MW_After Competition Groups_20 | High Efficiency Battery Charger | 0.4258% | 0 | 2.946 | Industrial_2036_Economic_MW_After Competition Groups_High Efficiency Battery Charger
Industrial | Ind ¦ VAV Conversion Project | 2036 | Economic | MW | After Competition Groups | 2.8269 | 0 | 0 | 691.8128 | 0.0040862 | 21 | Industrial_2036_Economic_MW_After Competition Groups_21 | VAV Conversion Project | 0.4086% | 0 | 2.8269 | Industrial_2036_Economic_MW_After Competition Groups_VAV Conversion Project
Industrial | Ind ¦ Process Heat Recovery | 2036 | Economic | MW | After Competition Groups | 2.7092 | 0 | 0 | 691.8128 | 0.0039161 | 22 | Industrial_2036_Economic_MW_After Competition Groups_22 | Process Heat Recovery | 0.3916% | 0 | 2.7092 | Industrial_2036_Economic_MW_After Competition Groups_Process Heat Recovery
Industrial | Ind ¦ Efficient Irrigation | 2036 | Economic | MW | After Competition Groups | 2.3717 | 0 | 0 | 691.8128 | 0.0034282 | 23 | Industrial_2036_Economic_MW_After Competition Groups_23 | Efficient Irrigation | 0.3428% | 0 | 2.3717 | Industrial_2036_Economic_MW_After Competition Groups_Efficient Irrigation
Industrial | Ind ¦ Process Improvements | 2036 | Economic | MW | After Competition Groups | 2.1229 | 0 | 0 | 691.8128 | 0.0030686 | 24 | Industrial_2036_Economic_MW_After Competition Groups_24 | Process Improvements | 0.3069% | 0 | 2.1229 | Industrial_2036_Economic_MW_After Competition Groups_Process Improvements
Industrial | Ind ¦ Refrigeration Compressor VFD | 2036 | Economic | MW | After Competition Groups | 1.5919 | 0 | 0 | 691.8128 | 0.002301 | 25 | Industrial_2036_Economic_MW_After Competition Groups_25 | Refrigeration Compressor VFD | 0.2301% | 0 | 1.5919 | Industrial_2036_Economic_MW_After Competition Groups_Refrigeration Compressor VFD
Industrial | Ind ¦ Improved Controls - Process Heating | 2036 | Economic | MW | After Competition Groups | 1.3038 | 0 | 0 | 691.8128 | 0.0018846 | 26 | Industrial_2036_Economic_MW_After Competition Groups_26 | Improved Controls - Process Heating | 0.1885% | 0 | 1.3038 | Industrial_2036_Economic_MW_After Competition Groups_Improved Controls - Process Heating
Industrial | Ind ¦ Engine Block Heater Timer | 2036 | Economic | MW | After Competition Groups | 0.8141 | 0 | 0 | 691.8128 | 0.0011768 | 27 | Industrial_2036_Economic_MW_After Competition Groups_27 | Engine Block Heater Timer | 0.1177% | 0 | 0.8141 | Industrial_2036_Economic_MW_After Competition Groups_Engine Block Heater Timer
Industrial | Ind ¦ Dairy Pre-Cooler | 2036 | Economic | MW | After Competition Groups | 0.63953 | 0 | 0 | 691.8128 | 0.00092443 | 28 | Industrial_2036_Economic_MW_After Competition Groups_28 | Dairy Pre-Cooler | 0.09244% | 0 | 0.63953 | Industrial_2036_Economic_MW_After Competition Groups_Dairy Pre-Cooler
Industrial | Ind ¦ Air Compressor Heat Recovery | 2036 | Economic | MW | After Competition Groups | 0.34332 | 0 | 0 | 691.8128 | 0.00049627 | 29 | Industrial_2036_Economic_MW_After Competition Groups_29 | Air Compressor Heat Recovery | 0.04963% | 0 | 0.34332 | Industrial_2036_Economic_MW_After Competition Groups_Air Compressor Heat Recovery
Industrial | Ind ¦ Efficient Refrigeration Compressor | 2036 | Economic | MW | After Competition Groups | 0.1308 | 0 | 0 | 691.8128 | 0.00018907 | 30 | Industrial_2036_Economic_MW_After Competition Groups_30 | Efficient Refrigeration Compressor | 0.01891% | 0 | 0.1308 | Industrial_2036_Economic_MW_After Competition Groups_Efficient Refrigeration Compressor
Industrial | Ind ¦ Heat Lamps/Heat Pad | 2036 | Economic | MW | After Competition Groups | 0.011326 | 0 | 0 | 691.8128 | 1.6372e-05 | 31 | Industrial_2036_Economic_MW_After Competition Groups_31 | Heat Lamps/Heat Pad | 0.001637% | 0 | 0.011326 | Industrial_2036_Economic_MW_After Competition Groups_Heat Lamps/Heat Pad
Industrial | Ind ¦ Air Compressor Optimization | 2036 | SC A | MW | After Competition Groups | 50.3655 | 0 | 0 | 341.7554 | 0.14737 | 1 | Industrial_2036_SC A_MW_After Competition Groups_1 | Air Compressor Optimization | 14.74% | 0 | 50.3655 | Industrial_2036_SC A_MW_After Competition Groups_Air Compressor Optimization
Industrial | Ind ¦ Pump System Optimization | 2036 | SC A | MW | After Competition Groups | 50.3251 | 0 | 0 | 341.7554 | 0.14725 | 2 | Industrial_2036_SC A_MW_After Competition Groups_2 | Pump System Optimization | 14.73% | 0 | 50.3251 | Industrial_2036_SC A_MW_After Competition Groups_Pump System Optimization
Industrial | Ind ¦ Air Leak Survey and Repair | 2036 | SC A | MW | After Competition Groups | 45.4988 | 0 | 0 | 341.7554 | 0.13313 | 3 | Industrial_2036_SC A_MW_After Competition Groups_3 | Air Leak Survey and Repair | 13.31% | 0 | 45.4988 | Industrial_2036_SC A_MW_After Competition Groups_Air Leak Survey and Repair
Industrial | Ind ¦ Recommissioning | 2036 | SC A | MW | After Competition Groups | 32.2282 | 0 | 0 | 341.7554 | 0.094302 | 4 | Industrial_2036_SC A_MW_After Competition Groups_4 | Recommissioning | 9.43% | 0 | 32.2282 | Industrial_2036_SC A_MW_After Competition Groups_Recommissioning
Industrial | Ind ¦ SEM | 2036 | SC A | MW | After Competition Groups | 32.2282 | 0 | 0 | 341.7554 | 0.094302 | 5 | Industrial_2036_SC A_MW_After Competition Groups_5 | SEM | 9.43% | 0 | 32.2282 | Industrial_2036_SC A_MW_After Competition Groups_SEM
Industrial | Ind ¦ Efficient Compressed Air Nozzles | 2036 | SC A | MW | After Competition Groups | 27.7219 | 0 | 0 | 341.7554 | 0.081116 | 6 | Industrial_2036_SC A_MW_After Competition Groups_6 | Efficient Compressed Air Nozzles | 8.112% | 0 | 27.7219 | Industrial_2036_SC A_MW_After Competition Groups_Efficient Compressed Air Nozzles
Industrial | Ind ¦ Pump Equipment Upgrade | 2036 | SC A | MW | After Competition Groups | 21.5888 | 0 | 0 | 341.7554 | 0.06317 | 7 | Industrial_2036_SC A_MW_After Competition Groups_7 | Pump Equipment Upgrade | 6.317% | 0 | 21.5888 | Industrial_2036_SC A_MW_After Competition Groups_Pump Equipment Upgrade
Industrial | Ind ¦ High Efficiency HVAC Fans | 2036 | SC A | MW | After Competition Groups | 17.6601 | 0 | 0 | 341.7554 | 0.051675 | 8 | Industrial_2036_SC A_MW_After Competition Groups_8 | High Efficiency HVAC Fans | 5.167% | 0 | 17.6601 | Industrial_2036_SC A_MW_After Competition Groups_High Efficiency HVAC Fans
Industrial | Ind ¦ Fan System Optimization | 2036 | SC A | MW | After Competition Groups | 17.1613 | 0 | 0 | 341.7554 | 0.050215 | 9 | Industrial_2036_SC A_MW_After Competition Groups_9 | Fan System Optimization | 5.022% | 0 | 17.1613 | Industrial_2036_SC A_MW_After Competition Groups_Fan System Optimization
Industrial | Ind ¦ Improved Controls - Process Cooling | 2036 | SC A | MW | After Competition Groups | 8.7388 | 0 | 0 | 341.7554 | 0.02557 | 10 | Industrial_2036_SC A_MW_After Competition Groups_10 | Improved Controls - Process Cooling | 2.557% | 0 | 8.7388 | Industrial_2036_SC A_MW_After Competition Groups_Improved Controls - Process Cooling
Industrial | Ind ¦ Greenhouse Grow Lights | 2036 | SC A | MW | After Competition Groups | 7.9012 | 0 | 0 | 341.7554 | 0.02312 | 11 | Industrial_2036_SC A_MW_After Competition Groups_11 | Greenhouse Grow Lights | 2.312% | 0 | 7.9012 | Industrial_2036_SC A_MW_After Competition Groups_Greenhouse Grow Lights
Industrial | Ind ¦ Process Optimization (Elec) | 2036 | SC A | MW | After Competition Groups | 6.2276 | 0 | 0 | 341.7554 | 0.018222 | 12 | Industrial_2036_SC A_MW_After Competition Groups_12 | Process Optimization (Elec) | 1.822% | 0 | 6.2276 | Industrial_2036_SC A_MW_After Competition Groups_Process Optimization (Elec)
Industrial | Ind ¦ Material Handling Improvements | 2036 | SC A | MW | After Competition Groups | 5.4145 | 0 | 0 | 341.7554 | 0.015843 | 13 | Industrial_2036_SC A_MW_After Competition Groups_13 | Material Handling Improvements | 1.584% | 0 | 5.4145 | Industrial_2036_SC A_MW_After Competition Groups_Material Handling Improvements
Industrial | Ind ¦ Refiner Plate Improvements | 2036 | SC A | MW | After Competition Groups | 3.1918 | 0 | 0 | 341.7554 | 0.0093395 | 14 | Industrial_2036_SC A_MW_After Competition Groups_14 | Refiner Plate Improvements | 0.9339% | 0 | 3.1918 | Industrial_2036_SC A_MW_After Competition Groups_Refiner Plate Improvements
Industrial | Ind ¦ HE Lighting | 2036 | SC A | MW | After Competition Groups | 2.9281 | 0 | 0 | 341.7554 | 0.0085678 | 15 | Industrial_2036_SC A_MW_After Competition Groups_15 | HE Lighting | 0.8568% | 0 | 2.9281 | Industrial_2036_SC A_MW_After Competition Groups_HE Lighting
Industrial | Ind ¦ VAV Conversion Project | 2036 | SC A | MW | After Competition Groups | 1.9554 | 0 | 0 | 341.7554 | 0.0057217 | 16 | Industrial_2036_SC A_MW_After Competition Groups_16 | VAV Conversion Project | 0.5722% | 0 | 1.9554 | Industrial_2036_SC A_MW_After Competition Groups_VAV Conversion Project
Industrial | Ind ¦ Pulp and Paper Process Improvements | 2036 | SC A | MW | After Competition Groups | 1.6844 | 0 | 0 | 341.7554 | 0.0049287 | 17 | Industrial_2036_SC A_MW_After Competition Groups_17 | Pulp and Paper Process Improvements | 0.4929% | 0 | 1.6844 | Industrial_2036_SC A_MW_After Competition Groups_Pulp and Paper Process Improvements
Industrial | Ind ¦ Process Heat Recovery | 2036 | SC A | MW | After Competition Groups | 1.6465 | 0 | 0 | 341.7554 | 0.0048177 | 18 | Industrial_2036_SC A_MW_After Competition Groups_18 | Process Heat Recovery | 0.4818% | 0 | 1.6465 | Industrial_2036_SC A_MW_After Competition Groups_Process Heat Recovery
Industrial | Ind ¦ Ventilation Optimization | 2036 | SC A | MW | After Competition Groups | 1.5272 | 0 | 0 | 341.7554 | 0.0044688 | 19 | Industrial_2036_SC A_MW_After Competition Groups_19 | Ventilation Optimization | 0.4469% | 0 | 1.5272 | Industrial_2036_SC A_MW_After Competition Groups_Ventilation Optimization
Industrial | Ind ¦ Process Improvements | 2036 | SC A | MW | After Competition Groups | 1.2358 | 0 | 0 | 341.7554 | 0.003616 | 20 | Industrial_2036_SC A_MW_After Competition Groups_20 | Process Improvements | 0.3616% | 0 | 1.2358 | Industrial_2036_SC A_MW_After Competition Groups_Process Improvements
Industrial | Ind ¦ High Efficiency Battery Charger | 2036 | SC A | MW | After Competition Groups | 1.0763 | 0 | 0 | 341.7554 | 0.0031493 | 21 | Industrial_2036_SC A_MW_After Competition Groups_21 | High Efficiency Battery Charger | 0.3149% | 0 | 1.0763 | Industrial_2036_SC A_MW_After Competition Groups_High Efficiency Battery Charger
Industrial | Ind ¦ Improved Controls - Process Heating | 2036 | SC A | MW | After Competition Groups | 0.82068 | 0 | 0 | 341.7554 | 0.0024014 | 22 | Industrial_2036_SC A_MW_After Competition Groups_22 | Improved Controls - Process Heating | 0.2401% | 0 | 0.82068 | Industrial_2036_SC A_MW_After Competition Groups_Improved Controls - Process Heating
Industrial | Ind ¦ Refrigeration Compressor VFD | 2036 | SC A | MW | After Competition Groups | 0.59698 | 0 | 0 | 341.7554 | 0.0017468 | 23 | Industrial_2036_SC A_MW_After Competition Groups_23 | Refrigeration Compressor VFD | 0.1747% | 0 | 0.59698 | Industrial_2036_SC A_MW_After Competition Groups_Refrigeration Compressor VFD
Industrial | Ind ¦ Cooling Tower Optimization | 2036 | SC A | MW | After Competition Groups | 0.5736 | 0 | 0 | 341.7554 | 0.0016784 | 24 | Industrial_2036_SC A_MW_After Competition Groups_24 | Cooling Tower Optimization | 0.1678% | 0 | 0.5736 | Industrial_2036_SC A_MW_After Competition Groups_Cooling Tower Optimization
Industrial | Ind ¦ Engine Block Heater Timer | 2036 | SC A | MW | After Competition Groups | 0.48472 | 0 | 0 | 341.7554 | 0.0014183 | 25 | Industrial_2036_SC A_MW_After Competition Groups_25 | Engine Block Heater Timer | 0.1418% | 0 | 0.48472 | Industrial_2036_SC A_MW_After Competition Groups_Engine Block Heater Timer
Industrial | Ind ¦ Efficient Irrigation | 2036 | SC A | MW | After Competition Groups | 0.40026 | 0 | 0 | 341.7554 | 0.0011712 | 26 | Industrial_2036_SC A_MW_After Competition Groups_26 | Efficient Irrigation | 0.1171% | 0 | 0.40026 | Industrial_2036_SC A_MW_After Competition Groups_Efficient Irrigation
Industrial | Ind ¦ Air Compressor Heat Recovery | 2036 | SC A | MW | After Competition Groups | 0.2191 | 0 | 0 | 341.7554 | 0.00064111 | 27 | Industrial_2036_SC A_MW_After Competition Groups_27 | Air Compressor Heat Recovery | 0.06411% | 0 | 0.2191 | Industrial_2036_SC A_MW_After Competition Groups_Air Compressor Heat Recovery
Industrial | Ind ¦ Dairy Pre-Cooler | 2036 | SC A | MW | After Competition Groups | 0.19927 | 0 | 0 | 341.7554 | 0.00058308 | 28 | Industrial_2036_SC A_MW_After Competition Groups_28 | Dairy Pre-Cooler | 0.05831% | 0 | 0.19927 | Industrial_2036_SC A_MW_After Competition Groups_Dairy Pre-Cooler
Industrial | Ind ¦ Efficient Refrigeration Compressor | 2036 | SC A | MW | After Competition Groups | 0.099628 | 0 | 0 | 341.7554 | 0.00029152 | 29 | Industrial_2036_SC A_MW_After Competition Groups_29 | Efficient Refrigeration Compressor | 0.02915% | 0 | 0.099628 | Industrial_2036_SC A_MW_After Competition Groups_Efficient Refrigeration Compressor
Industrial | Ind ¦ Heat Lamps/Heat Pad | 2036 | SC A | MW | After Competition Groups | 0.043127 | 0 | 0 | 341.7554 | 0.00012619 | 30 | Industrial_2036_SC A_MW_After Competition Groups_30 | Heat Lamps/Heat Pad | 0.01262% | 0 | 0.043127 | Industrial_2036_SC A_MW_After Competition Groups_Heat Lamps/Heat Pad
Industrial | Ind ¦ Free Cooling | 2036 | SC A | MW | After Competition Groups | 0.012268 | 0 | 0 | 341.7554 | 3.5897e-05 | 31 | Industrial_2036_SC A_MW_After Competition Groups_31 | Free Cooling | 0.00359% | 0 | 0.012268 | Industrial_2036_SC A_MW_After Competition Groups_Free Cooling
Industrial | Ind ¦ Pump System Optimization | 2036 | SC B | MW | After Competition Groups | 74.619 | 0 | 0 | 531.1209 | 0.14049 | 1 | Industrial_2036_SC B_MW_After Competition Groups_1 | Pump System Optimization | 14.05% | 0 | 74.619 | Industrial_2036_SC B_MW_After Competition Groups_Pump System Optimization
Industrial | Ind ¦ Air Leak Survey and Repair | 2036 | SC B | MW | After Competition Groups | 70.6605 | 0 | 0 | 531.1209 | 0.13304 | 2 | Industrial_2036_SC B_MW_After Competition Groups_2 | Air Leak Survey and Repair | 13.3% | 0 | 70.6605 | Industrial_2036_SC B_MW_After Competition Groups_Air Leak Survey and Repair
Industrial | Ind ¦ Air Compressor Optimization | 2036 | SC B | MW | After Competition Groups | 50.3655 | 0 | 0 | 531.1209 | 0.094829 | 3 | Industrial_2036_SC B_MW_After Competition Groups_3 | Air Compressor Optimization | 9.483% | 0 | 50.3655 | Industrial_2036_SC B_MW_After Competition Groups_Air Compressor Optimization
Industrial | Ind ¦ Recommissioning | 2036 | SC B | MW | After Competition Groups | 50.0217 | 0 | 0 | 531.1209 | 0.094181 | 4 | Industrial_2036_SC B_MW_After Competition Groups_4 | Recommissioning | 9.418% | 0 | 50.0217 | Industrial_2036_SC B_MW_After Competition Groups_Recommissioning
Industrial | Ind ¦ SEM | 2036 | SC B | MW | After Competition Groups | 50.0217 | 0 | 0 | 531.1209 | 0.094181 | 5 | Industrial_2036_SC B_MW_After Competition Groups_5 | SEM | 9.418% | 0 | 50.0217 | Industrial_2036_SC B_MW_After Competition Groups_SEM
Industrial | Ind ¦ Efficient Compressed Air Nozzles | 2036 | SC B | MW | After Competition Groups | 44.0172 | 0 | 0 | 531.1209 | 0.082876 | 6 | Industrial_2036_SC B_MW_After Competition Groups_6 | Efficient Compressed Air Nozzles | 8.288% | 0 | 44.0172 | Industrial_2036_SC B_MW_After Competition Groups_Efficient Compressed Air Nozzles
Industrial | Ind ¦ Pump Equipment Upgrade | 2036 | SC B | MW | After Competition Groups | 34.2074 | 0 | 0 | 531.1209 | 0.064406 | 7 | Industrial_2036_SC B_MW_After Competition Groups_7 | Pump Equipment Upgrade | 6.441% | 0 | 34.2074 | Industrial_2036_SC B_MW_After Competition Groups_Pump Equipment Upgrade
Industrial | Ind ¦ HE Lighting | 2036 | SC B | MW | After Competition Groups | 31.2991 | 0 | 0 | 531.1209 | 0.05893 | 8 | Industrial_2036_SC B_MW_After Competition Groups_8 | HE Lighting | 5.893% | 0 | 31.2991 | Industrial_2036_SC B_MW_After Competition Groups_HE Lighting
Industrial | Ind ¦ High Efficiency HVAC Fans | 2036 | SC B | MW | After Competition Groups | 24.0293 | 0 | 0 | 531.1209 | 0.045243 | 9 | Industrial_2036_SC B_MW_After Competition Groups_9 | High Efficiency HVAC Fans | 4.524% | 0 | 24.0293 | Industrial_2036_SC B_MW_After Competition Groups_High Efficiency HVAC Fans
Industrial | Ind ¦ Greenhouse Grow Lights | 2036 | SC B | MW | After Competition Groups | 17.9471 | 0 | 0 | 531.1209 | 0.033791 | 10 | Industrial_2036_SC B_MW_After Competition Groups_10 | Greenhouse Grow Lights | 3.379% | 0 | 17.9471 | Industrial_2036_SC B_MW_After Competition Groups_Greenhouse Grow Lights
Industrial | Ind ¦ Fan System Optimization | 2036 | SC B | MW | After Competition Groups | 17.7449 | 0 | 0 | 531.1209 | 0.03341 | 11 | Industrial_2036_SC B_MW_After Competition Groups_11 | Fan System Optimization | 3.341% | 0 | 17.7449 | Industrial_2036_SC B_MW_After Competition Groups_Fan System Optimization
Industrial | Ind ¦ Improved Controls - Process Cooling | 2036 | SC B | MW | After Competition Groups | 13.5456 | 0 | 0 | 531.1209 | 0.025504 | 12 | Industrial_2036_SC B_MW_After Competition Groups_12 | Improved Controls - Process Cooling | 2.55% | 0 | 13.5456 | Industrial_2036_SC B_MW_After Competition Groups_Improved Controls - Process Cooling
Industrial | Ind ¦ Pulp and Paper Process Improvements | 2036 | SC B | MW | After Competition Groups | 7.2886 | 0 | 0 | 531.1209 | 0.013723 | 13 | Industrial_2036_SC B_MW_After Competition Groups_13 | Pulp and Paper Process Improvements | 1.372% | 0 | 7.2886 | Industrial_2036_SC B_MW_After Competition Groups_Pulp and Paper Process Improvements
Industrial | Ind ¦ Material Handling Improvements | 2036 | SC B | MW | After Competition Groups | 6.9847 | 0 | 0 | 531.1209 | 0.013151 | 14 | Industrial_2036_SC B_MW_After Competition Groups_14 | Material Handling Improvements | 1.315% | 0 | 6.9847 | Industrial_2036_SC B_MW_After Competition Groups_Material Handling Improvements
Industrial | Ind ¦ Process Optimization (Elec) | 2036 | SC B | MW | After Competition Groups | 6.2276 | 0 | 0 | 531.1209 | 0.011725 | 15 | Industrial_2036_SC B_MW_After Competition Groups_15 | Process Optimization (Elec) | 1.173% | 0 | 6.2276 | Industrial_2036_SC B_MW_After Competition Groups_Process Optimization (Elec)
Industrial | Ind ¦ Refiner Plate Improvements | 2036 | SC B | MW | After Competition Groups | 5.2302 | 0 | 0 | 531.1209 | 0.0098476 | 16 | Industrial_2036_SC B_MW_After Competition Groups_16 | Refiner Plate Improvements | 0.9848% | 0 | 5.2302 | Industrial_2036_SC B_MW_After Competition Groups_Refiner Plate Improvements
Industrial | Ind ¦ Cooling Tower Optimization | 2036 | SC B | MW | After Competition Groups | 3.9842 | 0 | 0 | 531.1209 | 0.0075015 | 17 | Industrial_2036_SC B_MW_After Competition Groups_17 | Cooling Tower Optimization | 0.7501% | 0 | 3.9842 | Industrial_2036_SC B_MW_After Competition Groups_Cooling Tower Optimization
Industrial | Ind ¦ Ventilation Optimization | 2036 | SC B | MW | After Competition Groups | 3.5497 | 0 | 0 | 531.1209 | 0.0066835 | 18 | Industrial_2036_SC B_MW_After Competition Groups_18 | Ventilation Optimization | 0.6683% | 0 | 3.5497 | Industrial_2036_SC B_MW_After Competition Groups_Ventilation Optimization
Industrial | Ind ¦ Free Cooling | 2036 | SC B | MW | After Competition Groups | 3.5356 | 0 | 0 | 531.1209 | 0.0066569 | 19 | Industrial_2036_SC B_MW_After Competition Groups_19 | Free Cooling | 0.6657% | 0 | 3.5356 | Industrial_2036_SC B_MW_After Competition Groups_Free Cooling
Industrial | Ind ¦ VAV Conversion Project | 2036 | SC B | MW | After Competition Groups | 3.1143 | 0 | 0 | 531.1209 | 0.0058637 | 20 | Industrial_2036_SC B_MW_After Competition Groups_20 | VAV Conversion Project | 0.5864% | 0 | 3.1143 | Industrial_2036_SC B_MW_After Competition Groups_VAV Conversion Project
Industrial | Ind ¦ Process Heat Recovery | 2036 | SC B | MW | After Competition Groups | 2.6061 | 0 | 0 | 531.1209 | 0.0049068 | 21 | Industrial_2036_SC B_MW_After Competition Groups_21 | Process Heat Recovery | 0.4907% | 0 | 2.6061 | Industrial_2036_SC B_MW_After Competition Groups_Process Heat Recovery
Industrial | Ind ¦ High Efficiency Battery Charger | 2036 | SC B | MW | After Competition Groups | 2.345 | 0 | 0 | 531.1209 | 0.0044152 | 22 | Industrial_2036_SC B_MW_After Competition Groups_22 | High Efficiency Battery Charger | 0.4415% | 0 | 2.345 | Industrial_2036_SC B_MW_After Competition Groups_High Efficiency Battery Charger
Industrial | Ind ¦ Process Improvements | 2036 | SC B | MW | After Competition Groups | 2.0012 | 0 | 0 | 531.1209 | 0.0037679 | 23 | Industrial_2036_SC B_MW_After Competition Groups_23 | Process Improvements | 0.3768% | 0 | 2.0012 | Industrial_2036_SC B_MW_After Competition Groups_Process Improvements
Industrial | Ind ¦ Efficient Irrigation | 2036 | SC B | MW | After Competition Groups | 1.5392 | 0 | 0 | 531.1209 | 0.002898 | 24 | Industrial_2036_SC B_MW_After Competition Groups_24 | Efficient Irrigation | 0.2898% | 0 | 1.5392 | Industrial_2036_SC B_MW_After Competition Groups_Efficient Irrigation
Industrial | Ind ¦ Refrigeration Compressor VFD | 2036 | SC B | MW | After Competition Groups | 1.3772 | 0 | 0 | 531.1209 | 0.002593 | 25 | Industrial_2036_SC B_MW_After Competition Groups_25 | Refrigeration Compressor VFD | 0.2593% | 0 | 1.3772 | Industrial_2036_SC B_MW_After Competition Groups_Refrigeration Compressor VFD
Industrial | Ind ¦ Improved Controls - Process Heating | 2036 | SC B | MW | After Competition Groups | 1.2425 | 0 | 0 | 531.1209 | 0.0023394 | 26 | Industrial_2036_SC B_MW_After Competition Groups_26 | Improved Controls - Process Heating | 0.2339% | 0 | 1.2425 | Industrial_2036_SC B_MW_After Competition Groups_Improved Controls - Process Heating
Industrial | Ind ¦ Engine Block Heater Timer | 2036 | SC B | MW | After Competition Groups | 0.76089 | 0 | 0 | 531.1209 | 0.0014326 | 27 | Industrial_2036_SC B_MW_After Competition Groups_27 | Engine Block Heater Timer | 0.1433% | 0 | 0.76089 | Industrial_2036_SC B_MW_After Competition Groups_Engine Block Heater Timer
Industrial | Ind ¦ Dairy Pre-Cooler | 2036 | SC B | MW | After Competition Groups | 0.34181 | 0 | 0 | 531.1209 | 0.00064357 | 28 | Industrial_2036_SC B_MW_After Competition Groups_28 | Dairy Pre-Cooler | 0.06436% | 0 | 0.34181 | Industrial_2036_SC B_MW_After Competition Groups_Dairy Pre-Cooler
Industrial | Ind ¦ Air Compressor Heat Recovery | 2036 | SC B | MW | After Competition Groups | 0.3396 | 0 | 0 | 531.1209 | 0.00063941 | 29 | Industrial_2036_SC B_MW_After Competition Groups_29 | Air Compressor Heat Recovery | 0.06394% | 0 | 0.3396 | Industrial_2036_SC B_MW_After Competition Groups_Air Compressor Heat Recovery
Industrial | Ind ¦ Efficient Refrigeration Compressor | 2036 | SC B | MW | After Competition Groups | 0.1189 | 0 | 0 | 531.1209 | 0.00022386 | 30 | Industrial_2036_SC B_MW_After Competition Groups_30 | Efficient Refrigeration Compressor | 0.02239% | 0 | 0.1189 | Industrial_2036_SC B_MW_After Competition Groups_Efficient Refrigeration Compressor
Industrial | Ind ¦ Heat Lamps/Heat Pad | 2036 | SC B | MW | After Competition Groups | 0.054406 | 0 | 0 | 531.1209 | 0.00010244 | 31 | Industrial_2036_SC B_MW_After Competition Groups_31 | Heat Lamps/Heat Pad | 0.01024% | 0 | 0.054406 | Industrial_2036_SC B_MW_After Competition Groups_Heat Lamps/Heat Pad
Industrial | Ind ¦ Pump System Optimization | 2036 | SC C | MW | After Competition Groups | 74.619 | 0 | 0 | 410.9501 | 0.18158 | 1 | Industrial_2036_SC C_MW_After Competition Groups_1 | Pump System Optimization | 18.16% | 0 | 74.619 | Industrial_2036_SC C_MW_After Competition Groups_Pump System Optimization
Industrial | Ind ¦ Air Compressor Optimization | 2036 | SC C | MW | After Competition Groups | 50.3655 | 0 | 0 | 410.9501 | 0.12256 | 2 | Industrial_2036_SC C_MW_After Competition Groups_2 | Air Compressor Optimization | 12.26% | 0 | 50.3655 | Industrial_2036_SC C_MW_After Competition Groups_Air Compressor Optimization
Industrial | Ind ¦ Air Leak Survey and Repair | 2036 | SC C | MW | After Competition Groups | 45.4988 | 0 | 0 | 410.9501 | 0.11072 | 3 | Industrial_2036_SC C_MW_After Competition Groups_3 | Air Leak Survey and Repair | 11.07% | 0 | 45.4988 | Industrial_2036_SC C_MW_After Competition Groups_Air Leak Survey and Repair
Industrial | Ind ¦ Pump Equipment Upgrade | 2036 | SC C | MW | After Competition Groups | 34.2074 | 0 | 0 | 410.9501 | 0.08324 | 4 | Industrial_2036_SC C_MW_After Competition Groups_4 | Pump Equipment Upgrade | 8.324% | 0 | 34.2074 | Industrial_2036_SC C_MW_After Competition Groups_Pump Equipment Upgrade
Industrial | Ind ¦ Recommissioning | 2036 | SC C | MW | After Competition Groups | 32.2282 | 0 | 0 | 410.9501 | 0.078424 | 5 | Industrial_2036_SC C_MW_After Competition Groups_5 | Recommissioning | 7.842% | 0 | 32.2282 | Industrial_2036_SC C_MW_After Competition Groups_Recommissioning
Industrial | Ind ¦ SEM | 2036 | SC C | MW | After Competition Groups | 32.2282 | 0 | 0 | 410.9501 | 0.078424 | 6 | Industrial_2036_SC C_MW_After Competition Groups_6 | SEM | 7.842% | 0 | 32.2282 | Industrial_2036_SC C_MW_After Competition Groups_SEM
Industrial | Ind ¦ Efficient Compressed Air Nozzles | 2036 | SC C | MW | After Competition Groups | 27.7219 | 0 | 0 | 410.9501 | 0.067458 | 7 | Industrial_2036_SC C_MW_After Competition Groups_7 | Efficient Compressed Air Nozzles | 6.746% | 0 | 27.7219 | Industrial_2036_SC C_MW_After Competition Groups_Efficient Compressed Air Nozzles
Industrial | Ind ¦ Fan System Optimization | 2036 | SC C | MW | After Competition Groups | 17.7449 | 0 | 0 | 410.9501 | 0.04318 | 8 | Industrial_2036_SC C_MW_After Competition Groups_8 | Fan System Optimization | 4.318% | 0 | 17.7449 | Industrial_2036_SC C_MW_After Competition Groups_Fan System Optimization
Industrial | Ind ¦ High Efficiency HVAC Fans | 2036 | SC C | MW | After Competition Groups | 17.6601 | 0 | 0 | 410.9501 | 0.042974 | 9 | Industrial_2036_SC C_MW_After Competition Groups_9 | High Efficiency HVAC Fans | 4.297% | 0 | 17.6601 | Industrial_2036_SC C_MW_After Competition Groups_High Efficiency HVAC Fans
Industrial | Ind ¦ HE Lighting | 2036 | SC C | MW | After Competition Groups | 16.8258 | 0 | 0 | 410.9501 | 0.040944 | 10 | Industrial_2036_SC C_MW_After Competition Groups_10 | HE Lighting | 4.094% | 0 | 16.8258 | Industrial_2036_SC C_MW_After Competition Groups_HE Lighting
Industrial | Ind ¦ Greenhouse Grow Lights | 2036 | SC C | MW | After Competition Groups | 13.4453 | 0 | 0 | 410.9501 | 0.032718 | 11 | Industrial_2036_SC C_MW_After Competition Groups_11 | Greenhouse Grow Lights | 3.272% | 0 | 13.4453 | Industrial_2036_SC C_MW_After Competition Groups_Greenhouse Grow Lights
Industrial | Ind ¦ Improved Controls - Process Cooling | 2036 | SC C | MW | After Competition Groups | 8.7522 | 0 | 0 | 410.9501 | 0.021298 | 12 | Industrial_2036_SC C_MW_After Competition Groups_12 | Improved Controls - Process Cooling | 2.13% | 0 | 8.7522 | Industrial_2036_SC C_MW_After Competition Groups_Improved Controls - Process Cooling
Industrial | Ind ¦ Process Optimization (Elec) | 2036 | SC C | MW | After Competition Groups | 6.2276 | 0 | 0 | 410.9501 | 0.015154 | 13 | Industrial_2036_SC C_MW_After Competition Groups_13 | Process Optimization (Elec) | 1.515% | 0 | 6.2276 | Industrial_2036_SC C_MW_After Competition Groups_Process Optimization (Elec)
Industrial | Ind ¦ Material Handling Improvements | 2036 | SC C | MW | After Competition Groups | 5.4145 | 0 | 0 | 410.9501 | 0.013176 | 14 | Industrial_2036_SC C_MW_After Competition Groups_14 | Material Handling Improvements | 1.318% | 0 | 5.4145 | Industrial_2036_SC C_MW_After Competition Groups_Material Handling Improvements
Industrial | Ind ¦ Pulp and Paper Process Improvements | 2036 | SC C | MW | After Competition Groups | 4.5233 | 0 | 0 | 410.9501 | 0.011007 | 15 | Industrial_2036_SC C_MW_After Competition Groups_15 | Pulp and Paper Process Improvements | 1.101% | 0 | 4.5233 | Industrial_2036_SC C_MW_After Competition Groups_Pulp and Paper Process Improvements
Industrial | Ind ¦ Cooling Tower Optimization | 2036 | SC C | MW | After Competition Groups | 3.9842 | 0 | 0 | 410.9501 | 0.0096951 | 16 | Industrial_2036_SC C_MW_After Competition Groups_16 | Cooling Tower Optimization | 0.9695% | 0 | 3.9842 | Industrial_2036_SC C_MW_After Competition Groups_Cooling Tower Optimization
Industrial | Ind ¦ Ventilation Optimization | 2036 | SC C | MW | After Competition Groups | 3.5497 | 0 | 0 | 410.9501 | 0.0086378 | 17 | Industrial_2036_SC C_MW_After Competition Groups_17 | Ventilation Optimization | 0.8638% | 0 | 3.5497 | Industrial_2036_SC C_MW_After Competition Groups_Ventilation Optimization
Industrial | Ind ¦ Refiner Plate Improvements | 2036 | SC C | MW | After Competition Groups | 3.1918 | 0 | 0 | 410.9501 | 0.0077669 | 18 | Industrial_2036_SC C_MW_After Competition Groups_18 | Refiner Plate Improvements | 0.7767% | 0 | 3.1918 | Industrial_2036_SC C_MW_After Competition Groups_Refiner Plate Improvements
Industrial | Ind ¦ Free Cooling | 2036 | SC C | MW | After Competition Groups | 2.3948 | 0 | 0 | 410.9501 | 0.0058274 | 19 | Industrial_2036_SC C_MW_After Competition Groups_19 | Free Cooling | 0.5827% | 0 | 2.3948 | Industrial_2036_SC C_MW_After Competition Groups_Free Cooling
Industrial | Ind ¦ VAV Conversion Project | 2036 | SC C | MW | After Competition Groups | 1.9948 | 0 | 0 | 410.9501 | 0.0048542 | 20 | Industrial_2036_SC C_MW_After Competition Groups_20 | VAV Conversion Project | 0.4854% | 0 | 1.9948 | Industrial_2036_SC C_MW_After Competition Groups_VAV Conversion Project
Industrial | Ind ¦ High Efficiency Battery Charger | 2036 | SC C | MW | After Competition Groups | 1.6847 | 0 | 0 | 410.9501 | 0.0040994 | 21 | Industrial_2036_SC C_MW_After Competition Groups_21 | High Efficiency Battery Charger | 0.4099% | 0 | 1.6847 | Industrial_2036_SC C_MW_After Competition Groups_High Efficiency Battery Charger
Industrial | Ind ¦ Process Heat Recovery | 2036 | SC C | MW | After Competition Groups | 1.6465 | 0 | 0 | 410.9501 | 0.0040065 | 22 | Industrial_2036_SC C_MW_After Competition Groups_22 | Process Heat Recovery | 0.4007% | 0 | 1.6465 | Industrial_2036_SC C_MW_After Competition Groups_Process Heat Recovery
Industrial | Ind ¦ Process Improvements | 2036 | SC C | MW | After Competition Groups | 1.2881 | 0 | 0 | 410.9501 | 0.0031344 | 23 | Industrial_2036_SC C_MW_After Competition Groups_23 | Process Improvements | 0.3134% | 0 | 1.2881 | Industrial_2036_SC C_MW_After Competition Groups_Process Improvements
Industrial | Ind ¦ Refrigeration Compressor VFD | 2036 | SC C | MW | After Competition Groups | 1.0366 | 0 | 0 | 410.9501 | 0.0025225 | 24 | Industrial_2036_SC C_MW_After Competition Groups_24 | Refrigeration Compressor VFD | 0.2523% | 0 | 1.0366 | Industrial_2036_SC C_MW_After Competition Groups_Refrigeration Compressor VFD
Industrial | Ind ¦ Improved Controls - Process Heating | 2036 | SC C | MW | After Competition Groups | 0.82192 | 0 | 0 | 410.9501 | 0.002 | 25 | Industrial_2036_SC C_MW_After Competition Groups_25 | Improved Controls - Process Heating | 0.2% | 0 | 0.82192 | Industrial_2036_SC C_MW_After Competition Groups_Improved Controls - Process Heating
Industrial | Ind ¦ Efficient Irrigation | 2036 | SC C | MW | After Competition Groups | 0.77961 | 0 | 0 | 410.9501 | 0.0018971 | 26 | Industrial_2036_SC C_MW_After Competition Groups_26 | Efficient Irrigation | 0.1897% | 0 | 0.77961 | Industrial_2036_SC C_MW_After Competition Groups_Efficient Irrigation
Industrial | Ind ¦ Engine Block Heater Timer | 2036 | SC C | MW | After Competition Groups | 0.48561 | 0 | 0 | 410.9501 | 0.0011817 | 27 | Industrial_2036_SC C_MW_After Competition Groups_27 | Engine Block Heater Timer | 0.1182% | 0 | 0.48561 | Industrial_2036_SC C_MW_After Competition Groups_Engine Block Heater Timer
Industrial | Ind ¦ Dairy Pre-Cooler | 2036 | SC C | MW | After Competition Groups | 0.25989 | 0 | 0 | 410.9501 | 0.0006324 | 28 | Industrial_2036_SC C_MW_After Competition Groups_28 | Dairy Pre-Cooler | 0.06324% | 0 | 0.25989 | Industrial_2036_SC C_MW_After Competition Groups_Dairy Pre-Cooler
Industrial | Ind ¦ Air Compressor Heat Recovery | 2036 | SC C | MW | After Competition Groups | 0.2191 | 0 | 0 | 410.9501 | 0.00053316 | 29 | Industrial_2036_SC C_MW_After Competition Groups_29 | Air Compressor Heat Recovery | 0.05332% | 0 | 0.2191 | Industrial_2036_SC C_MW_After Competition Groups_Air Compressor Heat Recovery
Industrial | Ind ¦ Efficient Refrigeration Compressor | 2036 | SC C | MW | After Competition Groups | 0.099628 | 0 | 0 | 410.9501 | 0.00024243 | 30 | Industrial_2036_SC C_MW_After Competition Groups_30 | Efficient Refrigeration Compressor | 0.02424% | 0 | 0.099628 | Industrial_2036_SC C_MW_After Competition Groups_Efficient Refrigeration Compressor
Industrial | Ind ¦ Heat Lamps/Heat Pad | 2036 | SC C | MW | After Competition Groups | 0.05041 | 0 | 0 | 410.9501 | 0.00012267 | 31 | Industrial_2036_SC C_MW_After Competition Groups_31 | Heat Lamps/Heat Pad | 0.01227% | 0 | 0.05041 | Industrial_2036_SC C_MW_After Competition Groups_Heat Lamps/Heat Pad
Industrial | Ind ¦ Air Compressor Optimization | 2036 | SC D | MW | After Competition Groups | 50.3655 | 618103.5021 | 0.6181 | 327.0658 | 0.15399 | 1 | Industrial_2036_SC D_MW_After Competition Groups_1 | Air Compressor Optimization | 15.4% | 0.6181 | 50.3655 | Industrial_2036_SC D_MW_After Competition Groups_Air Compressor Optimization
Industrial | Ind ¦ Air Leak Survey and Repair | 2036 | SC D | MW | After Competition Groups | 45.4266 | 507653.0119 | 0.50765 | 327.0658 | 0.13889 | 2 | Industrial_2036_SC D_MW_After Competition Groups_2 | Air Leak Survey and Repair | 13.89% | 0.50765 | 45.4266 | Industrial_2036_SC D_MW_After Competition Groups_Air Leak Survey and Repair
Industrial | Ind ¦ Pump System Optimization | 2036 | SC D | MW | After Competition Groups | 41.2927 | 2739281.6499 | 2.7393 | 327.0658 | 0.12625 | 3 | Industrial_2036_SC D_MW_After Competition Groups_3 | Pump System Optimization | 12.63% | 2.7393 | 41.2927 | Industrial_2036_SC D_MW_After Competition Groups_Pump System Optimization
Industrial | Ind ¦ SEM | 2036 | SC D | MW | After Competition Groups | 32.2282 | 2444629.7054 | 2.4446 | 327.0658 | 0.098537 | 4 | Industrial_2036_SC D_MW_After Competition Groups_4 | SEM | 9.854% | 2.4446 | 32.2282 | Industrial_2036_SC D_MW_After Competition Groups_SEM
Industrial | Ind ¦ Recommissioning | 2036 | SC D | MW | After Competition Groups | 31.2406 | 1588375.9117 | 1.5884 | 327.0658 | 0.095518 | 5 | Industrial_2036_SC D_MW_After Competition Groups_5 | Recommissioning | 9.552% | 1.5884 | 31.2406 | Industrial_2036_SC D_MW_After Competition Groups_Recommissioning
Industrial | Ind ¦ Efficient Compressed Air Nozzles | 2036 | SC D | MW | After Competition Groups | 27.7219 | 514529.0097 | 0.51453 | 327.0658 | 0.08476 | 6 | Industrial_2036_SC D_MW_After Competition Groups_6 | Efficient Compressed Air Nozzles | 8.476% | 0.51453 | 27.7219 | Industrial_2036_SC D_MW_After Competition Groups_Efficient Compressed Air Nozzles
Industrial | Ind ¦ Fan System Optimization | 2036 | SC D | MW | After Competition Groups | 17.7449 | 481487.5626 | 0.48149 | 327.0658 | 0.054255 | 7 | Industrial_2036_SC D_MW_After Competition Groups_7 | Fan System Optimization | 5.425% | 0.48149 | 17.7449 | Industrial_2036_SC D_MW_After Competition Groups_Fan System Optimization
Industrial | Ind ¦ Pump Equipment Upgrade | 2036 | SC D | MW | After Competition Groups | 17.6178 | 1231336.4041 | 1.2313 | 327.0658 | 0.053866 | 8 | Industrial_2036_SC D_MW_After Competition Groups_8 | Pump Equipment Upgrade | 5.387% | 1.2313 | 17.6178 | Industrial_2036_SC D_MW_After Competition Groups_Pump Equipment Upgrade
Industrial | Ind ¦ High Efficiency HVAC Fans | 2036 | SC D | MW | After Competition Groups | 16.7916 | 1615488.7625 | 1.6155 | 327.0658 | 0.05134 | 9 | Industrial_2036_SC D_MW_After Competition Groups_9 | High Efficiency HVAC Fans | 5.134% | 1.6155 | 16.7916 | Industrial_2036_SC D_MW_After Competition Groups_High Efficiency HVAC Fans
Industrial | Ind ¦ Improved Controls - Process Cooling | 2036 | SC D | MW | After Competition Groups | 8.7522 | 243044.337 | 0.24304 | 327.0658 | 0.02676 | 10 | Industrial_2036_SC D_MW_After Competition Groups_10 | Improved Controls - Process Cooling | 2.676% | 0.24304 | 8.7522 | Industrial_2036_SC D_MW_After Competition Groups_Improved Controls - Process Cooling
Industrial | Ind ¦ Greenhouse Grow Lights | 2036 | SC D | MW | After Competition Groups | 6.7468 | 548626.1028 | 0.54863 | 327.0658 | 0.020628 | 11 | Industrial_2036_SC D_MW_After Competition Groups_11 | Greenhouse Grow Lights | 2.063% | 0.54863 | 6.7468 | Industrial_2036_SC D_MW_After Competition Groups_Greenhouse Grow Lights
Industrial | Ind ¦ Process Optimization (Elec) | 2036 | SC D | MW | After Competition Groups | 6.2276 | 396102.3092 | 0.3961 | 327.0658 | 0.019041 | 12 | Industrial_2036_SC D_MW_After Competition Groups_12 | Process Optimization (Elec) | 1.904% | 0.3961 | 6.2276 | Industrial_2036_SC D_MW_After Competition Groups_Process Optimization (Elec)
Industrial | Ind ¦ Material Handling Improvements | 2036 | SC D | MW | After Competition Groups | 5.4145 | 162170.2723 | 0.16217 | 327.0658 | 0.016555 | 13 | Industrial_2036_SC D_MW_After Competition Groups_13 | Material Handling Improvements | 1.655% | 0.16217 | 5.4145 | Industrial_2036_SC D_MW_After Competition Groups_Material Handling Improvements
Industrial | Ind ¦ Cooling Tower Optimization | 2036 | SC D | MW | After Competition Groups | 3.8752 | 109790.6579 | 0.10979 | 327.0658 | 0.011848 | 14 | Industrial_2036_SC D_MW_After Competition Groups_14 | Cooling Tower Optimization | 1.185% | 0.10979 | 3.8752 | Industrial_2036_SC D_MW_After Competition Groups_Cooling Tower Optimization
Industrial | Ind ¦ Refiner Plate Improvements | 2036 | SC D | MW | After Competition Groups | 3.1918 | 212198.0716 | 0.2122 | 327.0658 | 0.0097589 | 15 | Industrial_2036_SC D_MW_After Competition Groups_15 | Refiner Plate Improvements | 0.9759% | 0.2122 | 3.1918 | Industrial_2036_SC D_MW_After Competition Groups_Refiner Plate Improvements
Industrial | Ind ¦ Ventilation Optimization | 2036 | SC D | MW | After Competition Groups | 3.134 | 213951.3593 | 0.21395 | 327.0658 | 0.0095822 | 16 | Industrial_2036_SC D_MW_After Competition Groups_16 | Ventilation Optimization | 0.9582% | 0.21395 | 3.134 | Industrial_2036_SC D_MW_After Competition Groups_Ventilation Optimization
Industrial | Ind ¦ HE Lighting | 2036 | SC D | MW | After Competition Groups | 1.6878 | 377741.4802 | 0.37774 | 327.0658 | 0.0051604 | 17 | Industrial_2036_SC D_MW_After Competition Groups_17 | HE Lighting | 0.516% | 0.37774 | 1.6878 | Industrial_2036_SC D_MW_After Competition Groups_HE Lighting
Industrial | Ind ¦ VAV Conversion Project | 2036 | SC D | MW | After Competition Groups | 1.3741 | 209140.9971 | 0.20914 | 327.0658 | 0.0042014 | 18 | Industrial_2036_SC D_MW_After Competition Groups_18 | VAV Conversion Project | 0.4201% | 0.20914 | 1.3741 | Industrial_2036_SC D_MW_After Competition Groups_VAV Conversion Project
Industrial | Ind ¦ Process Heat Recovery | 2036 | SC D | MW | After Competition Groups | 1.2568 | 161466.5622 | 0.16147 | 327.0658 | 0.0038426 | 19 | Industrial_2036_SC D_MW_After Competition Groups_19 | Process Heat Recovery | 0.3843% | 0.16147 | 1.2568 | Industrial_2036_SC D_MW_After Competition Groups_Process Heat Recovery
Industrial | Ind ¦ Process Improvements | 2036 | SC D | MW | After Competition Groups | 1.1401 | 60511.2869 | 0.060511 | 327.0658 | 0.0034857 | 20 | Industrial_2036_SC D_MW_After Competition Groups_20 | Process Improvements | 0.3486% | 0.060511 | 1.1401 | Industrial_2036_SC D_MW_After Competition Groups_Process Improvements
Industrial | Ind ¦ High Efficiency Battery Charger | 2036 | SC D | MW | After Competition Groups | 0.74546 | 97757.0112 | 0.097757 | 327.0658 | 0.0022792 | 21 | Industrial_2036_SC D_MW_After Competition Groups_21 | High Efficiency Battery Charger | 0.2279% | 0.097757 | 0.74546 | Industrial_2036_SC D_MW_After Competition Groups_High Efficiency Battery Charger
Industrial | Ind ¦ Improved Controls - Process Heating | 2036 | SC D | MW | After Competition Groups | 0.74274 | 68411.7363 | 0.068412 | 327.0658 | 0.0022709 | 22 | Industrial_2036_SC D_MW_After Competition Groups_22 | Improved Controls - Process Heating | 0.2271% | 0.068412 | 0.74274 | Industrial_2036_SC D_MW_After Competition Groups_Improved Controls - Process Heating
Industrial | Ind ¦ Engine Block Heater Timer | 2036 | SC D | MW | After Competition Groups | 0.46254 | 23936.1292 | 0.023936 | 327.0658 | 0.0014142 | 23 | Industrial_2036_SC D_MW_After Competition Groups_23 | Engine Block Heater Timer | 0.1414% | 0.023936 | 0.46254 | Industrial_2036_SC D_MW_After Competition Groups_Engine Block Heater Timer
Industrial | Ind ¦ Refrigeration Compressor VFD | 2036 | SC D | MW | After Competition Groups | 0.45664 | 27804.8544 | 0.027805 | 327.0658 | 0.0013962 | 24 | Industrial_2036_SC D_MW_After Competition Groups_24 | Refrigeration Compressor VFD | 0.1396% | 0.027805 | 0.45664 | Industrial_2036_SC D_MW_After Competition Groups_Refrigeration Compressor VFD
Industrial | Ind ¦ Pulp and Paper Process Improvements | 2036 | SC D | MW | After Competition Groups | 0.43977 | 47230.4213 | 0.04723 | 327.0658 | 0.0013446 | 25 | Industrial_2036_SC D_MW_After Competition Groups_25 | Pulp and Paper Process Improvements | 0.1345% | 0.04723 | 0.43977 | Industrial_2036_SC D_MW_After Competition Groups_Pulp and Paper Process Improvements
Industrial | Ind ¦ Efficient Irrigation | 2036 | SC D | MW | After Competition Groups | 0.27564 | 49365.3858 | 0.049365 | 327.0658 | 0.00084275 | 26 | Industrial_2036_SC D_MW_After Competition Groups_26 | Efficient Irrigation | 0.08428% | 0.049365 | 0.27564 | Industrial_2036_SC D_MW_After Competition Groups_Efficient Irrigation
Industrial | Ind ¦ Free Cooling | 2036 | SC D | MW | After Competition Groups | 0.26209 | 29379.2997 | 0.029379 | 327.0658 | 0.00080134 | 27 | Industrial_2036_SC D_MW_After Competition Groups_27 | Free Cooling | 0.08013% | 0.029379 | 0.26209 | Industrial_2036_SC D_MW_After Competition Groups_Free Cooling
Industrial | Ind ¦ Air Compressor Heat Recovery | 2036 | SC D | MW | After Competition Groups | 0.20072 | 23682.8032 | 0.023683 | 327.0658 | 0.00061371 | 28 | Industrial_2036_SC D_MW_After Competition Groups_28 | Air Compressor Heat Recovery | 0.06137% | 0.023683 | 0.20072 | Industrial_2036_SC D_MW_After Competition Groups_Air Compressor Heat Recovery
Industrial | Ind ¦ Dairy Pre-Cooler | 2036 | SC D | MW | After Competition Groups | 0.1214 | 7520.0133 | 0.00752 | 327.0658 | 0.00037117 | 29 | Industrial_2036_SC D_MW_After Competition Groups_29 | Dairy Pre-Cooler | 0.03712% | 0.00752 | 0.1214 | Industrial_2036_SC D_MW_After Competition Groups_Dairy Pre-Cooler
Industrial | Ind ¦ Efficient Refrigeration Compressor | 2036 | SC D | MW | After Competition Groups | 0.098517 | 5969.524 | 0.0059695 | 327.0658 | 0.00030121 | 30 | Industrial_2036_SC D_MW_After Competition Groups_30 | Efficient Refrigeration Compressor | 0.03012% | 0.0059695 | 0.098517 | Industrial_2036_SC D_MW_After Competition Groups_Efficient Refrigeration Compressor
Industrial | Ind ¦ Heat Lamps/Heat Pad | 2036 | SC D | MW | After Competition Groups | 0.02965 | 1063.7486 | 0.0010637 | 327.0658 | 9.0654e-05 | 31 | Industrial_2036_SC D_MW_After Competition Groups_31 | Heat Lamps/Heat Pad | 0.009065% | 0.0010637 | 0.02965 | Industrial_2036_SC D_MW_After Competition Groups_Heat Lamps/Heat Pad
Industrial | Ind ¦ Pump System Optimization | 2036 | Technical | MW | After Competition Groups | 101.5796 | 0 | 0 | 757.5683 | 0.13409 | 1 | Industrial_2036_Technical_MW_After Competition Groups_1 | Pump System Optimization | 13.41% | 0 | 101.5796 | Industrial_2036_Technical_MW_After Competition Groups_Pump System Optimization
Industrial | Ind ¦ HE Lighting | 2036 | Technical | MW | After Competition Groups | 93.7835 | 0 | 0 | 757.5683 | 0.1238 | 2 | Industrial_2036_Technical_MW_After Competition Groups_2 | HE Lighting | 12.38% | 0 | 93.7835 | Industrial_2036_Technical_MW_After Competition Groups_HE Lighting
Industrial | Ind ¦ Air Leak Survey and Repair | 2036 | Technical | MW | After Competition Groups | 74.4212 | 0 | 0 | 757.5683 | 0.098237 | 3 | Industrial_2036_Technical_MW_After Competition Groups_3 | Air Leak Survey and Repair | 9.824% | 0 | 74.4212 | Industrial_2036_Technical_MW_After Competition Groups_Air Leak Survey and Repair
Industrial | Ind ¦ Air Compressor Optimization | 2036 | Technical | MW | After Competition Groups | 59.8256 | 0 | 0 | 757.5683 | 0.078971 | 4 | Industrial_2036_Technical_MW_After Competition Groups_4 | Air Compressor Optimization | 7.897% | 0 | 59.8256 | Industrial_2036_Technical_MW_After Competition Groups_Air Compressor Optimization
Industrial | Ind ¦ Efficient Compressed Air Nozzles | 2036 | Technical | MW | After Competition Groups | 58.1552 | 0 | 0 | 757.5683 | 0.076766 | 5 | Industrial_2036_Technical_MW_After Competition Groups_5 | Efficient Compressed Air Nozzles | 7.677% | 0 | 58.1552 | Industrial_2036_Technical_MW_After Competition Groups_Efficient Compressed Air Nozzles
Industrial | Ind ¦ Recommissioning | 2036 | Technical | MW | After Competition Groups | 51.6853 | 0 | 0 | 757.5683 | 0.068225 | 6 | Industrial_2036_Technical_MW_After Competition Groups_6 | Recommissioning | 6.823% | 0 | 51.6853 | Industrial_2036_Technical_MW_After Competition Groups_Recommissioning
Industrial | Ind ¦ SEM | 2036 | Technical | MW | After Competition Groups | 51.6853 | 0 | 0 | 757.5683 | 0.068225 | 7 | Industrial_2036_Technical_MW_After Competition Groups_7 | SEM | 6.823% | 0 | 51.6853 | Industrial_2036_Technical_MW_After Competition Groups_SEM
Industrial | Ind ¦ Pump Equipment Upgrade | 2036 | Technical | MW | After Competition Groups | 44.7571 | 0 | 0 | 757.5683 | 0.05908 | 8 | Industrial_2036_Technical_MW_After Competition Groups_8 | Pump Equipment Upgrade | 5.908% | 0 | 44.7571 | Industrial_2036_Technical_MW_After Competition Groups_Pump Equipment Upgrade
Industrial | Ind ¦ High Efficiency HVAC Fans | 2036 | Technical | MW | After Competition Groups | 28.3798 | 0 | 0 | 757.5683 | 0.037462 | 9 | Industrial_2036_Technical_MW_After Competition Groups_9 | High Efficiency HVAC Fans | 3.746% | 0 | 28.3798 | Industrial_2036_Technical_MW_After Competition Groups_High Efficiency HVAC Fans
Industrial | Ind ¦ Greenhouse Grow Lights | 2036 | Technical | MW | After Competition Groups | 22.5782 | 0 | 0 | 757.5683 | 0.029804 | 10 | Industrial_2036_Technical_MW_After Competition Groups_10 | Greenhouse Grow Lights | 2.98% | 0 | 22.5782 | Industrial_2036_Technical_MW_After Competition Groups_Greenhouse Grow Lights
Industrial | Ind ¦ Premium Efficient Motors | 2036 | Technical | MW | After Competition Groups | 21.5413 | 0 | 0 | 757.5683 | 0.028435 | 11 | Industrial_2036_Technical_MW_After Competition Groups_11 | Premium Efficient Motors | 2.843% | 0 | 21.5413 | Industrial_2036_Technical_MW_After Competition Groups_Premium Efficient Motors
Industrial | Ind ¦ Process Optimization (Elec) | 2036 | Technical | MW | After Competition Groups | 20.8665 | 0 | 0 | 757.5683 | 0.027544 | 12 | Industrial_2036_Technical_MW_After Competition Groups_12 | Process Optimization (Elec) | 2.754% | 0 | 20.8665 | Industrial_2036_Technical_MW_After Competition Groups_Process Optimization (Elec)
Industrial | Ind ¦ Fan System Optimization | 2036 | Technical | MW | After Competition Groups | 20.0027 | 0 | 0 | 757.5683 | 0.026404 | 13 | Industrial_2036_Technical_MW_After Competition Groups_13 | Fan System Optimization | 2.64% | 0 | 20.0027 | Industrial_2036_Technical_MW_After Competition Groups_Fan System Optimization
Industrial | Ind ¦ Improved Controls - Process Cooling | 2036 | Technical | MW | After Competition Groups | 13.3356 | 0 | 0 | 757.5683 | 0.017603 | 14 | Industrial_2036_Technical_MW_After Competition Groups_14 | Improved Controls - Process Cooling | 1.76% | 0 | 13.3356 | Industrial_2036_Technical_MW_After Competition Groups_Improved Controls - Process Cooling
Industrial | Ind ¦ Ventilation Optimization | 2036 | Technical | MW | After Competition Groups | 10.7785 | 0 | 0 | 757.5683 | 0.014228 | 15 | Industrial_2036_Technical_MW_After Competition Groups_15 | Ventilation Optimization | 1.423% | 0 | 10.7785 | Industrial_2036_Technical_MW_After Competition Groups_Ventilation Optimization
Industrial | Ind ¦ HE HVAC Controls | 2036 | Technical | MW | After Competition Groups | 8.5906 | 0 | 0 | 757.5683 | 0.01134 | 16 | Industrial_2036_Technical_MW_After Competition Groups_16 | HE HVAC Controls | 1.134% | 0 | 8.5906 | Industrial_2036_Technical_MW_After Competition Groups_HE HVAC Controls
Industrial | Ind ¦ Material Handling Improvements | 2036 | Technical | MW | After Competition Groups | 8.5126 | 0 | 0 | 757.5683 | 0.011237 | 17 | Industrial_2036_Technical_MW_After Competition Groups_17 | Material Handling Improvements | 1.124% | 0 | 8.5126 | Industrial_2036_Technical_MW_After Competition Groups_Material Handling Improvements
Industrial | Ind ¦ Pulp and Paper Process Improvements | 2036 | Technical | MW | After Competition Groups | 7.9432 | 0 | 0 | 757.5683 | 0.010485 | 18 | Industrial_2036_Technical_MW_After Competition Groups_18 | Pulp and Paper Process Improvements | 1.049% | 0 | 7.9432 | Industrial_2036_Technical_MW_After Competition Groups_Pulp and Paper Process Improvements
Industrial | Ind ¦ Refiner Plate Improvements | 2036 | Technical | MW | After Competition Groups | 7.136 | 0 | 0 | 757.5683 | 0.0094196 | 19 | Industrial_2036_Technical_MW_After Competition Groups_19 | Refiner Plate Improvements | 0.942% | 0 | 7.136 | Industrial_2036_Technical_MW_After Competition Groups_Refiner Plate Improvements
Industrial | Ind ¦ HVLS Fans | 2036 | Technical | MW | After Competition Groups | 6.8659 | 0 | 0 | 757.5683 | 0.009063 | 20 | Industrial_2036_Technical_MW_After Competition Groups_20 | HVLS Fans | 0.9063% | 0 | 6.8659 | Industrial_2036_Technical_MW_After Competition Groups_HVLS Fans
Industrial | Ind ¦ HE HVAC Units | 2036 | Technical | MW | After Competition Groups | 5.9876 | 0 | 0 | 757.5683 | 0.0079037 | 21 | Industrial_2036_Technical_MW_After Competition Groups_21 | HE HVAC Units | 0.7904% | 0 | 5.9876 | Industrial_2036_Technical_MW_After Competition Groups_HE HVAC Units
Industrial | Ind ¦ Chiller Optimization | 2036 | Technical | MW | After Competition Groups | 5.1937 | 0 | 0 | 757.5683 | 0.0068558 | 22 | Industrial_2036_Technical_MW_After Competition Groups_22 | Chiller Optimization | 0.6856% | 0 | 5.1937 | Industrial_2036_Technical_MW_After Competition Groups_Chiller Optimization
Industrial | Ind ¦ Cooling Tower Optimization | 2036 | Technical | MW | After Competition Groups | 4.0863 | 0 | 0 | 757.5683 | 0.0053939 | 23 | Industrial_2036_Technical_MW_After Competition Groups_23 | Cooling Tower Optimization | 0.5394% | 0 | 4.0863 | Industrial_2036_Technical_MW_After Competition Groups_Cooling Tower Optimization
Industrial | Ind ¦ Free Cooling | 2036 | Technical | MW | After Competition Groups | 3.4745 | 0 | 0 | 757.5683 | 0.0045864 | 24 | Industrial_2036_Technical_MW_After Competition Groups_24 | Free Cooling | 0.4586% | 0 | 3.4745 | Industrial_2036_Technical_MW_After Competition Groups_Free Cooling
Industrial | Ind ¦ High Efficiency Battery Charger | 2036 | Technical | MW | After Competition Groups | 2.946 | 0 | 0 | 757.5683 | 0.0038888 | 25 | Industrial_2036_Technical_MW_After Competition Groups_25 | High Efficiency Battery Charger | 0.3889% | 0 | 2.946 | Industrial_2036_Technical_MW_After Competition Groups_High Efficiency Battery Charger
Industrial | Ind ¦ Cold Storage Retrofit | 2036 | Technical | MW | After Competition Groups | 2.8455 | 0 | 0 | 757.5683 | 0.0037562 | 26 | Industrial_2036_Technical_MW_After Competition Groups_26 | Cold Storage Retrofit | 0.3756% | 0 | 2.8455 | Industrial_2036_Technical_MW_After Competition Groups_Cold Storage Retrofit
Industrial | Ind ¦ VAV Conversion Project | 2036 | Technical | MW | After Competition Groups | 2.8269 | 0 | 0 | 757.5683 | 0.0037315 | 27 | Industrial_2036_Technical_MW_After Competition Groups_27 | VAV Conversion Project | 0.3732% | 0 | 2.8269 | Industrial_2036_Technical_MW_After Competition Groups_VAV Conversion Project
Industrial | Ind ¦ Process Heat Recovery | 2036 | Technical | MW | After Competition Groups | 2.7092 | 0 | 0 | 757.5683 | 0.0035762 | 28 | Industrial_2036_Technical_MW_After Competition Groups_28 | Process Heat Recovery | 0.3576% | 0 | 2.7092 | Industrial_2036_Technical_MW_After Competition Groups_Process Heat Recovery
Industrial | Ind ¦ Synchronous Belts | 2036 | Technical | MW | After Competition Groups | 2.5996 | 0 | 0 | 757.5683 | 0.0034315 | 29 | Industrial_2036_Technical_MW_After Competition Groups_29 | Synchronous Belts | 0.3432% | 0 | 2.5996 | Industrial_2036_Technical_MW_After Competition Groups_Synchronous Belts
Industrial | Ind ¦ Efficient Irrigation | 2036 | Technical | MW | After Competition Groups | 2.3717 | 0 | 0 | 757.5683 | 0.0031306 | 30 | Industrial_2036_Technical_MW_After Competition Groups_30 | Efficient Irrigation | 0.3131% | 0 | 2.3717 | Industrial_2036_Technical_MW_After Competition Groups_Efficient Irrigation
Industrial | Ind ¦ Process Improvements | 2036 | Technical | MW | After Competition Groups | 2.1229 | 0 | 0 | 757.5683 | 0.0028022 | 31 | Industrial_2036_Technical_MW_After Competition Groups_31 | Process Improvements | 0.2802% | 0 | 2.1229 | Industrial_2036_Technical_MW_After Competition Groups_Process Improvements
Industrial | Ind ¦ Refrigeration Compressor VFD | 2036 | Technical | MW | After Competition Groups | 1.5919 | 0 | 0 | 757.5683 | 0.0021013 | 32 | Industrial_2036_Technical_MW_After Competition Groups_32 | Refrigeration Compressor VFD | 0.2101% | 0 | 1.5919 | Industrial_2036_Technical_MW_After Competition Groups_Refrigeration Compressor VFD
Industrial | Ind ¦ Efficient Transformer | 2036 | Technical | MW | After Competition Groups | 1.478 | 0 | 0 | 757.5683 | 0.001951 | 33 | Industrial_2036_Technical_MW_After Competition Groups_33 | Efficient Transformer | 0.1951% | 0 | 1.478 | Industrial_2036_Technical_MW_After Competition Groups_Efficient Transformer
Industrial | Ind ¦ Improved Controls - Process Heating | 2036 | Technical | MW | After Competition Groups | 1.3038 | 0 | 0 | 757.5683 | 0.001721 | 34 | Industrial_2036_Technical_MW_After Competition Groups_34 | Improved Controls - Process Heating | 0.1721% | 0 | 1.3038 | Industrial_2036_Technical_MW_After Competition Groups_Improved Controls - Process Heating
Industrial | Ind ¦ High Efficiency Welders | 2036 | Technical | MW | After Competition Groups | 1.1816 | 0 | 0 | 757.5683 | 0.0015598 | 35 | Industrial_2036_Technical_MW_After Competition Groups_35 | High Efficiency Welders | 0.156% | 0 | 1.1816 | Industrial_2036_Technical_MW_After Competition Groups_High Efficiency Welders
Industrial | Ind ¦ Engine Block Heater Timer | 2036 | Technical | MW | After Competition Groups | 0.8141 | 0 | 0 | 757.5683 | 0.0010746 | 36 | Industrial_2036_Technical_MW_After Competition Groups_36 | Engine Block Heater Timer | 0.1075% | 0 | 0.8141 | Industrial_2036_Technical_MW_After Competition Groups_Engine Block Heater Timer
Industrial | Ind ¦ Dairy Pre-Cooler | 2036 | Technical | MW | After Competition Groups | 0.63953 | 0 | 0 | 757.5683 | 0.00084419 | 37 | Industrial_2036_Technical_MW_After Competition Groups_37 | Dairy Pre-Cooler | 0.08442% | 0 | 0.63953 | Industrial_2036_Technical_MW_After Competition Groups_Dairy Pre-Cooler
Industrial | Ind ¦ Air Compressor Heat Recovery | 2036 | Technical | MW | After Competition Groups | 0.34332 | 0 | 0 | 757.5683 | 0.00045319 | 38 | Industrial_2036_Technical_MW_After Competition Groups_38 | Air Compressor Heat Recovery | 0.04532% | 0 | 0.34332 | Industrial_2036_Technical_MW_After Competition Groups_Air Compressor Heat Recovery
Industrial | Ind ¦ Optimize Compressed Air Dryer | 2036 | Technical | MW | After Competition Groups | 0.2556 | 0 | 0 | 757.5683 | 0.0003374 | 39 | Industrial_2036_Technical_MW_After Competition Groups_39 | Optimize Compressed Air Dryer | 0.03374% | 0 | 0.2556 | Industrial_2036_Technical_MW_After Competition Groups_Optimize Compressed Air Dryer
Industrial | Ind ¦ Heat Lamps/Heat Pad | 2036 | Technical | MW | After Competition Groups | 0.1375 | 0 | 0 | 757.5683 | 0.0001815 | 40 | Industrial_2036_Technical_MW_After Competition Groups_40 | Heat Lamps/Heat Pad | 0.01815% | 0 | 0.1375 | Industrial_2036_Technical_MW_After Competition Groups_Heat Lamps/Heat Pad
Industrial | Ind ¦ Efficient Refrigeration Compressor | 2036 | Technical | MW | After Competition Groups | 0.1308 | 0 | 0 | 757.5683 | 0.00017266 | 41 | Industrial_2036_Technical_MW_After Competition Groups_41 | Efficient Refrigeration Compressor | 0.01727% | 0 | 0.1308 | Industrial_2036_Technical_MW_After Competition Groups_Efficient Refrigeration Compressor
Industrial | Ind ¦ Creep Heat Controller | 2036 | Technical | MW | After Competition Groups | 0.10473 | 0 | 0 | 757.5683 | 0.00013824 | 42 | Industrial_2036_Technical_MW_After Competition Groups_42 | Creep Heat Controller | 0.01382% | 0 | 0.10473 | Industrial_2036_Technical_MW_After Competition Groups_Creep Heat Controller
Industrial | Ind ¦ Pump System Optimization | 2037 | Economic | MW | After Competition Groups | 99.8617 | 0 | 0 | 697.2712 | 0.14322 | 1 | Industrial_2037_Economic_MW_After Competition Groups_1 | Pump System Optimization | 14.32% | 0 | 99.8617 | Industrial_2037_Economic_MW_After Competition Groups_Pump System Optimization
Industrial | Ind ¦ HE Lighting | 2037 | Economic | MW | After Competition Groups | 94.9882 | 0 | 0 | 697.2712 | 0.13623 | 2 | Industrial_2037_Economic_MW_After Competition Groups_2 | HE Lighting | 13.62% | 0 | 94.9882 | Industrial_2037_Economic_MW_After Competition Groups_HE Lighting
Industrial | Ind ¦ Air Leak Survey and Repair | 2037 | Economic | MW | After Competition Groups | 74.4263 | 0 | 0 | 697.2712 | 0.10674 | 3 | Industrial_2037_Economic_MW_After Competition Groups_3 | Air Leak Survey and Repair | 10.67% | 0 | 74.4263 | Industrial_2037_Economic_MW_After Competition Groups_Air Leak Survey and Repair
Industrial | Ind ¦ Air Compressor Optimization | 2037 | Economic | MW | After Competition Groups | 60.5883 | 0 | 0 | 697.2712 | 0.086894 | 4 | Industrial_2037_Economic_MW_After Competition Groups_4 | Air Compressor Optimization | 8.689% | 0 | 60.5883 | Industrial_2037_Economic_MW_After Competition Groups_Air Compressor Optimization
Industrial | Ind ¦ Efficient Compressed Air Nozzles | 2037 | Economic | MW | After Competition Groups | 58.7569 | 0 | 0 | 697.2712 | 0.084267 | 5 | Industrial_2037_Economic_MW_After Competition Groups_5 | Efficient Compressed Air Nozzles | 8.427% | 0 | 58.7569 | Industrial_2037_Economic_MW_After Competition Groups_Efficient Compressed Air Nozzles
Industrial | Ind ¦ Recommissioning | 2037 | Economic | MW | After Competition Groups | 51.6071 | 0 | 0 | 697.2712 | 0.074013 | 6 | Industrial_2037_Economic_MW_After Competition Groups_6 | Recommissioning | 7.401% | 0 | 51.6071 | Industrial_2037_Economic_MW_After Competition Groups_Recommissioning
Industrial | Ind ¦ SEM | 2037 | Economic | MW | After Competition Groups | 51.6071 | 0 | 0 | 697.2712 | 0.074013 | 7 | Industrial_2037_Economic_MW_After Competition Groups_7 | SEM | 7.401% | 0 | 51.6071 | Industrial_2037_Economic_MW_After Competition Groups_SEM
Industrial | Ind ¦ Pump Equipment Upgrade | 2037 | Economic | MW | After Competition Groups | 45.3161 | 0 | 0 | 697.2712 | 0.064991 | 8 | Industrial_2037_Economic_MW_After Competition Groups_8 | Pump Equipment Upgrade | 6.499% | 0 | 45.3161 | Industrial_2037_Economic_MW_After Competition Groups_Pump Equipment Upgrade
Industrial | Ind ¦ High Efficiency HVAC Fans | 2037 | Economic | MW | After Competition Groups | 28.7391 | 0 | 0 | 697.2712 | 0.041217 | 9 | Industrial_2037_Economic_MW_After Competition Groups_9 | High Efficiency HVAC Fans | 4.122% | 0 | 28.7391 | Industrial_2037_Economic_MW_After Competition Groups_High Efficiency HVAC Fans
Industrial | Ind ¦ Greenhouse Grow Lights | 2037 | Economic | MW | After Competition Groups | 22.7721 | 0 | 0 | 697.2712 | 0.032659 | 10 | Industrial_2037_Economic_MW_After Competition Groups_10 | Greenhouse Grow Lights | 3.266% | 0 | 22.7721 | Industrial_2037_Economic_MW_After Competition Groups_Greenhouse Grow Lights
Industrial | Ind ¦ Process Optimization (Elec) | 2037 | Economic | MW | After Competition Groups | 20.8104 | 0 | 0 | 697.2712 | 0.029845 | 11 | Industrial_2037_Economic_MW_After Competition Groups_11 | Process Optimization (Elec) | 2.985% | 0 | 20.8104 | Industrial_2037_Economic_MW_After Competition Groups_Process Optimization (Elec)
Industrial | Ind ¦ Fan System Optimization | 2037 | Economic | MW | After Competition Groups | 20.1349 | 0 | 0 | 697.2712 | 0.028877 | 12 | Industrial_2037_Economic_MW_After Competition Groups_12 | Fan System Optimization | 2.888% | 0 | 20.1349 | Industrial_2037_Economic_MW_After Competition Groups_Fan System Optimization
Industrial | Ind ¦ Improved Controls - Process Cooling | 2037 | Economic | MW | After Competition Groups | 13.3117 | 0 | 0 | 697.2712 | 0.019091 | 13 | Industrial_2037_Economic_MW_After Competition Groups_13 | Improved Controls - Process Cooling | 1.909% | 0 | 13.3117 | Industrial_2037_Economic_MW_After Competition Groups_Improved Controls - Process Cooling
Industrial | Ind ¦ Material Handling Improvements | 2037 | Economic | MW | After Competition Groups | 8.5976 | 0 | 0 | 697.2712 | 0.01233 | 14 | Industrial_2037_Economic_MW_After Competition Groups_14 | Material Handling Improvements | 1.233% | 0 | 8.5976 | Industrial_2037_Economic_MW_After Competition Groups_Material Handling Improvements
Industrial | Ind ¦ Pulp and Paper Process Improvements | 2037 | Economic | MW | After Competition Groups | 7.9526 | 0 | 0 | 697.2712 | 0.011405 | 15 | Industrial_2037_Economic_MW_After Competition Groups_15 | Pulp and Paper Process Improvements | 1.141% | 0 | 7.9526 | Industrial_2037_Economic_MW_After Competition Groups_Pulp and Paper Process Improvements
Industrial | Ind ¦ Refiner Plate Improvements | 2037 | Economic | MW | After Competition Groups | 7.2368 | 0 | 0 | 697.2712 | 0.010379 | 16 | Industrial_2037_Economic_MW_After Competition Groups_16 | Refiner Plate Improvements | 1.038% | 0 | 7.2368 | Industrial_2037_Economic_MW_After Competition Groups_Refiner Plate Improvements
Industrial | Ind ¦ Ventilation Optimization | 2037 | Economic | MW | After Competition Groups | 5.1227 | 0 | 0 | 697.2712 | 0.0073468 | 17 | Industrial_2037_Economic_MW_After Competition Groups_17 | Ventilation Optimization | 0.7347% | 0 | 5.1227 | Industrial_2037_Economic_MW_After Competition Groups_Ventilation Optimization
Industrial | Ind ¦ Cooling Tower Optimization | 2037 | Economic | MW | After Competition Groups | 4.0805 | 0 | 0 | 697.2712 | 0.0058521 | 18 | Industrial_2037_Economic_MW_After Competition Groups_18 | Cooling Tower Optimization | 0.5852% | 0 | 4.0805 | Industrial_2037_Economic_MW_After Competition Groups_Cooling Tower Optimization
Industrial | Ind ¦ Free Cooling | 2037 | Economic | MW | After Competition Groups | 3.4717 | 0 | 0 | 697.2712 | 0.004979 | 19 | Industrial_2037_Economic_MW_After Competition Groups_19 | Free Cooling | 0.4979% | 0 | 3.4717 | Industrial_2037_Economic_MW_After Competition Groups_Free Cooling
Industrial | Ind ¦ High Efficiency Battery Charger | 2037 | Economic | MW | After Competition Groups | 2.9855 | 0 | 0 | 697.2712 | 0.0042818 | 20 | Industrial_2037_Economic_MW_After Competition Groups_20 | High Efficiency Battery Charger | 0.4282% | 0 | 2.9855 | Industrial_2037_Economic_MW_After Competition Groups_High Efficiency Battery Charger
Industrial | Ind ¦ VAV Conversion Project | 2037 | Economic | MW | After Competition Groups | 2.8246 | 0 | 0 | 697.2712 | 0.004051 | 21 | Industrial_2037_Economic_MW_After Competition Groups_21 | VAV Conversion Project | 0.4051% | 0 | 2.8246 | Industrial_2037_Economic_MW_After Competition Groups_VAV Conversion Project
Industrial | Ind ¦ Process Heat Recovery | 2037 | Economic | MW | After Competition Groups | 2.7063 | 0 | 0 | 697.2712 | 0.0038813 | 22 | Industrial_2037_Economic_MW_After Competition Groups_22 | Process Heat Recovery | 0.3881% | 0 | 2.7063 | Industrial_2037_Economic_MW_After Competition Groups_Process Heat Recovery
Industrial | Ind ¦ Efficient Irrigation | 2037 | Economic | MW | After Competition Groups | 2.3955 | 0 | 0 | 697.2712 | 0.0034355 | 23 | Industrial_2037_Economic_MW_After Competition Groups_23 | Efficient Irrigation | 0.3436% | 0 | 2.3955 | Industrial_2037_Economic_MW_After Competition Groups_Efficient Irrigation
Industrial | Ind ¦ Process Improvements | 2037 | Economic | MW | After Competition Groups | 2.1175 | 0 | 0 | 697.2712 | 0.0030368 | 24 | Industrial_2037_Economic_MW_After Competition Groups_24 | Process Improvements | 0.3037% | 0 | 2.1175 | Industrial_2037_Economic_MW_After Competition Groups_Process Improvements
Industrial | Ind ¦ Refrigeration Compressor VFD | 2037 | Economic | MW | After Competition Groups | 1.6141 | 0 | 0 | 697.2712 | 0.0023149 | 25 | Industrial_2037_Economic_MW_After Competition Groups_25 | Refrigeration Compressor VFD | 0.2315% | 0 | 1.6141 | Industrial_2037_Economic_MW_After Competition Groups_Refrigeration Compressor VFD
Industrial | Ind ¦ Improved Controls - Process Heating | 2037 | Economic | MW | After Competition Groups | 1.3036 | 0 | 0 | 697.2712 | 0.0018696 | 26 | Industrial_2037_Economic_MW_After Competition Groups_26 | Improved Controls - Process Heating | 0.187% | 0 | 1.3036 | Industrial_2037_Economic_MW_After Competition Groups_Improved Controls - Process Heating
Industrial | Ind ¦ Engine Block Heater Timer | 2037 | Economic | MW | After Competition Groups | 0.81239 | 0 | 0 | 697.2712 | 0.0011651 | 27 | Industrial_2037_Economic_MW_After Competition Groups_27 | Engine Block Heater Timer | 0.1165% | 0 | 0.81239 | Industrial_2037_Economic_MW_After Competition Groups_Engine Block Heater Timer
Industrial | Ind ¦ Dairy Pre-Cooler | 2037 | Economic | MW | After Competition Groups | 0.6442 | 0 | 0 | 697.2712 | 0.00092389 | 28 | Industrial_2037_Economic_MW_After Competition Groups_28 | Dairy Pre-Cooler | 0.09239% | 0 | 0.6442 | Industrial_2037_Economic_MW_After Competition Groups_Dairy Pre-Cooler
Industrial | Ind ¦ Air Compressor Heat Recovery | 2037 | Economic | MW | After Competition Groups | 0.3419 | 0 | 0 | 697.2712 | 0.00049034 | 29 | Industrial_2037_Economic_MW_After Competition Groups_29 | Air Compressor Heat Recovery | 0.04903% | 0 | 0.3419 | Industrial_2037_Economic_MW_After Competition Groups_Air Compressor Heat Recovery
Industrial | Ind ¦ Efficient Refrigeration Compressor | 2037 | Economic | MW | After Competition Groups | 0.13201 | 0 | 0 | 697.2712 | 0.00018932 | 30 | Industrial_2037_Economic_MW_After Competition Groups_30 | Efficient Refrigeration Compressor | 0.01893% | 0 | 0.13201 | Industrial_2037_Economic_MW_After Competition Groups_Efficient Refrigeration Compressor
Industrial | Ind ¦ Heat Lamps/Heat Pad | 2037 | Economic | MW | After Competition Groups | 0.011489 | 0 | 0 | 697.2712 | 1.6477e-05 | 31 | Industrial_2037_Economic_MW_After Competition Groups_31 | Heat Lamps/Heat Pad | 0.001648% | 0 | 0.011489 | Industrial_2037_Economic_MW_After Competition Groups_Heat Lamps/Heat Pad
Industrial | Ind ¦ Pump System Optimization | 2037 | SC A | MW | After Competition Groups | 52.6846 | 0 | 0 | 359.9641 | 0.14636 | 1 | Industrial_2037_SC A_MW_After Competition Groups_1 | Pump System Optimization | 14.64% | 0 | 52.6846 | Industrial_2037_SC A_MW_After Competition Groups_Pump System Optimization
Industrial | Ind ¦ Air Compressor Optimization | 2037 | SC A | MW | After Competition Groups | 51.5197 | 0 | 0 | 359.9641 | 0.14312 | 2 | Industrial_2037_SC A_MW_After Competition Groups_2 | Air Compressor Optimization | 14.31% | 0 | 51.5197 | Industrial_2037_SC A_MW_After Competition Groups_Air Compressor Optimization
Industrial | Ind ¦ Air Leak Survey and Repair | 2037 | SC A | MW | After Competition Groups | 48.4024 | 0 | 0 | 359.9641 | 0.13446 | 3 | Industrial_2037_SC A_MW_After Competition Groups_3 | Air Leak Survey and Repair | 13.45% | 0 | 48.4024 | Industrial_2037_SC A_MW_After Competition Groups_Air Leak Survey and Repair
Industrial | Ind ¦ Recommissioning | 2037 | SC A | MW | After Competition Groups | 34.2878 | 0 | 0 | 359.9641 | 0.095253 | 4 | Industrial_2037_SC A_MW_After Competition Groups_4 | Recommissioning | 9.525% | 0 | 34.2878 | Industrial_2037_SC A_MW_After Competition Groups_Recommissioning
Industrial | Ind ¦ SEM | 2037 | SC A | MW | After Competition Groups | 34.2878 | 0 | 0 | 359.9641 | 0.095253 | 5 | Industrial_2037_SC A_MW_After Competition Groups_5 | SEM | 9.525% | 0 | 34.2878 | Industrial_2037_SC A_MW_After Competition Groups_SEM
Industrial | Ind ¦ Efficient Compressed Air Nozzles | 2037 | SC A | MW | After Competition Groups | 29.8953 | 0 | 0 | 359.9641 | 0.083051 | 6 | Industrial_2037_SC A_MW_After Competition Groups_6 | Efficient Compressed Air Nozzles | 8.305% | 0 | 29.8953 | Industrial_2037_SC A_MW_After Competition Groups_Efficient Compressed Air Nozzles
Industrial | Ind ¦ Pump Equipment Upgrade | 2037 | SC A | MW | After Competition Groups | 22.5762 | 0 | 0 | 359.9641 | 0.062718 | 7 | Industrial_2037_SC A_MW_After Competition Groups_7 | Pump Equipment Upgrade | 6.272% | 0 | 22.5762 | Industrial_2037_SC A_MW_After Competition Groups_Pump Equipment Upgrade
Industrial | Ind ¦ High Efficiency HVAC Fans | 2037 | SC A | MW | After Competition Groups | 18.6771 | 0 | 0 | 359.9641 | 0.051886 | 8 | Industrial_2037_SC A_MW_After Competition Groups_8 | High Efficiency HVAC Fans | 5.189% | 0 | 18.6771 | Industrial_2037_SC A_MW_After Competition Groups_High Efficiency HVAC Fans
Industrial | Ind ¦ Fan System Optimization | 2037 | SC A | MW | After Competition Groups | 17.5062 | 0 | 0 | 359.9641 | 0.048633 | 9 | Industrial_2037_SC A_MW_After Competition Groups_9 | Fan System Optimization | 4.863% | 0 | 17.5062 | Industrial_2037_SC A_MW_After Competition Groups_Fan System Optimization
Industrial | Ind ¦ Improved Controls - Process Cooling | 2037 | SC A | MW | After Competition Groups | 9.306 | 0 | 0 | 359.9641 | 0.025853 | 10 | Industrial_2037_SC A_MW_After Competition Groups_10 | Improved Controls - Process Cooling | 2.585% | 0 | 9.306 | Industrial_2037_SC A_MW_After Competition Groups_Improved Controls - Process Cooling
Industrial | Ind ¦ Greenhouse Grow Lights | 2037 | SC A | MW | After Competition Groups | 8.2685 | 0 | 0 | 359.9641 | 0.02297 | 11 | Industrial_2037_SC A_MW_After Competition Groups_11 | Greenhouse Grow Lights | 2.297% | 0 | 8.2685 | Industrial_2037_SC A_MW_After Competition Groups_Greenhouse Grow Lights
Industrial | Ind ¦ Process Optimization (Elec) | 2037 | SC A | MW | After Competition Groups | 6.7775 | 0 | 0 | 359.9641 | 0.018828 | 12 | Industrial_2037_SC A_MW_After Competition Groups_12 | Process Optimization (Elec) | 1.883% | 0 | 6.7775 | Industrial_2037_SC A_MW_After Competition Groups_Process Optimization (Elec)
Industrial | Ind ¦ Material Handling Improvements | 2037 | SC A | MW | After Competition Groups | 5.6698 | 0 | 0 | 359.9641 | 0.015751 | 13 | Industrial_2037_SC A_MW_After Competition Groups_13 | Material Handling Improvements | 1.575% | 0 | 5.6698 | Industrial_2037_SC A_MW_After Competition Groups_Material Handling Improvements
Industrial | Ind ¦ Refiner Plate Improvements | 2037 | SC A | MW | After Competition Groups | 3.4519 | 0 | 0 | 359.9641 | 0.0095896 | 14 | Industrial_2037_SC A_MW_After Competition Groups_14 | Refiner Plate Improvements | 0.959% | 0 | 3.4519 | Industrial_2037_SC A_MW_After Competition Groups_Refiner Plate Improvements
Industrial | Ind ¦ HE Lighting | 2037 | SC A | MW | After Competition Groups | 3.2949 | 0 | 0 | 359.9641 | 0.0091534 | 15 | Industrial_2037_SC A_MW_After Competition Groups_15 | HE Lighting | 0.9153% | 0 | 3.2949 | Industrial_2037_SC A_MW_After Competition Groups_HE Lighting
Industrial | Ind ¦ VAV Conversion Project | 2037 | SC A | MW | After Competition Groups | 2.0821 | 0 | 0 | 359.9641 | 0.0057843 | 16 | Industrial_2037_SC A_MW_After Competition Groups_16 | VAV Conversion Project | 0.5784% | 0 | 2.0821 | Industrial_2037_SC A_MW_After Competition Groups_VAV Conversion Project
Industrial | Ind ¦ Pulp and Paper Process Improvements | 2037 | SC A | MW | After Competition Groups | 1.8145 | 0 | 0 | 359.9641 | 0.0050409 | 17 | Industrial_2037_SC A_MW_After Competition Groups_17 | Pulp and Paper Process Improvements | 0.5041% | 0 | 1.8145 | Industrial_2037_SC A_MW_After Competition Groups_Pulp and Paper Process Improvements
Industrial | Ind ¦ Process Heat Recovery | 2037 | SC A | MW | After Competition Groups | 1.7544 | 0 | 0 | 359.9641 | 0.0048737 | 18 | Industrial_2037_SC A_MW_After Competition Groups_18 | Process Heat Recovery | 0.4874% | 0 | 1.7544 | Industrial_2037_SC A_MW_After Competition Groups_Process Heat Recovery
Industrial | Ind ¦ Ventilation Optimization | 2037 | SC A | MW | After Competition Groups | 1.5802 | 0 | 0 | 359.9641 | 0.00439 | 19 | Industrial_2037_SC A_MW_After Competition Groups_19 | Ventilation Optimization | 0.439% | 0 | 1.5802 | Industrial_2037_SC A_MW_After Competition Groups_Ventilation Optimization
Industrial | Ind ¦ Process Improvements | 2037 | SC A | MW | After Competition Groups | 1.3174 | 0 | 0 | 359.9641 | 0.0036598 | 20 | Industrial_2037_SC A_MW_After Competition Groups_20 | Process Improvements | 0.366% | 0 | 1.3174 | Industrial_2037_SC A_MW_After Competition Groups_Process Improvements
Industrial | Ind ¦ High Efficiency Battery Charger | 2037 | SC A | MW | After Competition Groups | 1.1467 | 0 | 0 | 359.9641 | 0.0031857 | 21 | Industrial_2037_SC A_MW_After Competition Groups_21 | High Efficiency Battery Charger | 0.3186% | 0 | 1.1467 | Industrial_2037_SC A_MW_After Competition Groups_High Efficiency Battery Charger
Industrial | Ind ¦ Improved Controls - Process Heating | 2037 | SC A | MW | After Competition Groups | 0.87272 | 0 | 0 | 359.9641 | 0.0024245 | 22 | Industrial_2037_SC A_MW_After Competition Groups_22 | Improved Controls - Process Heating | 0.2424% | 0 | 0.87272 | Industrial_2037_SC A_MW_After Competition Groups_Improved Controls - Process Heating
Industrial | Ind ¦ Refrigeration Compressor VFD | 2037 | SC A | MW | After Competition Groups | 0.61936 | 0 | 0 | 359.9641 | 0.0017206 | 23 | Industrial_2037_SC A_MW_After Competition Groups_23 | Refrigeration Compressor VFD | 0.1721% | 0 | 0.61936 | Industrial_2037_SC A_MW_After Competition Groups_Refrigeration Compressor VFD
Industrial | Ind ¦ Cooling Tower Optimization | 2037 | SC A | MW | After Competition Groups | 0.60933 | 0 | 0 | 359.9641 | 0.0016927 | 24 | Industrial_2037_SC A_MW_After Competition Groups_24 | Cooling Tower Optimization | 0.1693% | 0 | 0.60933 | Industrial_2037_SC A_MW_After Competition Groups_Cooling Tower Optimization
Industrial | Ind ¦ Engine Block Heater Timer | 2037 | SC A | MW | After Competition Groups | 0.51613 | 0 | 0 | 359.9641 | 0.0014338 | 25 | Industrial_2037_SC A_MW_After Competition Groups_25 | Engine Block Heater Timer | 0.1434% | 0 | 0.51613 | Industrial_2037_SC A_MW_After Competition Groups_Engine Block Heater Timer
Industrial | Ind ¦ Efficient Irrigation | 2037 | SC A | MW | After Competition Groups | 0.44331 | 0 | 0 | 359.9641 | 0.0012315 | 26 | Industrial_2037_SC A_MW_After Competition Groups_26 | Efficient Irrigation | 0.1232% | 0 | 0.44331 | Industrial_2037_SC A_MW_After Competition Groups_Efficient Irrigation
Industrial | Ind ¦ Air Compressor Heat Recovery | 2037 | SC A | MW | After Competition Groups | 0.23277 | 0 | 0 | 359.9641 | 0.00064664 | 27 | Industrial_2037_SC A_MW_After Competition Groups_27 | Air Compressor Heat Recovery | 0.06466% | 0 | 0.23277 | Industrial_2037_SC A_MW_After Competition Groups_Air Compressor Heat Recovery
Industrial | Ind ¦ Dairy Pre-Cooler | 2037 | SC A | MW | After Competition Groups | 0.20842 | 0 | 0 | 359.9641 | 0.00057901 | 28 | Industrial_2037_SC A_MW_After Competition Groups_28 | Dairy Pre-Cooler | 0.0579% | 0 | 0.20842 | Industrial_2037_SC A_MW_After Competition Groups_Dairy Pre-Cooler
Industrial | Ind ¦ Efficient Refrigeration Compressor | 2037 | SC A | MW | After Competition Groups | 0.10339 | 0 | 0 | 359.9641 | 0.00028723 | 29 | Industrial_2037_SC A_MW_After Competition Groups_29 | Efficient Refrigeration Compressor | 0.02872% | 0 | 0.10339 | Industrial_2037_SC A_MW_After Competition Groups_Efficient Refrigeration Compressor
Industrial | Ind ¦ Heat Lamps/Heat Pad | 2037 | SC A | MW | After Competition Groups | 0.044712 | 0 | 0 | 359.9641 | 0.00012421 | 30 | Industrial_2037_SC A_MW_After Competition Groups_30 | Heat Lamps/Heat Pad | 0.01242% | 0 | 0.044712 | Industrial_2037_SC A_MW_After Competition Groups_Heat Lamps/Heat Pad
Industrial | Ind ¦ Free Cooling | 2037 | SC A | MW | After Competition Groups | 0.012924 | 0 | 0 | 359.9641 | 3.5903e-05 | 31 | Industrial_2037_SC A_MW_After Competition Groups_31 | Free Cooling | 0.00359% | 0 | 0.012924 | Industrial_2037_SC A_MW_After Competition Groups_Free Cooling
Industrial | Ind ¦ Pump System Optimization | 2037 | SC B | MW | After Competition Groups | 77.6136 | 0 | 0 | 548.2016 | 0.14158 | 1 | Industrial_2037_SC B_MW_After Competition Groups_1 | Pump System Optimization | 14.16% | 0 | 77.6136 | Industrial_2037_SC B_MW_After Competition Groups_Pump System Optimization
Industrial | Ind ¦ Air Leak Survey and Repair | 2037 | SC B | MW | After Competition Groups | 71.6289 | 0 | 0 | 548.2016 | 0.13066 | 2 | Industrial_2037_SC B_MW_After Competition Groups_2 | Air Leak Survey and Repair | 13.07% | 0 | 71.6289 | Industrial_2037_SC B_MW_After Competition Groups_Air Leak Survey and Repair
Industrial | Ind ¦ Air Compressor Optimization | 2037 | SC B | MW | After Competition Groups | 51.5197 | 0 | 0 | 548.2016 | 0.09398 | 3 | Industrial_2037_SC B_MW_After Competition Groups_3 | Air Compressor Optimization | 9.398% | 0 | 51.5197 | Industrial_2037_SC B_MW_After Competition Groups_Air Compressor Optimization
Industrial | Ind ¦ Recommissioning | 2037 | SC B | MW | After Competition Groups | 50.7087 | 0 | 0 | 548.2016 | 0.0925 | 4 | Industrial_2037_SC B_MW_After Competition Groups_4 | Recommissioning | 9.25% | 0 | 50.7087 | Industrial_2037_SC B_MW_After Competition Groups_Recommissioning
Industrial | Ind ¦ SEM | 2037 | SC B | MW | After Competition Groups | 50.7087 | 0 | 0 | 548.2016 | 0.0925 | 5 | Industrial_2037_SC B_MW_After Competition Groups_5 | SEM | 9.25% | 0 | 50.7087 | Industrial_2037_SC B_MW_After Competition Groups_SEM
Industrial | Ind ¦ Efficient Compressed Air Nozzles | 2037 | SC B | MW | After Competition Groups | 45.3163 | 0 | 0 | 548.2016 | 0.082663 | 6 | Industrial_2037_SC B_MW_After Competition Groups_6 | Efficient Compressed Air Nozzles | 8.266% | 0 | 45.3163 | Industrial_2037_SC B_MW_After Competition Groups_Efficient Compressed Air Nozzles
Industrial | Ind ¦ HE Lighting | 2037 | SC B | MW | After Competition Groups | 35.9242 | 0 | 0 | 548.2016 | 0.065531 | 7 | Industrial_2037_SC B_MW_After Competition Groups_7 | HE Lighting | 6.553% | 0 | 35.9242 | Industrial_2037_SC B_MW_After Competition Groups_HE Lighting
Industrial | Ind ¦ Pump Equipment Upgrade | 2037 | SC B | MW | After Competition Groups | 35.716 | 0 | 0 | 548.2016 | 0.065151 | 8 | Industrial_2037_SC B_MW_After Competition Groups_8 | Pump Equipment Upgrade | 6.515% | 0 | 35.716 | Industrial_2037_SC B_MW_After Competition Groups_Pump Equipment Upgrade
Industrial | Ind ¦ High Efficiency HVAC Fans | 2037 | SC B | MW | After Competition Groups | 24.6241 | 0 | 0 | 548.2016 | 0.044918 | 9 | Industrial_2037_SC B_MW_After Competition Groups_9 | High Efficiency HVAC Fans | 4.492% | 0 | 24.6241 | Industrial_2037_SC B_MW_After Competition Groups_High Efficiency HVAC Fans
Industrial | Ind ¦ Greenhouse Grow Lights | 2037 | SC B | MW | After Competition Groups | 18.4151 | 0 | 0 | 548.2016 | 0.033592 | 10 | Industrial_2037_SC B_MW_After Competition Groups_10 | Greenhouse Grow Lights | 3.359% | 0 | 18.4151 | Industrial_2037_SC B_MW_After Competition Groups_Greenhouse Grow Lights
Industrial | Ind ¦ Fan System Optimization | 2037 | SC B | MW | After Competition Groups | 18.0564 | 0 | 0 | 548.2016 | 0.032938 | 11 | Industrial_2037_SC B_MW_After Competition Groups_11 | Fan System Optimization | 3.294% | 0 | 18.0564 | Industrial_2037_SC B_MW_After Competition Groups_Fan System Optimization
Industrial | Ind ¦ Improved Controls - Process Cooling | 2037 | SC B | MW | After Competition Groups | 13.7338 | 0 | 0 | 548.2016 | 0.025053 | 12 | Industrial_2037_SC B_MW_After Competition Groups_12 | Improved Controls - Process Cooling | 2.505% | 0 | 13.7338 | Industrial_2037_SC B_MW_After Competition Groups_Improved Controls - Process Cooling
Industrial | Ind ¦ Pulp and Paper Process Improvements | 2037 | SC B | MW | After Competition Groups | 7.4063 | 0 | 0 | 548.2016 | 0.01351 | 13 | Industrial_2037_SC B_MW_After Competition Groups_13 | Pulp and Paper Process Improvements | 1.351% | 0 | 7.4063 | Industrial_2037_SC B_MW_After Competition Groups_Pulp and Paper Process Improvements
Industrial | Ind ¦ Material Handling Improvements | 2037 | SC B | MW | After Competition Groups | 7.1261 | 0 | 0 | 548.2016 | 0.012999 | 14 | Industrial_2037_SC B_MW_After Competition Groups_14 | Material Handling Improvements | 1.3% | 0 | 7.1261 | Industrial_2037_SC B_MW_After Competition Groups_Material Handling Improvements
Industrial | Ind ¦ Process Optimization (Elec) | 2037 | SC B | MW | After Competition Groups | 6.7775 | 0 | 0 | 548.2016 | 0.012363 | 15 | Industrial_2037_SC B_MW_After Competition Groups_15 | Process Optimization (Elec) | 1.236% | 0 | 6.7775 | Industrial_2037_SC B_MW_After Competition Groups_Process Optimization (Elec)
Industrial | Ind ¦ Refiner Plate Improvements | 2037 | SC B | MW | After Competition Groups | 5.4008 | 0 | 0 | 548.2016 | 0.0098518 | 16 | Industrial_2037_SC B_MW_After Competition Groups_16 | Refiner Plate Improvements | 0.9852% | 0 | 5.4008 | Industrial_2037_SC B_MW_After Competition Groups_Refiner Plate Improvements
Industrial | Ind ¦ Cooling Tower Optimization | 2037 | SC B | MW | After Competition Groups | 4.036 | 0 | 0 | 548.2016 | 0.0073623 | 17 | Industrial_2037_SC B_MW_After Competition Groups_17 | Cooling Tower Optimization | 0.7362% | 0 | 4.036 | Industrial_2037_SC B_MW_After Competition Groups_Cooling Tower Optimization
Industrial | Ind ¦ Ventilation Optimization | 2037 | SC B | MW | After Competition Groups | 3.6817 | 0 | 0 | 548.2016 | 0.0067159 | 18 | Industrial_2037_SC B_MW_After Competition Groups_18 | Ventilation Optimization | 0.6716% | 0 | 3.6817 | Industrial_2037_SC B_MW_After Competition Groups_Ventilation Optimization
Industrial | Ind ¦ Free Cooling | 2037 | SC B | MW | After Competition Groups | 3.5756 | 0 | 0 | 548.2016 | 0.0065224 | 19 | Industrial_2037_SC B_MW_After Competition Groups_19 | Free Cooling | 0.6522% | 0 | 3.5756 | Industrial_2037_SC B_MW_After Competition Groups_Free Cooling
Industrial | Ind ¦ VAV Conversion Project | 2037 | SC B | MW | After Competition Groups | 3.1572 | 0 | 0 | 548.2016 | 0.0057592 | 20 | Industrial_2037_SC B_MW_After Competition Groups_20 | VAV Conversion Project | 0.5759% | 0 | 3.1572 | Industrial_2037_SC B_MW_After Competition Groups_VAV Conversion Project
Industrial | Ind ¦ Process Heat Recovery | 2037 | SC B | MW | After Competition Groups | 2.6449 | 0 | 0 | 548.2016 | 0.0048247 | 21 | Industrial_2037_SC B_MW_After Competition Groups_21 | Process Heat Recovery | 0.4825% | 0 | 2.6449 | Industrial_2037_SC B_MW_After Competition Groups_Process Heat Recovery
Industrial | Ind ¦ High Efficiency Battery Charger | 2037 | SC B | MW | After Competition Groups | 2.4074 | 0 | 0 | 548.2016 | 0.0043914 | 22 | Industrial_2037_SC B_MW_After Competition Groups_22 | High Efficiency Battery Charger | 0.4391% | 0 | 2.4074 | Industrial_2037_SC B_MW_After Competition Groups_High Efficiency Battery Charger
Industrial | Ind ¦ Process Improvements | 2037 | SC B | MW | After Competition Groups | 2.0287 | 0 | 0 | 548.2016 | 0.0037006 | 23 | Industrial_2037_SC B_MW_After Competition Groups_23 | Process Improvements | 0.3701% | 0 | 2.0287 | Industrial_2037_SC B_MW_After Competition Groups_Process Improvements
Industrial | Ind ¦ Efficient Irrigation | 2037 | SC B | MW | After Competition Groups | 1.6538 | 0 | 0 | 548.2016 | 0.0030168 | 24 | Industrial_2037_SC B_MW_After Competition Groups_24 | Efficient Irrigation | 0.3017% | 0 | 1.6538 | Industrial_2037_SC B_MW_After Competition Groups_Efficient Irrigation
Industrial | Ind ¦ Refrigeration Compressor VFD | 2037 | SC B | MW | After Competition Groups | 1.4154 | 0 | 0 | 548.2016 | 0.0025819 | 25 | Industrial_2037_SC B_MW_After Competition Groups_25 | Refrigeration Compressor VFD | 0.2582% | 0 | 1.4154 | Industrial_2037_SC B_MW_After Competition Groups_Refrigeration Compressor VFD
Industrial | Ind ¦ Improved Controls - Process Heating | 2037 | SC B | MW | After Competition Groups | 1.2586 | 0 | 0 | 548.2016 | 0.0022958 | 26 | Industrial_2037_SC B_MW_After Competition Groups_26 | Improved Controls - Process Heating | 0.2296% | 0 | 1.2586 | Industrial_2037_SC B_MW_After Competition Groups_Improved Controls - Process Heating
Industrial | Ind ¦ Engine Block Heater Timer | 2037 | SC B | MW | After Competition Groups | 0.77175 | 0 | 0 | 548.2016 | 0.0014078 | 27 | Industrial_2037_SC B_MW_After Competition Groups_27 | Engine Block Heater Timer | 0.1408% | 0 | 0.77175 | Industrial_2037_SC B_MW_After Competition Groups_Engine Block Heater Timer
Industrial | Ind ¦ Dairy Pre-Cooler | 2037 | SC B | MW | After Competition Groups | 0.37399 | 0 | 0 | 548.2016 | 0.00068221 | 28 | Industrial_2037_SC B_MW_After Competition Groups_28 | Dairy Pre-Cooler | 0.06822% | 0 | 0.37399 | Industrial_2037_SC B_MW_After Competition Groups_Dairy Pre-Cooler
Industrial | Ind ¦ Air Compressor Heat Recovery | 2037 | SC B | MW | After Competition Groups | 0.34401 | 0 | 0 | 548.2016 | 0.00062753 | 29 | Industrial_2037_SC B_MW_After Competition Groups_29 | Air Compressor Heat Recovery | 0.06275% | 0 | 0.34401 | Industrial_2037_SC B_MW_After Competition Groups_Air Compressor Heat Recovery
Industrial | Ind ¦ Efficient Refrigeration Compressor | 2037 | SC B | MW | After Competition Groups | 0.12072 | 0 | 0 | 548.2016 | 0.00022022 | 30 | Industrial_2037_SC B_MW_After Competition Groups_30 | Efficient Refrigeration Compressor | 0.02202% | 0 | 0.12072 | Industrial_2037_SC B_MW_After Competition Groups_Efficient Refrigeration Compressor
Industrial | Ind ¦ Heat Lamps/Heat Pad | 2037 | SC B | MW | After Competition Groups | 0.055567 | 0 | 0 | 548.2016 | 0.00010136 | 31 | Industrial_2037_SC B_MW_After Competition Groups_31 | Heat Lamps/Heat Pad | 0.01014% | 0 | 0.055567 | Industrial_2037_SC B_MW_After Competition Groups_Heat Lamps/Heat Pad
Industrial | Ind ¦ Pump System Optimization | 2037 | SC C | MW | After Competition Groups | 77.6136 | 0 | 0 | 433.6049 | 0.179 | 1 | Industrial_2037_SC C_MW_After Competition Groups_1 | Pump System Optimization | 17.9% | 0 | 77.6136 | Industrial_2037_SC C_MW_After Competition Groups_Pump System Optimization
Industrial | Ind ¦ Air Compressor Optimization | 2037 | SC C | MW | After Competition Groups | 51.5197 | 0 | 0 | 433.6049 | 0.11882 | 2 | Industrial_2037_SC C_MW_After Competition Groups_2 | Air Compressor Optimization | 11.88% | 0 | 51.5197 | Industrial_2037_SC C_MW_After Competition Groups_Air Compressor Optimization
Industrial | Ind ¦ Air Leak Survey and Repair | 2037 | SC C | MW | After Competition Groups | 48.4024 | 0 | 0 | 433.6049 | 0.11163 | 3 | Industrial_2037_SC C_MW_After Competition Groups_3 | Air Leak Survey and Repair | 11.16% | 0 | 48.4024 | Industrial_2037_SC C_MW_After Competition Groups_Air Leak Survey and Repair
Industrial | Ind ¦ Pump Equipment Upgrade | 2037 | SC C | MW | After Competition Groups | 35.716 | 0 | 0 | 433.6049 | 0.08237 | 4 | Industrial_2037_SC C_MW_After Competition Groups_4 | Pump Equipment Upgrade | 8.237% | 0 | 35.716 | Industrial_2037_SC C_MW_After Competition Groups_Pump Equipment Upgrade
Industrial | Ind ¦ Recommissioning | 2037 | SC C | MW | After Competition Groups | 34.2878 | 0 | 0 | 433.6049 | 0.079076 | 5 | Industrial_2037_SC C_MW_After Competition Groups_5 | Recommissioning | 7.908% | 0 | 34.2878 | Industrial_2037_SC C_MW_After Competition Groups_Recommissioning
Industrial | Ind ¦ SEM | 2037 | SC C | MW | After Competition Groups | 34.2878 | 0 | 0 | 433.6049 | 0.079076 | 6 | Industrial_2037_SC C_MW_After Competition Groups_6 | SEM | 7.908% | 0 | 34.2878 | Industrial_2037_SC C_MW_After Competition Groups_SEM
Industrial | Ind ¦ Efficient Compressed Air Nozzles | 2037 | SC C | MW | After Competition Groups | 29.8953 | 0 | 0 | 433.6049 | 0.068946 | 7 | Industrial_2037_SC C_MW_After Competition Groups_7 | Efficient Compressed Air Nozzles | 6.895% | 0 | 29.8953 | Industrial_2037_SC C_MW_After Competition Groups_Efficient Compressed Air Nozzles
Industrial | Ind ¦ HE Lighting | 2037 | SC C | MW | After Competition Groups | 19.5424 | 0 | 0 | 433.6049 | 0.04507 | 8 | Industrial_2037_SC C_MW_After Competition Groups_8 | HE Lighting | 4.507% | 0 | 19.5424 | Industrial_2037_SC C_MW_After Competition Groups_HE Lighting
Industrial | Ind ¦ High Efficiency HVAC Fans | 2037 | SC C | MW | After Competition Groups | 18.6771 | 0 | 0 | 433.6049 | 0.043074 | 9 | Industrial_2037_SC C_MW_After Competition Groups_9 | High Efficiency HVAC Fans | 4.307% | 0 | 18.6771 | Industrial_2037_SC C_MW_After Competition Groups_High Efficiency HVAC Fans
Industrial | Ind ¦ Fan System Optimization | 2037 | SC C | MW | After Competition Groups | 18.0564 | 0 | 0 | 433.6049 | 0.041643 | 10 | Industrial_2037_SC C_MW_After Competition Groups_10 | Fan System Optimization | 4.164% | 0 | 18.0564 | Industrial_2037_SC C_MW_After Competition Groups_Fan System Optimization
Industrial | Ind ¦ Greenhouse Grow Lights | 2037 | SC C | MW | After Competition Groups | 14.2318 | 0 | 0 | 433.6049 | 0.032822 | 11 | Industrial_2037_SC C_MW_After Competition Groups_11 | Greenhouse Grow Lights | 3.282% | 0 | 14.2318 | Industrial_2037_SC C_MW_After Competition Groups_Greenhouse Grow Lights
Industrial | Ind ¦ Improved Controls - Process Cooling | 2037 | SC C | MW | After Competition Groups | 9.3195 | 0 | 0 | 433.6049 | 0.021493 | 12 | Industrial_2037_SC C_MW_After Competition Groups_12 | Improved Controls - Process Cooling | 2.149% | 0 | 9.3195 | Industrial_2037_SC C_MW_After Competition Groups_Improved Controls - Process Cooling
Industrial | Ind ¦ Process Optimization (Elec) | 2037 | SC C | MW | After Competition Groups | 6.7775 | 0 | 0 | 433.6049 | 0.015631 | 13 | Industrial_2037_SC C_MW_After Competition Groups_13 | Process Optimization (Elec) | 1.563% | 0 | 6.7775 | Industrial_2037_SC C_MW_After Competition Groups_Process Optimization (Elec)
Industrial | Ind ¦ Material Handling Improvements | 2037 | SC C | MW | After Competition Groups | 5.6698 | 0 | 0 | 433.6049 | 0.013076 | 14 | Industrial_2037_SC C_MW_After Competition Groups_14 | Material Handling Improvements | 1.308% | 0 | 5.6698 | Industrial_2037_SC C_MW_After Competition Groups_Material Handling Improvements
Industrial | Ind ¦ Pulp and Paper Process Improvements | 2037 | SC C | MW | After Competition Groups | 4.8283 | 0 | 0 | 433.6049 | 0.011135 | 15 | Industrial_2037_SC C_MW_After Competition Groups_15 | Pulp and Paper Process Improvements | 1.114% | 0 | 4.8283 | Industrial_2037_SC C_MW_After Competition Groups_Pulp and Paper Process Improvements
Industrial | Ind ¦ Cooling Tower Optimization | 2037 | SC C | MW | After Competition Groups | 4.036 | 0 | 0 | 433.6049 | 0.009308 | 16 | Industrial_2037_SC C_MW_After Competition Groups_16 | Cooling Tower Optimization | 0.9308% | 0 | 4.036 | Industrial_2037_SC C_MW_After Competition Groups_Cooling Tower Optimization
Industrial | Ind ¦ Ventilation Optimization | 2037 | SC C | MW | After Competition Groups | 3.6817 | 0 | 0 | 433.6049 | 0.0084908 | 17 | Industrial_2037_SC C_MW_After Competition Groups_17 | Ventilation Optimization | 0.8491% | 0 | 3.6817 | Industrial_2037_SC C_MW_After Competition Groups_Ventilation Optimization
Industrial | Ind ¦ Refiner Plate Improvements | 2037 | SC C | MW | After Competition Groups | 3.4519 | 0 | 0 | 433.6049 | 0.007961 | 18 | Industrial_2037_SC C_MW_After Competition Groups_18 | Refiner Plate Improvements | 0.7961% | 0 | 3.4519 | Industrial_2037_SC C_MW_After Competition Groups_Refiner Plate Improvements
Industrial | Ind ¦ Free Cooling | 2037 | SC C | MW | After Competition Groups | 2.5419 | 0 | 0 | 433.6049 | 0.0058624 | 19 | Industrial_2037_SC C_MW_After Competition Groups_19 | Free Cooling | 0.5862% | 0 | 2.5419 | Industrial_2037_SC C_MW_After Competition Groups_Free Cooling
Industrial | Ind ¦ VAV Conversion Project | 2037 | SC C | MW | After Competition Groups | 2.1219 | 0 | 0 | 433.6049 | 0.0048936 | 20 | Industrial_2037_SC C_MW_After Competition Groups_20 | VAV Conversion Project | 0.4894% | 0 | 2.1219 | Industrial_2037_SC C_MW_After Competition Groups_VAV Conversion Project
Industrial | Ind ¦ High Efficiency Battery Charger | 2037 | SC C | MW | After Competition Groups | 1.79 | 0 | 0 | 433.6049 | 0.0041281 | 21 | Industrial_2037_SC C_MW_After Competition Groups_21 | High Efficiency Battery Charger | 0.4128% | 0 | 1.79 | Industrial_2037_SC C_MW_After Competition Groups_High Efficiency Battery Charger
Industrial | Ind ¦ Process Heat Recovery | 2037 | SC C | MW | After Competition Groups | 1.7544 | 0 | 0 | 433.6049 | 0.004046 | 22 | Industrial_2037_SC C_MW_After Competition Groups_22 | Process Heat Recovery | 0.4046% | 0 | 1.7544 | Industrial_2037_SC C_MW_After Competition Groups_Process Heat Recovery
Industrial | Ind ¦ Process Improvements | 2037 | SC C | MW | After Competition Groups | 1.3703 | 0 | 0 | 433.6049 | 0.0031602 | 23 | Industrial_2037_SC C_MW_After Competition Groups_23 | Process Improvements | 0.316% | 0 | 1.3703 | Industrial_2037_SC C_MW_After Competition Groups_Process Improvements
Industrial | Ind ¦ Refrigeration Compressor VFD | 2037 | SC C | MW | After Competition Groups | 1.0943 | 0 | 0 | 433.6049 | 0.0025238 | 24 | Industrial_2037_SC C_MW_After Competition Groups_24 | Refrigeration Compressor VFD | 0.2524% | 0 | 1.0943 | Industrial_2037_SC C_MW_After Competition Groups_Refrigeration Compressor VFD
Industrial | Ind ¦ Efficient Irrigation | 2037 | SC C | MW | After Competition Groups | 0.87864 | 0 | 0 | 433.6049 | 0.0020264 | 25 | Industrial_2037_SC C_MW_After Competition Groups_25 | Efficient Irrigation | 0.2026% | 0 | 0.87864 | Industrial_2037_SC C_MW_After Competition Groups_Efficient Irrigation
Industrial | Ind ¦ Improved Controls - Process Heating | 2037 | SC C | MW | After Competition Groups | 0.87395 | 0 | 0 | 433.6049 | 0.0020156 | 26 | Industrial_2037_SC C_MW_After Competition Groups_26 | Improved Controls - Process Heating | 0.2016% | 0 | 0.87395 | Industrial_2037_SC C_MW_After Competition Groups_Improved Controls - Process Heating
Industrial | Ind ¦ Engine Block Heater Timer | 2037 | SC C | MW | After Competition Groups | 0.51703 | 0 | 0 | 433.6049 | 0.0011924 | 27 | Industrial_2037_SC C_MW_After Competition Groups_27 | Engine Block Heater Timer | 0.1192% | 0 | 0.51703 | Industrial_2037_SC C_MW_After Competition Groups_Engine Block Heater Timer
Industrial | Ind ¦ Dairy Pre-Cooler | 2037 | SC C | MW | After Competition Groups | 0.27905 | 0 | 0 | 433.6049 | 0.00064356 | 28 | Industrial_2037_SC C_MW_After Competition Groups_28 | Dairy Pre-Cooler | 0.06436% | 0 | 0.27905 | Industrial_2037_SC C_MW_After Competition Groups_Dairy Pre-Cooler
Industrial | Ind ¦ Air Compressor Heat Recovery | 2037 | SC C | MW | After Competition Groups | 0.23277 | 0 | 0 | 433.6049 | 0.00053682 | 29 | Industrial_2037_SC C_MW_After Competition Groups_29 | Air Compressor Heat Recovery | 0.05368% | 0 | 0.23277 | Industrial_2037_SC C_MW_After Competition Groups_Air Compressor Heat Recovery
Industrial | Ind ¦ Efficient Refrigeration Compressor | 2037 | SC C | MW | After Competition Groups | 0.10339 | 0 | 0 | 433.6049 | 0.00023845 | 30 | Industrial_2037_SC C_MW_After Competition Groups_30 | Efficient Refrigeration Compressor | 0.02385% | 0 | 0.10339 | Industrial_2037_SC C_MW_After Competition Groups_Efficient Refrigeration Compressor
Industrial | Ind ¦ Heat Lamps/Heat Pad | 2037 | SC C | MW | After Competition Groups | 0.052284 | 0 | 0 | 433.6049 | 0.00012058 | 31 | Industrial_2037_SC C_MW_After Competition Groups_31 | Heat Lamps/Heat Pad | 0.01206% | 0 | 0.052284 | Industrial_2037_SC C_MW_After Competition Groups_Heat Lamps/Heat Pad
Industrial | Ind ¦ Air Compressor Optimization | 2037 | SC D | MW | After Competition Groups | 51.5197 | 533255.7725 | 0.53326 | 343.8615 | 0.14983 | 1 | Industrial_2037_SC D_MW_After Competition Groups_1 | Air Compressor Optimization | 14.98% | 0.53326 | 51.5197 | Industrial_2037_SC D_MW_After Competition Groups_Air Compressor Optimization
Industrial | Ind ¦ Air Leak Survey and Repair | 2037 | SC D | MW | After Competition Groups | 48.3297 | 495175.5011 | 0.49518 | 343.8615 | 0.14055 | 2 | Industrial_2037_SC D_MW_After Competition Groups_2 | Air Leak Survey and Repair | 14.05% | 0.49518 | 48.3297 | Industrial_2037_SC D_MW_After Competition Groups_Air Leak Survey and Repair
Industrial | Ind ¦ Pump System Optimization | 2037 | SC D | MW | After Competition Groups | 42.911 | 2526144.0674 | 2.5261 | 343.8615 | 0.12479 | 3 | Industrial_2037_SC D_MW_After Competition Groups_3 | Pump System Optimization | 12.48% | 2.5261 | 42.911 | Industrial_2037_SC D_MW_After Competition Groups_Pump System Optimization
Industrial | Ind ¦ SEM | 2037 | SC D | MW | After Competition Groups | 34.2878 | 2383803.1353 | 2.3838 | 343.8615 | 0.099714 | 4 | Industrial_2037_SC D_MW_After Competition Groups_4 | SEM | 9.971% | 2.3838 | 34.2878 | Industrial_2037_SC D_MW_After Competition Groups_SEM
Industrial | Ind ¦ Recommissioning | 2037 | SC D | MW | After Competition Groups | 33.2904 | 1558904.6317 | 1.5589 | 343.8615 | 0.096813 | 5 | Industrial_2037_SC D_MW_After Competition Groups_5 | Recommissioning | 9.681% | 1.5589 | 33.2904 | Industrial_2037_SC D_MW_After Competition Groups_Recommissioning
Industrial | Ind ¦ Efficient Compressed Air Nozzles | 2037 | SC D | MW | After Competition Groups | 29.8953 | 508538.1729 | 0.50854 | 343.8615 | 0.08694 | 6 | Industrial_2037_SC D_MW_After Competition Groups_6 | Efficient Compressed Air Nozzles | 8.694% | 0.50854 | 29.8953 | Industrial_2037_SC D_MW_After Competition Groups_Efficient Compressed Air Nozzles
Industrial | Ind ¦ Pump Equipment Upgrade | 2037 | SC D | MW | After Competition Groups | 18.2812 | 1193444.2667 | 1.1934 | 343.8615 | 0.053164 | 7 | Industrial_2037_SC D_MW_After Competition Groups_7 | Pump Equipment Upgrade | 5.316% | 1.1934 | 18.2812 | Industrial_2037_SC D_MW_After Competition Groups_Pump Equipment Upgrade
Industrial | Ind ¦ Fan System Optimization | 2037 | SC D | MW | After Competition Groups | 18.0564 | 413342.6491 | 0.41334 | 343.8615 | 0.052511 | 8 | Industrial_2037_SC D_MW_After Competition Groups_8 | Fan System Optimization | 5.251% | 0.41334 | 18.0564 | Industrial_2037_SC D_MW_After Competition Groups_Fan System Optimization
Industrial | Ind ¦ High Efficiency HVAC Fans | 2037 | SC D | MW | After Competition Groups | 17.793 | 1575127.2491 | 1.5751 | 343.8615 | 0.051745 | 9 | Industrial_2037_SC D_MW_After Competition Groups_9 | High Efficiency HVAC Fans | 5.174% | 1.5751 | 17.793 | Industrial_2037_SC D_MW_After Competition Groups_High Efficiency HVAC Fans
Industrial | Ind ¦ Improved Controls - Process Cooling | 2037 | SC D | MW | After Competition Groups | 9.3195 | 237145.0289 | 0.23715 | 343.8615 | 0.027102 | 10 | Industrial_2037_SC D_MW_After Competition Groups_10 | Improved Controls - Process Cooling | 2.71% | 0.23715 | 9.3195 | Industrial_2037_SC D_MW_After Competition Groups_Improved Controls - Process Cooling
Industrial | Ind ¦ Greenhouse Grow Lights | 2037 | SC D | MW | After Competition Groups | 7.0544 | 537862.0346 | 0.53786 | 343.8615 | 0.020515 | 11 | Industrial_2037_SC D_MW_After Competition Groups_11 | Greenhouse Grow Lights | 2.052% | 0.53786 | 7.0544 | Industrial_2037_SC D_MW_After Competition Groups_Greenhouse Grow Lights
Industrial | Ind ¦ Process Optimization (Elec) | 2037 | SC D | MW | After Competition Groups | 6.7775 | 418189.605 | 0.41819 | 343.8615 | 0.01971 | 12 | Industrial_2037_SC D_MW_After Competition Groups_12 | Process Optimization (Elec) | 1.971% | 0.41819 | 6.7775 | Industrial_2037_SC D_MW_After Competition Groups_Process Optimization (Elec)
Industrial | Ind ¦ Material Handling Improvements | 2037 | SC D | MW | After Competition Groups | 5.6698 | 155926.1734 | 0.15593 | 343.8615 | 0.016488 | 13 | Industrial_2037_SC D_MW_After Competition Groups_13 | Material Handling Improvements | 1.649% | 0.15593 | 5.6698 | Industrial_2037_SC D_MW_After Competition Groups_Material Handling Improvements
Industrial | Ind ¦ Cooling Tower Optimization | 2037 | SC D | MW | After Competition Groups | 3.9431 | 90152.8664 | 0.090153 | 343.8615 | 0.011467 | 14 | Industrial_2037_SC D_MW_After Competition Groups_14 | Cooling Tower Optimization | 1.147% | 0.090153 | 3.9431 | Industrial_2037_SC D_MW_After Competition Groups_Cooling Tower Optimization
Industrial | Ind ¦ Refiner Plate Improvements | 2037 | SC D | MW | After Competition Groups | 3.4519 | 211652.4798 | 0.21165 | 343.8615 | 0.010039 | 15 | Industrial_2037_SC D_MW_After Competition Groups_15 | Refiner Plate Improvements | 1.004% | 0.21165 | 3.4519 | Industrial_2037_SC D_MW_After Competition Groups_Refiner Plate Improvements
Industrial | Ind ¦ Ventilation Optimization | 2037 | SC D | MW | After Competition Groups | 3.2502 | 203185.2537 | 0.20319 | 343.8615 | 0.0094522 | 16 | Industrial_2037_SC D_MW_After Competition Groups_16 | Ventilation Optimization | 0.9452% | 0.20319 | 3.2502 | Industrial_2037_SC D_MW_After Competition Groups_Ventilation Optimization
Industrial | Ind ¦ HE Lighting | 2037 | SC D | MW | After Competition Groups | 1.9049 | 385468.7421 | 0.38547 | 343.8615 | 0.0055398 | 17 | Industrial_2037_SC D_MW_After Competition Groups_17 | HE Lighting | 0.554% | 0.38547 | 1.9049 | Industrial_2037_SC D_MW_After Competition Groups_HE Lighting
Industrial | Ind ¦ VAV Conversion Project | 2037 | SC D | MW | After Competition Groups | 1.4782 | 214609.4994 | 0.21461 | 343.8615 | 0.0042988 | 18 | Industrial_2037_SC D_MW_After Competition Groups_18 | VAV Conversion Project | 0.4299% | 0.21461 | 1.4782 | Industrial_2037_SC D_MW_After Competition Groups_VAV Conversion Project
Industrial | Ind ¦ Process Heat Recovery | 2037 | SC D | MW | After Competition Groups | 1.3509 | 164613.7757 | 0.16461 | 343.8615 | 0.0039288 | 19 | Industrial_2037_SC D_MW_After Competition Groups_19 | Process Heat Recovery | 0.3929% | 0.16461 | 1.3509 | Industrial_2037_SC D_MW_After Competition Groups_Process Heat Recovery
Industrial | Ind ¦ Process Improvements | 2037 | SC D | MW | After Competition Groups | 1.2194 | 60336.1498 | 0.060336 | 343.8615 | 0.0035462 | 20 | Industrial_2037_SC D_MW_After Competition Groups_20 | Process Improvements | 0.3546% | 0.060336 | 1.2194 | Industrial_2037_SC D_MW_After Competition Groups_Process Improvements
Industrial | Ind ¦ Improved Controls - Process Heating | 2037 | SC D | MW | After Competition Groups | 0.79377 | 67694.9373 | 0.067695 | 343.8615 | 0.0023084 | 21 | Industrial_2037_SC D_MW_After Competition Groups_21 | Improved Controls - Process Heating | 0.2308% | 0.067695 | 0.79377 | Industrial_2037_SC D_MW_After Competition Groups_Improved Controls - Process Heating
Industrial | Ind ¦ High Efficiency Battery Charger | 2037 | SC D | MW | After Competition Groups | 0.79014 | 92128.8434 | 0.092129 | 343.8615 | 0.0022979 | 22 | Industrial_2037_SC D_MW_After Competition Groups_22 | High Efficiency Battery Charger | 0.2298% | 0.092129 | 0.79014 | Industrial_2037_SC D_MW_After Competition Groups_High Efficiency Battery Charger
Industrial | Ind ¦ Engine Block Heater Timer | 2037 | SC D | MW | After Competition Groups | 0.49361 | 23631.4811 | 0.023631 | 343.8615 | 0.0014355 | 23 | Industrial_2037_SC D_MW_After Competition Groups_23 | Engine Block Heater Timer | 0.1436% | 0.023631 | 0.49361 | Industrial_2037_SC D_MW_After Competition Groups_Engine Block Heater Timer
Industrial | Ind ¦ Refrigeration Compressor VFD | 2037 | SC D | MW | After Competition Groups | 0.47332 | 29157.7412 | 0.029158 | 343.8615 | 0.0013765 | 24 | Industrial_2037_SC D_MW_After Competition Groups_24 | Refrigeration Compressor VFD | 0.1376% | 0.029158 | 0.47332 | Industrial_2037_SC D_MW_After Competition Groups_Refrigeration Compressor VFD
Industrial | Ind ¦ Pulp and Paper Process Improvements | 2037 | SC D | MW | After Competition Groups | 0.46781 | 49014.1183 | 0.049014 | 343.8615 | 0.0013605 | 25 | Industrial_2037_SC D_MW_After Competition Groups_25 | Pulp and Paper Process Improvements | 0.136% | 0.049014 | 0.46781 | Industrial_2037_SC D_MW_After Competition Groups_Pulp and Paper Process Improvements
Industrial | Ind ¦ Efficient Irrigation | 2037 | SC D | MW | After Competition Groups | 0.30477 | 51135.2093 | 0.051135 | 343.8615 | 0.00088632 | 26 | Industrial_2037_SC D_MW_After Competition Groups_26 | Efficient Irrigation | 0.08863% | 0.051135 | 0.30477 | Industrial_2037_SC D_MW_After Competition Groups_Efficient Irrigation
Industrial | Ind ¦ Free Cooling | 2037 | SC D | MW | After Competition Groups | 0.27958 | 30577.2182 | 0.030577 | 343.8615 | 0.00081307 | 27 | Industrial_2037_SC D_MW_After Competition Groups_27 | Free Cooling | 0.08131% | 0.030577 | 0.27958 | Industrial_2037_SC D_MW_After Competition Groups_Free Cooling
Industrial | Ind ¦ Air Compressor Heat Recovery | 2037 | SC D | MW | After Competition Groups | 0.21413 | 23434.5912 | 0.023435 | 343.8615 | 0.00062272 | 28 | Industrial_2037_SC D_MW_After Competition Groups_28 | Air Compressor Heat Recovery | 0.06227% | 0.023435 | 0.21413 | Industrial_2037_SC D_MW_After Competition Groups_Air Compressor Heat Recovery
Industrial | Ind ¦ Dairy Pre-Cooler | 2037 | SC D | MW | After Competition Groups | 0.12684 | 7263.2468 | 0.0072632 | 343.8615 | 0.00036887 | 29 | Industrial_2037_SC D_MW_After Competition Groups_29 | Dairy Pre-Cooler | 0.03689% | 0.0072632 | 0.12684 | Industrial_2037_SC D_MW_After Competition Groups_Dairy Pre-Cooler
Industrial | Ind ¦ Efficient Refrigeration Compressor | 2037 | SC D | MW | After Competition Groups | 0.1023 | 5730.5778 | 0.0057306 | 343.8615 | 0.00029749 | 30 | Industrial_2037_SC D_MW_After Competition Groups_30 | Efficient Refrigeration Compressor | 0.02975% | 0.0057306 | 0.1023 | Industrial_2037_SC D_MW_After Competition Groups_Efficient Refrigeration Compressor
Industrial | Ind ¦ Heat Lamps/Heat Pad | 2037 | SC D | MW | After Competition Groups | 0.030746 | 954.8871 | 0.00095489 | 343.8615 | 8.9415e-05 | 31 | Industrial_2037_SC D_MW_After Competition Groups_31 | Heat Lamps/Heat Pad | 0.008942% | 0.00095489 | 0.030746 | Industrial_2037_SC D_MW_After Competition Groups_Heat Lamps/Heat Pad
Industrial | Ind ¦ Pump System Optimization | 2037 | Technical | MW | After Competition Groups | 103.0874 | 0 | 0 | 763.3395 | 0.13505 | 1 | Industrial_2037_Technical_MW_After Competition Groups_1 | Pump System Optimization | 13.5% | 0 | 103.0874 | Industrial_2037_Technical_MW_After Competition Groups_Pump System Optimization
Industrial | Ind ¦ HE Lighting | 2037 | Technical | MW | After Competition Groups | 94.9882 | 0 | 0 | 763.3395 | 0.12444 | 2 | Industrial_2037_Technical_MW_After Competition Groups_2 | HE Lighting | 12.44% | 0 | 94.9882 | Industrial_2037_Technical_MW_After Competition Groups_HE Lighting
Industrial | Ind ¦ Air Leak Survey and Repair | 2037 | Technical | MW | After Competition Groups | 74.4263 | 0 | 0 | 763.3395 | 0.097501 | 3 | Industrial_2037_Technical_MW_After Competition Groups_3 | Air Leak Survey and Repair | 9.75% | 0 | 74.4263 | Industrial_2037_Technical_MW_After Competition Groups_Air Leak Survey and Repair
Industrial | Ind ¦ Air Compressor Optimization | 2037 | Technical | MW | After Competition Groups | 60.5883 | 0 | 0 | 763.3395 | 0.079373 | 4 | Industrial_2037_Technical_MW_After Competition Groups_4 | Air Compressor Optimization | 7.937% | 0 | 60.5883 | Industrial_2037_Technical_MW_After Competition Groups_Air Compressor Optimization
Industrial | Ind ¦ Efficient Compressed Air Nozzles | 2037 | Technical | MW | After Competition Groups | 58.7569 | 0 | 0 | 763.3395 | 0.076974 | 5 | Industrial_2037_Technical_MW_After Competition Groups_5 | Efficient Compressed Air Nozzles | 7.697% | 0 | 58.7569 | Industrial_2037_Technical_MW_After Competition Groups_Efficient Compressed Air Nozzles
Industrial | Ind ¦ Recommissioning | 2037 | Technical | MW | After Competition Groups | 51.6071 | 0 | 0 | 763.3395 | 0.067607 | 6 | Industrial_2037_Technical_MW_After Competition Groups_6 | Recommissioning | 6.761% | 0 | 51.6071 | Industrial_2037_Technical_MW_After Competition Groups_Recommissioning
Industrial | Ind ¦ SEM | 2037 | Technical | MW | After Competition Groups | 51.6071 | 0 | 0 | 763.3395 | 0.067607 | 7 | Industrial_2037_Technical_MW_After Competition Groups_7 | SEM | 6.761% | 0 | 51.6071 | Industrial_2037_Technical_MW_After Competition Groups_SEM
Industrial | Ind ¦ Pump Equipment Upgrade | 2037 | Technical | MW | After Competition Groups | 45.3161 | 0 | 0 | 763.3395 | 0.059366 | 8 | Industrial_2037_Technical_MW_After Competition Groups_8 | Pump Equipment Upgrade | 5.937% | 0 | 45.3161 | Industrial_2037_Technical_MW_After Competition Groups_Pump Equipment Upgrade
Industrial | Ind ¦ High Efficiency HVAC Fans | 2037 | Technical | MW | After Competition Groups | 28.7391 | 0 | 0 | 763.3395 | 0.037649 | 9 | Industrial_2037_Technical_MW_After Competition Groups_9 | High Efficiency HVAC Fans | 3.765% | 0 | 28.7391 | Industrial_2037_Technical_MW_After Competition Groups_High Efficiency HVAC Fans
Industrial | Ind ¦ Greenhouse Grow Lights | 2037 | Technical | MW | After Competition Groups | 22.7721 | 0 | 0 | 763.3395 | 0.029832 | 10 | Industrial_2037_Technical_MW_After Competition Groups_10 | Greenhouse Grow Lights | 2.983% | 0 | 22.7721 | Industrial_2037_Technical_MW_After Competition Groups_Greenhouse Grow Lights
Industrial | Ind ¦ Premium Efficient Motors | 2037 | Technical | MW | After Competition Groups | 21.7274 | 0 | 0 | 763.3395 | 0.028464 | 11 | Industrial_2037_Technical_MW_After Competition Groups_11 | Premium Efficient Motors | 2.846% | 0 | 21.7274 | Industrial_2037_Technical_MW_After Competition Groups_Premium Efficient Motors
Industrial | Ind ¦ Process Optimization (Elec) | 2037 | Technical | MW | After Competition Groups | 20.8104 | 0 | 0 | 763.3395 | 0.027262 | 12 | Industrial_2037_Technical_MW_After Competition Groups_12 | Process Optimization (Elec) | 2.726% | 0 | 20.8104 | Industrial_2037_Technical_MW_After Competition Groups_Process Optimization (Elec)
Industrial | Ind ¦ Fan System Optimization | 2037 | Technical | MW | After Competition Groups | 20.1349 | 0 | 0 | 763.3395 | 0.026377 | 13 | Industrial_2037_Technical_MW_After Competition Groups_13 | Fan System Optimization | 2.638% | 0 | 20.1349 | Industrial_2037_Technical_MW_After Competition Groups_Fan System Optimization
Industrial | Ind ¦ Improved Controls - Process Cooling | 2037 | Technical | MW | After Competition Groups | 13.3117 | 0 | 0 | 763.3395 | 0.017439 | 14 | Industrial_2037_Technical_MW_After Competition Groups_14 | Improved Controls - Process Cooling | 1.744% | 0 | 13.3117 | Industrial_2037_Technical_MW_After Competition Groups_Improved Controls - Process Cooling
Industrial | Ind ¦ Ventilation Optimization | 2037 | Technical | MW | After Competition Groups | 10.9112 | 0 | 0 | 763.3395 | 0.014294 | 15 | Industrial_2037_Technical_MW_After Competition Groups_15 | Ventilation Optimization | 1.429% | 0 | 10.9112 | Industrial_2037_Technical_MW_After Competition Groups_Ventilation Optimization
Industrial | Ind ¦ Material Handling Improvements | 2037 | Technical | MW | After Competition Groups | 8.5976 | 0 | 0 | 763.3395 | 0.011263 | 16 | Industrial_2037_Technical_MW_After Competition Groups_16 | Material Handling Improvements | 1.126% | 0 | 8.5976 | Industrial_2037_Technical_MW_After Competition Groups_Material Handling Improvements
Industrial | Ind ¦ HE HVAC Controls | 2037 | Technical | MW | After Competition Groups | 8.5732 | 0 | 0 | 763.3395 | 0.011231 | 17 | Industrial_2037_Technical_MW_After Competition Groups_17 | HE HVAC Controls | 1.123% | 0 | 8.5732 | Industrial_2037_Technical_MW_After Competition Groups_HE HVAC Controls
Industrial | Ind ¦ Pulp and Paper Process Improvements | 2037 | Technical | MW | After Competition Groups | 7.9526 | 0 | 0 | 763.3395 | 0.010418 | 18 | Industrial_2037_Technical_MW_After Competition Groups_18 | Pulp and Paper Process Improvements | 1.042% | 0 | 7.9526 | Industrial_2037_Technical_MW_After Competition Groups_Pulp and Paper Process Improvements
Industrial | Ind ¦ Refiner Plate Improvements | 2037 | Technical | MW | After Competition Groups | 7.2368 | 0 | 0 | 763.3395 | 0.0094804 | 19 | Industrial_2037_Technical_MW_After Competition Groups_19 | Refiner Plate Improvements | 0.948% | 0 | 7.2368 | Industrial_2037_Technical_MW_After Competition Groups_Refiner Plate Improvements
Industrial | Ind ¦ HVLS Fans | 2037 | Technical | MW | After Competition Groups | 6.924 | 0 | 0 | 763.3395 | 0.0090706 | 20 | Industrial_2037_Technical_MW_After Competition Groups_20 | HVLS Fans | 0.9071% | 0 | 6.924 | Industrial_2037_Technical_MW_After Competition Groups_HVLS Fans
Industrial | Ind ¦ HE HVAC Units | 2037 | Technical | MW | After Competition Groups | 6.0304 | 0 | 0 | 763.3395 | 0.0079001 | 21 | Industrial_2037_Technical_MW_After Competition Groups_21 | HE HVAC Units | 0.79% | 0 | 6.0304 | Industrial_2037_Technical_MW_After Competition Groups_HE HVAC Units
Industrial | Ind ¦ Chiller Optimization | 2037 | Technical | MW | After Competition Groups | 5.1805 | 0 | 0 | 763.3395 | 0.0067867 | 22 | Industrial_2037_Technical_MW_After Competition Groups_22 | Chiller Optimization | 0.6787% | 0 | 5.1805 | Industrial_2037_Technical_MW_After Competition Groups_Chiller Optimization
Industrial | Ind ¦ Cooling Tower Optimization | 2037 | Technical | MW | After Competition Groups | 4.0805 | 0 | 0 | 763.3395 | 0.0053456 | 23 | Industrial_2037_Technical_MW_After Competition Groups_23 | Cooling Tower Optimization | 0.5346% | 0 | 4.0805 | Industrial_2037_Technical_MW_After Competition Groups_Cooling Tower Optimization
Industrial | Ind ¦ Free Cooling | 2037 | Technical | MW | After Competition Groups | 3.4717 | 0 | 0 | 763.3395 | 0.004548 | 24 | Industrial_2037_Technical_MW_After Competition Groups_24 | Free Cooling | 0.4548% | 0 | 3.4717 | Industrial_2037_Technical_MW_After Competition Groups_Free Cooling
Industrial | Ind ¦ High Efficiency Battery Charger | 2037 | Technical | MW | After Competition Groups | 2.9855 | 0 | 0 | 763.3395 | 0.0039112 | 25 | Industrial_2037_Technical_MW_After Competition Groups_25 | High Efficiency Battery Charger | 0.3911% | 0 | 2.9855 | Industrial_2037_Technical_MW_After Competition Groups_High Efficiency Battery Charger
Industrial | Ind ¦ Cold Storage Retrofit | 2037 | Technical | MW | After Competition Groups | 2.8418 | 0 | 0 | 763.3395 | 0.0037228 | 26 | Industrial_2037_Technical_MW_After Competition Groups_26 | Cold Storage Retrofit | 0.3723% | 0 | 2.8418 | Industrial_2037_Technical_MW_After Competition Groups_Cold Storage Retrofit
Industrial | Ind ¦ VAV Conversion Project | 2037 | Technical | MW | After Competition Groups | 2.8246 | 0 | 0 | 763.3395 | 0.0037004 | 27 | Industrial_2037_Technical_MW_After Competition Groups_27 | VAV Conversion Project | 0.37% | 0 | 2.8246 | Industrial_2037_Technical_MW_After Competition Groups_VAV Conversion Project
Industrial | Ind ¦ Process Heat Recovery | 2037 | Technical | MW | After Competition Groups | 2.7063 | 0 | 0 | 763.3395 | 0.0035454 | 28 | Industrial_2037_Technical_MW_After Competition Groups_28 | Process Heat Recovery | 0.3545% | 0 | 2.7063 | Industrial_2037_Technical_MW_After Competition Groups_Process Heat Recovery
Industrial | Ind ¦ Synchronous Belts | 2037 | Technical | MW | After Competition Groups | 2.5954 | 0 | 0 | 763.3395 | 0.0034 | 29 | Industrial_2037_Technical_MW_After Competition Groups_29 | Synchronous Belts | 0.34% | 0 | 2.5954 | Industrial_2037_Technical_MW_After Competition Groups_Synchronous Belts
Industrial | Ind ¦ Efficient Irrigation | 2037 | Technical | MW | After Competition Groups | 2.3955 | 0 | 0 | 763.3395 | 0.0031382 | 30 | Industrial_2037_Technical_MW_After Competition Groups_30 | Efficient Irrigation | 0.3138% | 0 | 2.3955 | Industrial_2037_Technical_MW_After Competition Groups_Efficient Irrigation
Industrial | Ind ¦ Process Improvements | 2037 | Technical | MW | After Competition Groups | 2.1175 | 0 | 0 | 763.3395 | 0.002774 | 31 | Industrial_2037_Technical_MW_After Competition Groups_31 | Process Improvements | 0.2774% | 0 | 2.1175 | Industrial_2037_Technical_MW_After Competition Groups_Process Improvements
Industrial | Ind ¦ Refrigeration Compressor VFD | 2037 | Technical | MW | After Competition Groups | 1.6141 | 0 | 0 | 763.3395 | 0.0021145 | 32 | Industrial_2037_Technical_MW_After Competition Groups_32 | Refrigeration Compressor VFD | 0.2115% | 0 | 1.6141 | Industrial_2037_Technical_MW_After Competition Groups_Refrigeration Compressor VFD
Industrial | Ind ¦ Efficient Transformer | 2037 | Technical | MW | After Competition Groups | 1.4978 | 0 | 0 | 763.3395 | 0.0019622 | 33 | Industrial_2037_Technical_MW_After Competition Groups_33 | Efficient Transformer | 0.1962% | 0 | 1.4978 | Industrial_2037_Technical_MW_After Competition Groups_Efficient Transformer
Industrial | Ind ¦ Improved Controls - Process Heating | 2037 | Technical | MW | After Competition Groups | 1.3036 | 0 | 0 | 763.3395 | 0.0017078 | 34 | Industrial_2037_Technical_MW_After Competition Groups_34 | Improved Controls - Process Heating | 0.1708% | 0 | 1.3036 | Industrial_2037_Technical_MW_After Competition Groups_Improved Controls - Process Heating
Industrial | Ind ¦ High Efficiency Welders | 2037 | Technical | MW | After Competition Groups | 1.1974 | 0 | 0 | 763.3395 | 0.0015687 | 35 | Industrial_2037_Technical_MW_After Competition Groups_35 | High Efficiency Welders | 0.1569% | 0 | 1.1974 | Industrial_2037_Technical_MW_After Competition Groups_High Efficiency Welders
Industrial | Ind ¦ Engine Block Heater Timer | 2037 | Technical | MW | After Competition Groups | 0.81239 | 0 | 0 | 763.3395 | 0.0010643 | 36 | Industrial_2037_Technical_MW_After Competition Groups_36 | Engine Block Heater Timer | 0.1064% | 0 | 0.81239 | Industrial_2037_Technical_MW_After Competition Groups_Engine Block Heater Timer
Industrial | Ind ¦ Dairy Pre-Cooler | 2037 | Technical | MW | After Competition Groups | 0.6442 | 0 | 0 | 763.3395 | 0.00084392 | 37 | Industrial_2037_Technical_MW_After Competition Groups_37 | Dairy Pre-Cooler | 0.08439% | 0 | 0.6442 | Industrial_2037_Technical_MW_After Competition Groups_Dairy Pre-Cooler
Industrial | Ind ¦ Air Compressor Heat Recovery | 2037 | Technical | MW | After Competition Groups | 0.3419 | 0 | 0 | 763.3395 | 0.0004479 | 38 | Industrial_2037_Technical_MW_After Competition Groups_38 | Air Compressor Heat Recovery | 0.04479% | 0 | 0.3419 | Industrial_2037_Technical_MW_After Competition Groups_Air Compressor Heat Recovery
Industrial | Ind ¦ Optimize Compressed Air Dryer | 2037 | Technical | MW | After Competition Groups | 0.25535 | 0 | 0 | 763.3395 | 0.00033452 | 39 | Industrial_2037_Technical_MW_After Competition Groups_39 | Optimize Compressed Air Dryer | 0.03345% | 0 | 0.25535 | Industrial_2037_Technical_MW_After Competition Groups_Optimize Compressed Air Dryer
Industrial | Ind ¦ Heat Lamps/Heat Pad | 2037 | Technical | MW | After Competition Groups | 0.13766 | 0 | 0 | 763.3395 | 0.00018034 | 40 | Industrial_2037_Technical_MW_After Competition Groups_40 | Heat Lamps/Heat Pad | 0.01803% | 0 | 0.13766 | Industrial_2037_Technical_MW_After Competition Groups_Heat Lamps/Heat Pad
Industrial | Ind ¦ Efficient Refrigeration Compressor | 2037 | Technical | MW | After Competition Groups | 0.13201 | 0 | 0 | 763.3395 | 0.00017294 | 41 | Industrial_2037_Technical_MW_After Competition Groups_41 | Efficient Refrigeration Compressor | 0.01729% | 0 | 0.13201 | Industrial_2037_Technical_MW_After Competition Groups_Efficient Refrigeration Compressor
Industrial | Ind ¦ Creep Heat Controller | 2037 | Technical | MW | After Competition Groups | 0.10473 | 0 | 0 | 763.3395 | 0.0001372 | 42 | Industrial_2037_Technical_MW_After Competition Groups_42 | Creep Heat Controller | 0.01372% | 0 | 0.10473 | Industrial_2037_Technical_MW_After Competition Groups_Creep Heat Controller
Industrial | Ind ¦ Pump System Optimization | 2038 | Economic | MW | After Competition Groups | 101.1947 | 0 | 0 | 702.1853 | 0.14411 | 1 | Industrial_2038_Economic_MW_After Competition Groups_1 | Pump System Optimization | 14.41% | 0 | 101.1947 | Industrial_2038_Economic_MW_After Competition Groups_Pump System Optimization
Industrial | Ind ¦ HE Lighting | 2038 | Economic | MW | After Competition Groups | 96.0491 | 0 | 0 | 702.1853 | 0.13679 | 2 | Industrial_2038_Economic_MW_After Competition Groups_2 | HE Lighting | 13.68% | 0 | 96.0491 | Industrial_2038_Economic_MW_After Competition Groups_HE Lighting
Industrial | Ind ¦ Air Leak Survey and Repair | 2038 | Economic | MW | After Competition Groups | 74.3927 | 0 | 0 | 702.1853 | 0.10594 | 3 | Industrial_2038_Economic_MW_After Competition Groups_3 | Air Leak Survey and Repair | 10.59% | 0 | 74.3927 | Industrial_2038_Economic_MW_After Competition Groups_Air Leak Survey and Repair
Industrial | Ind ¦ Air Compressor Optimization | 2038 | Economic | MW | After Competition Groups | 61.2516 | 0 | 0 | 702.1853 | 0.08723 | 4 | Industrial_2038_Economic_MW_After Competition Groups_4 | Air Compressor Optimization | 8.723% | 0 | 61.2516 | Industrial_2038_Economic_MW_After Competition Groups_Air Compressor Optimization
Industrial | Ind ¦ Efficient Compressed Air Nozzles | 2038 | Economic | MW | After Competition Groups | 59.2306 | 0 | 0 | 702.1853 | 0.084352 | 5 | Industrial_2038_Economic_MW_After Competition Groups_5 | Efficient Compressed Air Nozzles | 8.435% | 0 | 59.2306 | Industrial_2038_Economic_MW_After Competition Groups_Efficient Compressed Air Nozzles
Industrial | Ind ¦ Recommissioning | 2038 | Economic | MW | After Competition Groups | 51.5721 | 0 | 0 | 702.1853 | 0.073445 | 6 | Industrial_2038_Economic_MW_After Competition Groups_6 | Recommissioning | 7.345% | 0 | 51.5721 | Industrial_2038_Economic_MW_After Competition Groups_Recommissioning
Industrial | Ind ¦ SEM | 2038 | Economic | MW | After Competition Groups | 51.5721 | 0 | 0 | 702.1853 | 0.073445 | 7 | Industrial_2038_Economic_MW_After Competition Groups_7 | SEM | 7.345% | 0 | 51.5721 | Industrial_2038_Economic_MW_After Competition Groups_SEM
Industrial | Ind ¦ Pump Equipment Upgrade | 2038 | Economic | MW | After Competition Groups | 45.8476 | 0 | 0 | 702.1853 | 0.065293 | 8 | Industrial_2038_Economic_MW_After Competition Groups_8 | Pump Equipment Upgrade | 6.529% | 0 | 45.8476 | Industrial_2038_Economic_MW_After Competition Groups_Pump Equipment Upgrade
Industrial | Ind ¦ High Efficiency HVAC Fans | 2038 | Economic | MW | After Competition Groups | 29.0575 | 0 | 0 | 702.1853 | 0.041381 | 9 | Industrial_2038_Economic_MW_After Competition Groups_9 | High Efficiency HVAC Fans | 4.138% | 0 | 29.0575 | Industrial_2038_Economic_MW_After Competition Groups_High Efficiency HVAC Fans
Industrial | Ind ¦ Greenhouse Grow Lights | 2038 | Economic | MW | After Competition Groups | 22.9532 | 0 | 0 | 702.1853 | 0.032688 | 10 | Industrial_2038_Economic_MW_After Competition Groups_10 | Greenhouse Grow Lights | 3.269% | 0 | 22.9532 | Industrial_2038_Economic_MW_After Competition Groups_Greenhouse Grow Lights
Industrial | Ind ¦ Process Optimization (Elec) | 2038 | Economic | MW | After Competition Groups | 20.7899 | 0 | 0 | 702.1853 | 0.029607 | 11 | Industrial_2038_Economic_MW_After Competition Groups_11 | Process Optimization (Elec) | 2.961% | 0 | 20.7899 | Industrial_2038_Economic_MW_After Competition Groups_Process Optimization (Elec)
Industrial | Ind ¦ Fan System Optimization | 2038 | Economic | MW | After Competition Groups | 20.2391 | 0 | 0 | 702.1853 | 0.028823 | 12 | Industrial_2038_Economic_MW_After Competition Groups_12 | Fan System Optimization | 2.882% | 0 | 20.2391 | Industrial_2038_Economic_MW_After Competition Groups_Fan System Optimization
Industrial | Ind ¦ Improved Controls - Process Cooling | 2038 | Economic | MW | After Competition Groups | 13.304 | 0 | 0 | 702.1853 | 0.018947 | 13 | Industrial_2038_Economic_MW_After Competition Groups_13 | Improved Controls - Process Cooling | 1.895% | 0 | 13.304 | Industrial_2038_Economic_MW_After Competition Groups_Improved Controls - Process Cooling
Industrial | Ind ¦ Material Handling Improvements | 2038 | Economic | MW | After Competition Groups | 8.67 | 0 | 0 | 702.1853 | 0.012347 | 14 | Industrial_2038_Economic_MW_After Competition Groups_14 | Material Handling Improvements | 1.235% | 0 | 8.67 | Industrial_2038_Economic_MW_After Competition Groups_Material Handling Improvements
Industrial | Ind ¦ Pulp and Paper Process Improvements | 2038 | Economic | MW | After Competition Groups | 7.9584 | 0 | 0 | 702.1853 | 0.011334 | 15 | Industrial_2038_Economic_MW_After Competition Groups_15 | Pulp and Paper Process Improvements | 1.133% | 0 | 7.9584 | Industrial_2038_Economic_MW_After Competition Groups_Pulp and Paper Process Improvements
Industrial | Ind ¦ Refiner Plate Improvements | 2038 | Economic | MW | After Competition Groups | 7.3446 | 0 | 0 | 702.1853 | 0.01046 | 16 | Industrial_2038_Economic_MW_After Competition Groups_16 | Refiner Plate Improvements | 1.046% | 0 | 7.3446 | Industrial_2038_Economic_MW_After Competition Groups_Refiner Plate Improvements
Industrial | Ind ¦ Ventilation Optimization | 2038 | Economic | MW | After Competition Groups | 5.2447 | 0 | 0 | 702.1853 | 0.0074691 | 17 | Industrial_2038_Economic_MW_After Competition Groups_17 | Ventilation Optimization | 0.7469% | 0 | 5.2447 | Industrial_2038_Economic_MW_After Competition Groups_Ventilation Optimization
Industrial | Ind ¦ Cooling Tower Optimization | 2038 | Economic | MW | After Competition Groups | 4.0775 | 0 | 0 | 702.1853 | 0.0058069 | 18 | Industrial_2038_Economic_MW_After Competition Groups_18 | Cooling Tower Optimization | 0.5807% | 0 | 4.0775 | Industrial_2038_Economic_MW_After Competition Groups_Cooling Tower Optimization
Industrial | Ind ¦ Free Cooling | 2038 | Economic | MW | After Competition Groups | 3.4709 | 0 | 0 | 702.1853 | 0.004943 | 19 | Industrial_2038_Economic_MW_After Competition Groups_19 | Free Cooling | 0.4943% | 0 | 3.4709 | Industrial_2038_Economic_MW_After Competition Groups_Free Cooling
Industrial | Ind ¦ High Efficiency Battery Charger | 2038 | Economic | MW | After Competition Groups | 3.0229 | 0 | 0 | 702.1853 | 0.004305 | 20 | Industrial_2038_Economic_MW_After Competition Groups_20 | High Efficiency Battery Charger | 0.4305% | 0 | 3.0229 | Industrial_2038_Economic_MW_After Competition Groups_High Efficiency Battery Charger
Industrial | Ind ¦ VAV Conversion Project | 2038 | Economic | MW | After Competition Groups | 2.8211 | 0 | 0 | 702.1853 | 0.0040177 | 21 | Industrial_2038_Economic_MW_After Competition Groups_21 | VAV Conversion Project | 0.4018% | 0 | 2.8211 | Industrial_2038_Economic_MW_After Competition Groups_VAV Conversion Project
Industrial | Ind ¦ Process Heat Recovery | 2038 | Economic | MW | After Competition Groups | 2.7047 | 0 | 0 | 702.1853 | 0.0038519 | 22 | Industrial_2038_Economic_MW_After Competition Groups_22 | Process Heat Recovery | 0.3852% | 0 | 2.7047 | Industrial_2038_Economic_MW_After Competition Groups_Process Heat Recovery
Industrial | Ind ¦ Efficient Irrigation | 2038 | Economic | MW | After Competition Groups | 2.4177 | 0 | 0 | 702.1853 | 0.0034432 | 23 | Industrial_2038_Economic_MW_After Competition Groups_23 | Efficient Irrigation | 0.3443% | 0 | 2.4177 | Industrial_2038_Economic_MW_After Competition Groups_Efficient Irrigation
Industrial | Ind ¦ Process Improvements | 2038 | Economic | MW | After Competition Groups | 2.1165 | 0 | 0 | 702.1853 | 0.0030142 | 24 | Industrial_2038_Economic_MW_After Competition Groups_24 | Process Improvements | 0.3014% | 0 | 2.1165 | Industrial_2038_Economic_MW_After Competition Groups_Process Improvements
Industrial | Ind ¦ Refrigeration Compressor VFD | 2038 | Economic | MW | After Competition Groups | 1.6322 | 0 | 0 | 702.1853 | 0.0023244 | 25 | Industrial_2038_Economic_MW_After Competition Groups_25 | Refrigeration Compressor VFD | 0.2324% | 0 | 1.6322 | Industrial_2038_Economic_MW_After Competition Groups_Refrigeration Compressor VFD
Industrial | Ind ¦ Improved Controls - Process Heating | 2038 | Economic | MW | After Competition Groups | 1.3031 | 0 | 0 | 702.1853 | 0.0018558 | 26 | Industrial_2038_Economic_MW_After Competition Groups_26 | Improved Controls - Process Heating | 0.1856% | 0 | 1.3031 | Industrial_2038_Economic_MW_After Competition Groups_Improved Controls - Process Heating
Industrial | Ind ¦ Engine Block Heater Timer | 2038 | Economic | MW | After Competition Groups | 0.81208 | 0 | 0 | 702.1853 | 0.0011565 | 27 | Industrial_2038_Economic_MW_After Competition Groups_27 | Engine Block Heater Timer | 0.1157% | 0 | 0.81208 | Industrial_2038_Economic_MW_After Competition Groups_Engine Block Heater Timer
Industrial | Ind ¦ Dairy Pre-Cooler | 2038 | Economic | MW | After Competition Groups | 0.6484 | 0 | 0 | 702.1853 | 0.00092341 | 28 | Industrial_2038_Economic_MW_After Competition Groups_28 | Dairy Pre-Cooler | 0.09234% | 0 | 0.6484 | Industrial_2038_Economic_MW_After Competition Groups_Dairy Pre-Cooler
Industrial | Ind ¦ Air Compressor Heat Recovery | 2038 | Economic | MW | After Competition Groups | 0.34145 | 0 | 0 | 702.1853 | 0.00048627 | 29 | Industrial_2038_Economic_MW_After Competition Groups_29 | Air Compressor Heat Recovery | 0.04863% | 0 | 0.34145 | Industrial_2038_Economic_MW_After Competition Groups_Air Compressor Heat Recovery
Industrial | Ind ¦ Efficient Refrigeration Compressor | 2038 | Economic | MW | After Competition Groups | 0.13314 | 0 | 0 | 702.1853 | 0.00018961 | 30 | Industrial_2038_Economic_MW_After Competition Groups_30 | Efficient Refrigeration Compressor | 0.01896% | 0 | 0.13314 | Industrial_2038_Economic_MW_After Competition Groups_Efficient Refrigeration Compressor
Industrial | Ind ¦ Heat Lamps/Heat Pad | 2038 | Economic | MW | After Competition Groups | 0.01162 | 0 | 0 | 702.1853 | 1.6548e-05 | 31 | Industrial_2038_Economic_MW_After Competition Groups_31 | Heat Lamps/Heat Pad | 0.001655% | 0 | 0.01162 | Industrial_2038_Economic_MW_After Competition Groups_Heat Lamps/Heat Pad
Industrial | Ind ¦ Pump System Optimization | 2038 | SC A | MW | After Competition Groups | 54.9297 | 0 | 0 | 377.0994 | 0.14566 | 1 | Industrial_2038_SC A_MW_After Competition Groups_1 | Pump System Optimization | 14.57% | 0 | 54.9297 | Industrial_2038_SC A_MW_After Competition Groups_Pump System Optimization
Industrial | Ind ¦ Air Compressor Optimization | 2038 | SC A | MW | After Competition Groups | 52.4714 | 0 | 0 | 377.0994 | 0.13914 | 2 | Industrial_2038_SC A_MW_After Competition Groups_2 | Air Compressor Optimization | 13.91% | 0 | 52.4714 | Industrial_2038_SC A_MW_After Competition Groups_Air Compressor Optimization
Industrial | Ind ¦ Air Leak Survey and Repair | 2038 | SC A | MW | After Competition Groups | 51.1449 | 0 | 0 | 377.0994 | 0.13563 | 3 | Industrial_2038_SC A_MW_After Competition Groups_3 | Air Leak Survey and Repair | 13.56% | 0 | 51.1449 | Industrial_2038_SC A_MW_After Competition Groups_Air Leak Survey and Repair
Industrial | Ind ¦ Recommissioning | 2038 | SC A | MW | After Competition Groups | 36.2332 | 0 | 0 | 377.0994 | 0.096084 | 4 | Industrial_2038_SC A_MW_After Competition Groups_4 | Recommissioning | 9.608% | 0 | 36.2332 | Industrial_2038_SC A_MW_After Competition Groups_Recommissioning
Industrial | Ind ¦ SEM | 2038 | SC A | MW | After Competition Groups | 36.2332 | 0 | 0 | 377.0994 | 0.096084 | 5 | Industrial_2038_SC A_MW_After Competition Groups_5 | SEM | 9.608% | 0 | 36.2332 | Industrial_2038_SC A_MW_After Competition Groups_SEM
Industrial | Ind ¦ Efficient Compressed Air Nozzles | 2038 | SC A | MW | After Competition Groups | 31.9569 | 0 | 0 | 377.0994 | 0.084744 | 6 | Industrial_2038_SC A_MW_After Competition Groups_6 | Efficient Compressed Air Nozzles | 8.474% | 0 | 31.9569 | Industrial_2038_SC A_MW_After Competition Groups_Efficient Compressed Air Nozzles
Industrial | Ind ¦ Pump Equipment Upgrade | 2038 | SC A | MW | After Competition Groups | 23.5234 | 0 | 0 | 377.0994 | 0.06238 | 7 | Industrial_2038_SC A_MW_After Competition Groups_7 | Pump Equipment Upgrade | 6.238% | 0 | 23.5234 | Industrial_2038_SC A_MW_After Competition Groups_Pump Equipment Upgrade
Industrial | Ind ¦ High Efficiency HVAC Fans | 2038 | SC A | MW | After Competition Groups | 19.634 | 0 | 0 | 377.0994 | 0.052066 | 8 | Industrial_2038_SC A_MW_After Competition Groups_8 | High Efficiency HVAC Fans | 5.207% | 0 | 19.634 | Industrial_2038_SC A_MW_After Competition Groups_High Efficiency HVAC Fans
Industrial | Ind ¦ Fan System Optimization | 2038 | SC A | MW | After Competition Groups | 17.7836 | 0 | 0 | 377.0994 | 0.047159 | 9 | Industrial_2038_SC A_MW_After Competition Groups_9 | Fan System Optimization | 4.716% | 0 | 17.7836 | Industrial_2038_SC A_MW_After Competition Groups_Fan System Optimization
Industrial | Ind ¦ Improved Controls - Process Cooling | 2038 | SC A | MW | After Competition Groups | 9.8421 | 0 | 0 | 377.0994 | 0.0261 | 10 | Industrial_2038_SC A_MW_After Competition Groups_10 | Improved Controls - Process Cooling | 2.61% | 0 | 9.8421 | Industrial_2038_SC A_MW_After Competition Groups_Improved Controls - Process Cooling
Industrial | Ind ¦ Greenhouse Grow Lights | 2038 | SC A | MW | After Competition Groups | 8.6211 | 0 | 0 | 377.0994 | 0.022862 | 11 | Industrial_2038_SC A_MW_After Competition Groups_11 | Greenhouse Grow Lights | 2.286% | 0 | 8.6211 | Industrial_2038_SC A_MW_After Competition Groups_Greenhouse Grow Lights
Industrial | Ind ¦ Process Optimization (Elec) | 2038 | SC A | MW | After Competition Groups | 7.3437 | 0 | 0 | 377.0994 | 0.019474 | 12 | Industrial_2038_SC A_MW_After Competition Groups_12 | Process Optimization (Elec) | 1.947% | 0 | 7.3437 | Industrial_2038_SC A_MW_After Competition Groups_Process Optimization (Elec)
Industrial | Ind ¦ Material Handling Improvements | 2038 | SC A | MW | After Competition Groups | 5.9038 | 0 | 0 | 377.0994 | 0.015656 | 13 | Industrial_2038_SC A_MW_After Competition Groups_13 | Material Handling Improvements | 1.566% | 0 | 5.9038 | Industrial_2038_SC A_MW_After Competition Groups_Material Handling Improvements
Industrial | Ind ¦ Refiner Plate Improvements | 2038 | SC A | MW | After Competition Groups | 3.7154 | 0 | 0 | 377.0994 | 0.0098526 | 14 | Industrial_2038_SC A_MW_After Competition Groups_14 | Refiner Plate Improvements | 0.9853% | 0 | 3.7154 | Industrial_2038_SC A_MW_After Competition Groups_Refiner Plate Improvements
Industrial | Ind ¦ HE Lighting | 2038 | SC A | MW | After Competition Groups | 3.6533 | 0 | 0 | 377.0994 | 0.009688 | 15 | Industrial_2038_SC A_MW_After Competition Groups_15 | HE Lighting | 0.9688% | 0 | 3.6533 | Industrial_2038_SC A_MW_After Competition Groups_HE Lighting
Industrial | Ind ¦ VAV Conversion Project | 2038 | SC A | MW | After Competition Groups | 2.2024 | 0 | 0 | 377.0994 | 0.0058404 | 16 | Industrial_2038_SC A_MW_After Competition Groups_16 | VAV Conversion Project | 0.584% | 0 | 2.2024 | Industrial_2038_SC A_MW_After Competition Groups_VAV Conversion Project
Industrial | Ind ¦ Pulp and Paper Process Improvements | 2038 | SC A | MW | After Competition Groups | 1.9483 | 0 | 0 | 377.0994 | 0.0051667 | 17 | Industrial_2038_SC A_MW_After Competition Groups_17 | Pulp and Paper Process Improvements | 0.5167% | 0 | 1.9483 | Industrial_2038_SC A_MW_After Competition Groups_Pulp and Paper Process Improvements
Industrial | Ind ¦ Process Heat Recovery | 2038 | SC A | MW | After Competition Groups | 1.8569 | 0 | 0 | 377.0994 | 0.0049241 | 18 | Industrial_2038_SC A_MW_After Competition Groups_18 | Process Heat Recovery | 0.4924% | 0 | 1.8569 | Industrial_2038_SC A_MW_After Competition Groups_Process Heat Recovery
Industrial | Ind ¦ Ventilation Optimization | 2038 | SC A | MW | After Competition Groups | 1.6256 | 0 | 0 | 377.0994 | 0.0043108 | 19 | Industrial_2038_SC A_MW_After Competition Groups_19 | Ventilation Optimization | 0.4311% | 0 | 1.6256 | Industrial_2038_SC A_MW_After Competition Groups_Ventilation Optimization
Industrial | Ind ¦ Process Improvements | 2038 | SC A | MW | After Competition Groups | 1.3952 | 0 | 0 | 377.0994 | 0.0036998 | 20 | Industrial_2038_SC A_MW_After Competition Groups_20 | Process Improvements | 0.37% | 0 | 1.3952 | Industrial_2038_SC A_MW_After Competition Groups_Process Improvements
Industrial | Ind ¦ High Efficiency Battery Charger | 2038 | SC A | MW | After Competition Groups | 1.2145 | 0 | 0 | 377.0994 | 0.0032207 | 21 | Industrial_2038_SC A_MW_After Competition Groups_21 | High Efficiency Battery Charger | 0.3221% | 0 | 1.2145 | Industrial_2038_SC A_MW_After Competition Groups_High Efficiency Battery Charger
Industrial | Ind ¦ Improved Controls - Process Heating | 2038 | SC A | MW | After Competition Groups | 0.9216 | 0 | 0 | 377.0994 | 0.0024439 | 22 | Industrial_2038_SC A_MW_After Competition Groups_22 | Improved Controls - Process Heating | 0.2444% | 0 | 0.9216 | Industrial_2038_SC A_MW_After Competition Groups_Improved Controls - Process Heating
Industrial | Ind ¦ Cooling Tower Optimization | 2038 | SC A | MW | After Competition Groups | 0.64556 | 0 | 0 | 377.0994 | 0.0017119 | 23 | Industrial_2038_SC A_MW_After Competition Groups_23 | Cooling Tower Optimization | 0.1712% | 0 | 0.64556 | Industrial_2038_SC A_MW_After Competition Groups_Cooling Tower Optimization
Industrial | Ind ¦ Refrigeration Compressor VFD | 2038 | SC A | MW | After Competition Groups | 0.63777 | 0 | 0 | 377.0994 | 0.0016912 | 24 | Industrial_2038_SC A_MW_After Competition Groups_24 | Refrigeration Compressor VFD | 0.1691% | 0 | 0.63777 | Industrial_2038_SC A_MW_After Competition Groups_Refrigeration Compressor VFD
Industrial | Ind ¦ Engine Block Heater Timer | 2038 | SC A | MW | After Competition Groups | 0.5459 | 0 | 0 | 377.0994 | 0.0014476 | 25 | Industrial_2038_SC A_MW_After Competition Groups_25 | Engine Block Heater Timer | 0.1448% | 0 | 0.5459 | Industrial_2038_SC A_MW_After Competition Groups_Engine Block Heater Timer
Industrial | Ind ¦ Efficient Irrigation | 2038 | SC A | MW | After Competition Groups | 0.48658 | 0 | 0 | 377.0994 | 0.0012903 | 26 | Industrial_2038_SC A_MW_After Competition Groups_26 | Efficient Irrigation | 0.129% | 0 | 0.48658 | Industrial_2038_SC A_MW_After Competition Groups_Efficient Irrigation
Industrial | Ind ¦ Air Compressor Heat Recovery | 2038 | SC A | MW | After Competition Groups | 0.24564 | 0 | 0 | 377.0994 | 0.00065139 | 27 | Industrial_2038_SC A_MW_After Competition Groups_27 | Air Compressor Heat Recovery | 0.06514% | 0 | 0.24564 | Industrial_2038_SC A_MW_After Competition Groups_Air Compressor Heat Recovery
Industrial | Ind ¦ Dairy Pre-Cooler | 2038 | SC A | MW | After Competition Groups | 0.21706 | 0 | 0 | 377.0994 | 0.00057562 | 28 | Industrial_2038_SC A_MW_After Competition Groups_28 | Dairy Pre-Cooler | 0.05756% | 0 | 0.21706 | Industrial_2038_SC A_MW_After Competition Groups_Dairy Pre-Cooler
Industrial | Ind ¦ Efficient Refrigeration Compressor | 2038 | SC A | MW | After Competition Groups | 0.10689 | 0 | 0 | 377.0994 | 0.00028344 | 29 | Industrial_2038_SC A_MW_After Competition Groups_29 | Efficient Refrigeration Compressor | 0.02834% | 0 | 0.10689 | Industrial_2038_SC A_MW_After Competition Groups_Efficient Refrigeration Compressor
Industrial | Ind ¦ Heat Lamps/Heat Pad | 2038 | SC A | MW | After Competition Groups | 0.046092 | 0 | 0 | 377.0994 | 0.00012223 | 30 | Industrial_2038_SC A_MW_After Competition Groups_30 | Heat Lamps/Heat Pad | 0.01222% | 0 | 0.046092 | Industrial_2038_SC A_MW_After Competition Groups_Heat Lamps/Heat Pad
Industrial | Ind ¦ Free Cooling | 2038 | SC A | MW | After Competition Groups | 0.01358 | 0 | 0 | 377.0994 | 3.6013e-05 | 31 | Industrial_2038_SC A_MW_After Competition Groups_31 | Free Cooling | 0.003601% | 0 | 0.01358 | Industrial_2038_SC A_MW_After Competition Groups_Free Cooling
Industrial | Ind ¦ Pump System Optimization | 2038 | SC B | MW | After Competition Groups | 80.1933 | 0 | 0 | 563.4057 | 0.14234 | 1 | Industrial_2038_SC B_MW_After Competition Groups_1 | Pump System Optimization | 14.23% | 0 | 80.1933 | Industrial_2038_SC B_MW_After Competition Groups_Pump System Optimization
Industrial | Ind ¦ Air Leak Survey and Repair | 2038 | SC B | MW | After Competition Groups | 72.3812 | 0 | 0 | 563.4057 | 0.12847 | 2 | Industrial_2038_SC B_MW_After Competition Groups_2 | Air Leak Survey and Repair | 12.85% | 0 | 72.3812 | Industrial_2038_SC B_MW_After Competition Groups_Air Leak Survey and Repair
Industrial | Ind ¦ Air Compressor Optimization | 2038 | SC B | MW | After Competition Groups | 52.4714 | 0 | 0 | 563.4057 | 0.093133 | 3 | Industrial_2038_SC B_MW_After Competition Groups_3 | Air Compressor Optimization | 9.313% | 0 | 52.4714 | Industrial_2038_SC B_MW_After Competition Groups_Air Compressor Optimization
Industrial | Ind ¦ Recommissioning | 2038 | SC B | MW | After Competition Groups | 51.2426 | 0 | 0 | 563.4057 | 0.090951 | 4 | Industrial_2038_SC B_MW_After Competition Groups_4 | Recommissioning | 9.095% | 0 | 51.2426 | Industrial_2038_SC B_MW_After Competition Groups_Recommissioning
Industrial | Ind ¦ SEM | 2038 | SC B | MW | After Competition Groups | 51.2426 | 0 | 0 | 563.4057 | 0.090951 | 5 | Industrial_2038_SC B_MW_After Competition Groups_5 | SEM | 9.095% | 0 | 51.2426 | Industrial_2038_SC B_MW_After Competition Groups_SEM
Industrial | Ind ¦ Efficient Compressed Air Nozzles | 2038 | SC B | MW | After Competition Groups | 46.4086 | 0 | 0 | 563.4057 | 0.082372 | 6 | Industrial_2038_SC B_MW_After Competition Groups_6 | Efficient Compressed Air Nozzles | 8.237% | 0 | 46.4086 | Industrial_2038_SC B_MW_After Competition Groups_Efficient Compressed Air Nozzles
Industrial | Ind ¦ HE Lighting | 2038 | SC B | MW | After Competition Groups | 40.6222 | 0 | 0 | 563.4057 | 0.072101 | 7 | Industrial_2038_SC B_MW_After Competition Groups_7 | HE Lighting | 7.21% | 0 | 40.6222 | Industrial_2038_SC B_MW_After Competition Groups_HE Lighting
Industrial | Ind ¦ Pump Equipment Upgrade | 2038 | SC B | MW | After Competition Groups | 37.0078 | 0 | 0 | 563.4057 | 0.065686 | 8 | Industrial_2038_SC B_MW_After Competition Groups_8 | Pump Equipment Upgrade | 6.569% | 0 | 37.0078 | Industrial_2038_SC B_MW_After Competition Groups_Pump Equipment Upgrade
Industrial | Ind ¦ High Efficiency HVAC Fans | 2038 | SC B | MW | After Competition Groups | 25.1418 | 0 | 0 | 563.4057 | 0.044625 | 9 | Industrial_2038_SC B_MW_After Competition Groups_9 | High Efficiency HVAC Fans | 4.462% | 0 | 25.1418 | Industrial_2038_SC B_MW_After Competition Groups_High Efficiency HVAC Fans
Industrial | Ind ¦ Greenhouse Grow Lights | 2038 | SC B | MW | After Competition Groups | 18.8242 | 0 | 0 | 563.4057 | 0.033412 | 10 | Industrial_2038_SC B_MW_After Competition Groups_10 | Greenhouse Grow Lights | 3.341% | 0 | 18.8242 | Industrial_2038_SC B_MW_After Competition Groups_Greenhouse Grow Lights
Industrial | Ind ¦ Fan System Optimization | 2038 | SC B | MW | After Competition Groups | 18.3038 | 0 | 0 | 563.4057 | 0.032488 | 11 | Industrial_2038_SC B_MW_After Competition Groups_11 | Fan System Optimization | 3.249% | 0 | 18.3038 | Industrial_2038_SC B_MW_After Competition Groups_Fan System Optimization
Industrial | Ind ¦ Improved Controls - Process Cooling | 2038 | SC B | MW | After Competition Groups | 13.8799 | 0 | 0 | 563.4057 | 0.024636 | 12 | Industrial_2038_SC B_MW_After Competition Groups_12 | Improved Controls - Process Cooling | 2.464% | 0 | 13.8799 | Industrial_2038_SC B_MW_After Competition Groups_Improved Controls - Process Cooling
Industrial | Ind ¦ Pulp and Paper Process Improvements | 2038 | SC B | MW | After Competition Groups | 7.4991 | 0 | 0 | 563.4057 | 0.01331 | 13 | Industrial_2038_SC B_MW_After Competition Groups_13 | Pulp and Paper Process Improvements | 1.331% | 0 | 7.4991 | Industrial_2038_SC B_MW_After Competition Groups_Pulp and Paper Process Improvements
Industrial | Ind ¦ Process Optimization (Elec) | 2038 | SC B | MW | After Competition Groups | 7.3437 | 0 | 0 | 563.4057 | 0.013035 | 14 | Industrial_2038_SC B_MW_After Competition Groups_14 | Process Optimization (Elec) | 1.303% | 0 | 7.3437 | Industrial_2038_SC B_MW_After Competition Groups_Process Optimization (Elec)
Industrial | Ind ¦ Material Handling Improvements | 2038 | SC B | MW | After Competition Groups | 7.2423 | 0 | 0 | 563.4057 | 0.012855 | 15 | Industrial_2038_SC B_MW_After Competition Groups_15 | Material Handling Improvements | 1.285% | 0 | 7.2423 | Industrial_2038_SC B_MW_After Competition Groups_Material Handling Improvements
Industrial | Ind ¦ Refiner Plate Improvements | 2038 | SC B | MW | After Competition Groups | 5.5643 | 0 | 0 | 563.4057 | 0.0098762 | 16 | Industrial_2038_SC B_MW_After Competition Groups_16 | Refiner Plate Improvements | 0.9876% | 0 | 5.5643 | Industrial_2038_SC B_MW_After Competition Groups_Refiner Plate Improvements
Industrial | Ind ¦ Cooling Tower Optimization | 2038 | SC B | MW | After Competition Groups | 4.076 | 0 | 0 | 563.4057 | 0.0072346 | 17 | Industrial_2038_SC B_MW_After Competition Groups_17 | Cooling Tower Optimization | 0.7235% | 0 | 4.076 | Industrial_2038_SC B_MW_After Competition Groups_Cooling Tower Optimization
Industrial | Ind ¦ Ventilation Optimization | 2038 | SC B | MW | After Competition Groups | 3.7943 | 0 | 0 | 563.4057 | 0.0067347 | 18 | Industrial_2038_SC B_MW_After Competition Groups_18 | Ventilation Optimization | 0.6735% | 0 | 3.7943 | Industrial_2038_SC B_MW_After Competition Groups_Ventilation Optimization
Industrial | Ind ¦ Free Cooling | 2038 | SC B | MW | After Competition Groups | 3.606 | 0 | 0 | 563.4057 | 0.0064003 | 19 | Industrial_2038_SC B_MW_After Competition Groups_19 | Free Cooling | 0.64% | 0 | 3.606 | Industrial_2038_SC B_MW_After Competition Groups_Free Cooling
Industrial | Ind ¦ VAV Conversion Project | 2038 | SC B | MW | After Competition Groups | 3.1906 | 0 | 0 | 563.4057 | 0.005663 | 20 | Industrial_2038_SC B_MW_After Competition Groups_20 | VAV Conversion Project | 0.5663% | 0 | 3.1906 | Industrial_2038_SC B_MW_After Competition Groups_VAV Conversion Project
Industrial | Ind ¦ Process Heat Recovery | 2038 | SC B | MW | After Competition Groups | 2.6753 | 0 | 0 | 563.4057 | 0.0047484 | 21 | Industrial_2038_SC B_MW_After Competition Groups_21 | Process Heat Recovery | 0.4748% | 0 | 2.6753 | Industrial_2038_SC B_MW_After Competition Groups_Process Heat Recovery
Industrial | Ind ¦ High Efficiency Battery Charger | 2038 | SC B | MW | After Competition Groups | 2.4609 | 0 | 0 | 563.4057 | 0.004368 | 22 | Industrial_2038_SC B_MW_After Competition Groups_22 | High Efficiency Battery Charger | 0.4368% | 0 | 2.4609 | Industrial_2038_SC B_MW_After Competition Groups_High Efficiency Battery Charger
Industrial | Ind ¦ Process Improvements | 2038 | SC B | MW | After Competition Groups | 2.05 | 0 | 0 | 563.4057 | 0.0036385 | 23 | Industrial_2038_SC B_MW_After Competition Groups_23 | Process Improvements | 0.3639% | 0 | 2.05 | Industrial_2038_SC B_MW_After Competition Groups_Process Improvements
Industrial | Ind ¦ Efficient Irrigation | 2038 | SC B | MW | After Competition Groups | 1.755 | 0 | 0 | 563.4057 | 0.003115 | 24 | Industrial_2038_SC B_MW_After Competition Groups_24 | Efficient Irrigation | 0.3115% | 0 | 1.755 | Industrial_2038_SC B_MW_After Competition Groups_Efficient Irrigation
Industrial | Ind ¦ Refrigeration Compressor VFD | 2038 | SC B | MW | After Competition Groups | 1.4455 | 0 | 0 | 563.4057 | 0.0025657 | 25 | Industrial_2038_SC B_MW_After Competition Groups_25 | Refrigeration Compressor VFD | 0.2566% | 0 | 1.4455 | Industrial_2038_SC B_MW_After Competition Groups_Refrigeration Compressor VFD
Industrial | Ind ¦ Improved Controls - Process Heating | 2038 | SC B | MW | After Competition Groups | 1.2709 | 0 | 0 | 563.4057 | 0.0022558 | 26 | Industrial_2038_SC B_MW_After Competition Groups_26 | Improved Controls - Process Heating | 0.2256% | 0 | 1.2709 | Industrial_2038_SC B_MW_After Competition Groups_Improved Controls - Process Heating
Industrial | Ind ¦ Engine Block Heater Timer | 2038 | SC B | MW | After Competition Groups | 0.78022 | 0 | 0 | 563.4057 | 0.0013848 | 27 | Industrial_2038_SC B_MW_After Competition Groups_27 | Engine Block Heater Timer | 0.1385% | 0 | 0.78022 | Industrial_2038_SC B_MW_After Competition Groups_Engine Block Heater Timer
Industrial | Ind ¦ Dairy Pre-Cooler | 2038 | SC B | MW | After Competition Groups | 0.40586 | 0 | 0 | 563.4057 | 0.00072037 | 28 | Industrial_2038_SC B_MW_After Competition Groups_28 | Dairy Pre-Cooler | 0.07204% | 0 | 0.40586 | Industrial_2038_SC B_MW_After Competition Groups_Dairy Pre-Cooler
Industrial | Ind ¦ Air Compressor Heat Recovery | 2038 | SC B | MW | After Competition Groups | 0.34742 | 0 | 0 | 563.4057 | 0.00061665 | 29 | Industrial_2038_SC B_MW_After Competition Groups_29 | Air Compressor Heat Recovery | 0.06167% | 0 | 0.34742 | Industrial_2038_SC B_MW_After Competition Groups_Air Compressor Heat Recovery
Industrial | Ind ¦ Efficient Refrigeration Compressor | 2038 | SC B | MW | After Competition Groups | 0.12232 | 0 | 0 | 563.4057 | 0.0002171 | 30 | Industrial_2038_SC B_MW_After Competition Groups_30 | Efficient Refrigeration Compressor | 0.02171% | 0 | 0.12232 | Industrial_2038_SC B_MW_After Competition Groups_Efficient Refrigeration Compressor
Industrial | Ind ¦ Heat Lamps/Heat Pad | 2038 | SC B | MW | After Competition Groups | 0.05651 | 0 | 0 | 563.4057 | 0.0001003 | 31 | Industrial_2038_SC B_MW_After Competition Groups_31 | Heat Lamps/Heat Pad | 0.01003% | 0 | 0.05651 | Industrial_2038_SC B_MW_After Competition Groups_Heat Lamps/Heat Pad
Industrial | Ind ¦ Pump System Optimization | 2038 | SC C | MW | After Competition Groups | 80.1933 | 0 | 0 | 454.7068 | 0.17636 | 1 | Industrial_2038_SC C_MW_After Competition Groups_1 | Pump System Optimization | 17.64% | 0 | 80.1933 | Industrial_2038_SC C_MW_After Competition Groups_Pump System Optimization
Industrial | Ind ¦ Air Compressor Optimization | 2038 | SC C | MW | After Competition Groups | 52.4714 | 0 | 0 | 454.7068 | 0.1154 | 2 | Industrial_2038_SC C_MW_After Competition Groups_2 | Air Compressor Optimization | 11.54% | 0 | 52.4714 | Industrial_2038_SC C_MW_After Competition Groups_Air Compressor Optimization
Industrial | Ind ¦ Air Leak Survey and Repair | 2038 | SC C | MW | After Competition Groups | 51.1449 | 0 | 0 | 454.7068 | 0.11248 | 3 | Industrial_2038_SC C_MW_After Competition Groups_3 | Air Leak Survey and Repair | 11.25% | 0 | 51.1449 | Industrial_2038_SC C_MW_After Competition Groups_Air Leak Survey and Repair
Industrial | Ind ¦ Pump Equipment Upgrade | 2038 | SC C | MW | After Competition Groups | 37.0078 | 0 | 0 | 454.7068 | 0.081388 | 4 | Industrial_2038_SC C_MW_After Competition Groups_4 | Pump Equipment Upgrade | 8.139% | 0 | 37.0078 | Industrial_2038_SC C_MW_After Competition Groups_Pump Equipment Upgrade
Industrial | Ind ¦ Recommissioning | 2038 | SC C | MW | After Competition Groups | 36.2332 | 0 | 0 | 454.7068 | 0.079685 | 5 | Industrial_2038_SC C_MW_After Competition Groups_5 | Recommissioning | 7.968% | 0 | 36.2332 | Industrial_2038_SC C_MW_After Competition Groups_Recommissioning
Industrial | Ind ¦ SEM | 2038 | SC C | MW | After Competition Groups | 36.2332 | 0 | 0 | 454.7068 | 0.079685 | 6 | Industrial_2038_SC C_MW_After Competition Groups_6 | SEM | 7.968% | 0 | 36.2332 | Industrial_2038_SC C_MW_After Competition Groups_SEM
Industrial | Ind ¦ Efficient Compressed Air Nozzles | 2038 | SC C | MW | After Competition Groups | 31.9569 | 0 | 0 | 454.7068 | 0.07028 | 7 | Industrial_2038_SC C_MW_After Competition Groups_7 | Efficient Compressed Air Nozzles | 7.028% | 0 | 31.9569 | Industrial_2038_SC C_MW_After Competition Groups_Efficient Compressed Air Nozzles
Industrial | Ind ¦ HE Lighting | 2038 | SC C | MW | After Competition Groups | 22.3245 | 0 | 0 | 454.7068 | 0.049096 | 8 | Industrial_2038_SC C_MW_After Competition Groups_8 | HE Lighting | 4.91% | 0 | 22.3245 | Industrial_2038_SC C_MW_After Competition Groups_HE Lighting
Industrial | Ind ¦ High Efficiency HVAC Fans | 2038 | SC C | MW | After Competition Groups | 19.634 | 0 | 0 | 454.7068 | 0.043179 | 9 | Industrial_2038_SC C_MW_After Competition Groups_9 | High Efficiency HVAC Fans | 4.318% | 0 | 19.634 | Industrial_2038_SC C_MW_After Competition Groups_High Efficiency HVAC Fans
Industrial | Ind ¦ Fan System Optimization | 2038 | SC C | MW | After Competition Groups | 18.3038 | 0 | 0 | 454.7068 | 0.040254 | 10 | Industrial_2038_SC C_MW_After Competition Groups_10 | Fan System Optimization | 4.025% | 0 | 18.3038 | Industrial_2038_SC C_MW_After Competition Groups_Fan System Optimization
Industrial | Ind ¦ Greenhouse Grow Lights | 2038 | SC C | MW | After Competition Groups | 14.9795 | 0 | 0 | 454.7068 | 0.032943 | 11 | Industrial_2038_SC C_MW_After Competition Groups_11 | Greenhouse Grow Lights | 3.294% | 0 | 14.9795 | Industrial_2038_SC C_MW_After Competition Groups_Greenhouse Grow Lights
Industrial | Ind ¦ Improved Controls - Process Cooling | 2038 | SC C | MW | After Competition Groups | 9.8556 | 0 | 0 | 454.7068 | 0.021675 | 12 | Industrial_2038_SC C_MW_After Competition Groups_12 | Improved Controls - Process Cooling | 2.167% | 0 | 9.8556 | Industrial_2038_SC C_MW_After Competition Groups_Improved Controls - Process Cooling
Industrial | Ind ¦ Process Optimization (Elec) | 2038 | SC C | MW | After Competition Groups | 7.3437 | 0 | 0 | 454.7068 | 0.01615 | 13 | Industrial_2038_SC C_MW_After Competition Groups_13 | Process Optimization (Elec) | 1.615% | 0 | 7.3437 | Industrial_2038_SC C_MW_After Competition Groups_Process Optimization (Elec)
Industrial | Ind ¦ Material Handling Improvements | 2038 | SC C | MW | After Competition Groups | 5.9038 | 0 | 0 | 454.7068 | 0.012984 | 14 | Industrial_2038_SC C_MW_After Competition Groups_14 | Material Handling Improvements | 1.298% | 0 | 5.9038 | Industrial_2038_SC C_MW_After Competition Groups_Material Handling Improvements
Industrial | Ind ¦ Pulp and Paper Process Improvements | 2038 | SC C | MW | After Competition Groups | 5.12 | 0 | 0 | 454.7068 | 0.01126 | 15 | Industrial_2038_SC C_MW_After Competition Groups_15 | Pulp and Paper Process Improvements | 1.126% | 0 | 5.12 | Industrial_2038_SC C_MW_After Competition Groups_Pulp and Paper Process Improvements
Industrial | Ind ¦ Cooling Tower Optimization | 2038 | SC C | MW | After Competition Groups | 4.076 | 0 | 0 | 454.7068 | 0.008964 | 16 | Industrial_2038_SC C_MW_After Competition Groups_16 | Cooling Tower Optimization | 0.8964% | 0 | 4.076 | Industrial_2038_SC C_MW_After Competition Groups_Cooling Tower Optimization
Industrial | Ind ¦ Ventilation Optimization | 2038 | SC C | MW | After Competition Groups | 3.7943 | 0 | 0 | 454.7068 | 0.0083446 | 17 | Industrial_2038_SC C_MW_After Competition Groups_17 | Ventilation Optimization | 0.8345% | 0 | 3.7943 | Industrial_2038_SC C_MW_After Competition Groups_Ventilation Optimization
Industrial | Ind ¦ Refiner Plate Improvements | 2038 | SC C | MW | After Competition Groups | 3.7154 | 0 | 0 | 454.7068 | 0.008171 | 18 | Industrial_2038_SC C_MW_After Competition Groups_18 | Refiner Plate Improvements | 0.8171% | 0 | 3.7154 | Industrial_2038_SC C_MW_After Competition Groups_Refiner Plate Improvements
Industrial | Ind ¦ Free Cooling | 2038 | SC C | MW | After Competition Groups | 2.679 | 0 | 0 | 454.7068 | 0.0058917 | 19 | Industrial_2038_SC C_MW_After Competition Groups_19 | Free Cooling | 0.5892% | 0 | 2.679 | Industrial_2038_SC C_MW_After Competition Groups_Free Cooling
Industrial | Ind ¦ VAV Conversion Project | 2038 | SC C | MW | After Competition Groups | 2.242 | 0 | 0 | 454.7068 | 0.0049307 | 20 | Industrial_2038_SC C_MW_After Competition Groups_20 | VAV Conversion Project | 0.4931% | 0 | 2.242 | Industrial_2038_SC C_MW_After Competition Groups_VAV Conversion Project
Industrial | Ind ¦ High Efficiency Battery Charger | 2038 | SC C | MW | After Competition Groups | 1.8886 | 0 | 0 | 454.7068 | 0.0041534 | 21 | Industrial_2038_SC C_MW_After Competition Groups_21 | High Efficiency Battery Charger | 0.4153% | 0 | 1.8886 | Industrial_2038_SC C_MW_After Competition Groups_High Efficiency Battery Charger
Industrial | Ind ¦ Process Heat Recovery | 2038 | SC C | MW | After Competition Groups | 1.8569 | 0 | 0 | 454.7068 | 0.0040837 | 22 | Industrial_2038_SC C_MW_After Competition Groups_22 | Process Heat Recovery | 0.4084% | 0 | 1.8569 | Industrial_2038_SC C_MW_After Competition Groups_Process Heat Recovery
Industrial | Ind ¦ Process Improvements | 2038 | SC C | MW | After Competition Groups | 1.4479 | 0 | 0 | 454.7068 | 0.0031843 | 23 | Industrial_2038_SC C_MW_After Competition Groups_23 | Process Improvements | 0.3184% | 0 | 1.4479 | Industrial_2038_SC C_MW_After Competition Groups_Process Improvements
Industrial | Ind ¦ Refrigeration Compressor VFD | 2038 | SC C | MW | After Competition Groups | 1.1467 | 0 | 0 | 454.7068 | 0.0025218 | 24 | Industrial_2038_SC C_MW_After Competition Groups_24 | Refrigeration Compressor VFD | 0.2522% | 0 | 1.1467 | Industrial_2038_SC C_MW_After Competition Groups_Refrigeration Compressor VFD
Industrial | Ind ¦ Efficient Irrigation | 2038 | SC C | MW | After Competition Groups | 0.97971 | 0 | 0 | 454.7068 | 0.0021546 | 25 | Industrial_2038_SC C_MW_After Competition Groups_25 | Efficient Irrigation | 0.2155% | 0 | 0.97971 | Industrial_2038_SC C_MW_After Competition Groups_Efficient Irrigation
Industrial | Ind ¦ Improved Controls - Process Heating | 2038 | SC C | MW | After Competition Groups | 0.92281 | 0 | 0 | 454.7068 | 0.0020295 | 26 | Industrial_2038_SC C_MW_After Competition Groups_26 | Improved Controls - Process Heating | 0.2029% | 0 | 0.92281 | Industrial_2038_SC C_MW_After Competition Groups_Improved Controls - Process Heating
Industrial | Ind ¦ Engine Block Heater Timer | 2038 | SC C | MW | After Competition Groups | 0.54679 | 0 | 0 | 454.7068 | 0.0012025 | 27 | Industrial_2038_SC C_MW_After Competition Groups_27 | Engine Block Heater Timer | 0.1203% | 0 | 0.54679 | Industrial_2038_SC C_MW_After Competition Groups_Engine Block Heater Timer
Industrial | Ind ¦ Dairy Pre-Cooler | 2038 | SC C | MW | After Competition Groups | 0.2985 | 0 | 0 | 454.7068 | 0.00065646 | 28 | Industrial_2038_SC C_MW_After Competition Groups_28 | Dairy Pre-Cooler | 0.06565% | 0 | 0.2985 | Industrial_2038_SC C_MW_After Competition Groups_Dairy Pre-Cooler
Industrial | Ind ¦ Air Compressor Heat Recovery | 2038 | SC C | MW | After Competition Groups | 0.24564 | 0 | 0 | 454.7068 | 0.00054021 | 29 | Industrial_2038_SC C_MW_After Competition Groups_29 | Air Compressor Heat Recovery | 0.05402% | 0 | 0.24564 | Industrial_2038_SC C_MW_After Competition Groups_Air Compressor Heat Recovery
Industrial | Ind ¦ Efficient Refrigeration Compressor | 2038 | SC C | MW | After Competition Groups | 0.10689 | 0 | 0 | 454.7068 | 0.00023507 | 30 | Industrial_2038_SC C_MW_After Competition Groups_30 | Efficient Refrigeration Compressor | 0.02351% | 0 | 0.10689 | Industrial_2038_SC C_MW_After Competition Groups_Efficient Refrigeration Compressor
Industrial | Ind ¦ Heat Lamps/Heat Pad | 2038 | SC C | MW | After Competition Groups | 0.053911 | 0 | 0 | 454.7068 | 0.00011856 | 31 | Industrial_2038_SC C_MW_After Competition Groups_31 | Heat Lamps/Heat Pad | 0.01186% | 0 | 0.053911 | Industrial_2038_SC C_MW_After Competition Groups_Heat Lamps/Heat Pad
Industrial | Ind ¦ Air Compressor Optimization | 2038 | SC D | MW | After Competition Groups | 52.4714 | 441429.7232 | 0.44143 | 359.6038 | 0.14591 | 1 | Industrial_2038_SC D_MW_After Competition Groups_1 | Air Compressor Optimization | 14.59% | 0.44143 | 52.4714 | Industrial_2038_SC D_MW_After Competition Groups_Air Compressor Optimization
Industrial | Ind ¦ Air Leak Survey and Repair | 2038 | SC D | MW | After Competition Groups | 51.0727 | 477218.6887 | 0.47722 | 359.6038 | 0.14202 | 2 | Industrial_2038_SC D_MW_After Competition Groups_2 | Air Leak Survey and Repair | 14.2% | 0.47722 | 51.0727 | Industrial_2038_SC D_MW_After Competition Groups_Air Leak Survey and Repair
Industrial | Ind ¦ Pump System Optimization | 2038 | SC D | MW | After Competition Groups | 44.4141 | 2388522.878 | 2.3885 | 359.6038 | 0.12351 | 3 | Industrial_2038_SC D_MW_After Competition Groups_3 | Pump System Optimization | 12.35% | 2.3885 | 44.4141 | Industrial_2038_SC D_MW_After Competition Groups_Pump System Optimization
Industrial | Ind ¦ SEM | 2038 | SC D | MW | After Competition Groups | 36.2332 | 2296614.3443 | 2.2966 | 359.6038 | 0.10076 | 4 | Industrial_2038_SC D_MW_After Competition Groups_4 | SEM | 10.08% | 2.2966 | 36.2332 | Industrial_2038_SC D_MW_After Competition Groups_SEM
Industrial | Ind ¦ Recommissioning | 2038 | SC D | MW | After Competition Groups | 35.24 | 1512331.2626 | 1.5123 | 359.6038 | 0.097997 | 5 | Industrial_2038_SC D_MW_After Competition Groups_5 | Recommissioning | 9.8% | 1.5123 | 35.24 | Industrial_2038_SC D_MW_After Competition Groups_Recommissioning
Industrial | Ind ¦ Efficient Compressed Air Nozzles | 2038 | SC D | MW | After Competition Groups | 31.9569 | 491324.3062 | 0.49132 | 359.6038 | 0.088867 | 6 | Industrial_2038_SC D_MW_After Competition Groups_6 | Efficient Compressed Air Nozzles | 8.887% | 0.49132 | 31.9569 | Industrial_2038_SC D_MW_After Competition Groups_Efficient Compressed Air Nozzles
Industrial | Ind ¦ Pump Equipment Upgrade | 2038 | SC D | MW | After Competition Groups | 18.902 | 1141699.0748 | 1.1417 | 359.6038 | 0.052563 | 7 | Industrial_2038_SC D_MW_After Competition Groups_7 | Pump Equipment Upgrade | 5.256% | 1.1417 | 18.902 | Industrial_2038_SC D_MW_After Competition Groups_Pump Equipment Upgrade
Industrial | Ind ¦ High Efficiency HVAC Fans | 2038 | SC D | MW | After Competition Groups | 18.746 | 1532049.0514 | 1.532 | 359.6038 | 0.05213 | 8 | Industrial_2038_SC D_MW_After Competition Groups_8 | High Efficiency HVAC Fans | 5.213% | 1.532 | 18.746 | Industrial_2038_SC D_MW_After Competition Groups_High Efficiency HVAC Fans
Industrial | Ind ¦ Fan System Optimization | 2038 | SC D | MW | After Competition Groups | 18.3038 | 334750.2859 | 0.33475 | 359.6038 | 0.0509 | 9 | Industrial_2038_SC D_MW_After Competition Groups_9 | Fan System Optimization | 5.09% | 0.33475 | 18.3038 | Industrial_2038_SC D_MW_After Competition Groups_Fan System Optimization
Industrial | Ind ¦ Improved Controls - Process Cooling | 2038 | SC D | MW | After Competition Groups | 9.8556 | 228590.8535 | 0.22859 | 359.6038 | 0.027407 | 10 | Industrial_2038_SC D_MW_After Competition Groups_10 | Improved Controls - Process Cooling | 2.741% | 0.22859 | 9.8556 | Industrial_2038_SC D_MW_After Competition Groups_Improved Controls - Process Cooling
Industrial | Ind ¦ Greenhouse Grow Lights | 2038 | SC D | MW | After Competition Groups | 7.3492 | 525547.1448 | 0.52555 | 359.6038 | 0.020437 | 11 | Industrial_2038_SC D_MW_After Competition Groups_11 | Greenhouse Grow Lights | 2.044% | 0.52555 | 7.3492 | Industrial_2038_SC D_MW_After Competition Groups_Greenhouse Grow Lights
Industrial | Ind ¦ Process Optimization (Elec) | 2038 | SC D | MW | After Competition Groups | 7.3437 | 439239.1853 | 0.43924 | 359.6038 | 0.020422 | 12 | Industrial_2038_SC D_MW_After Competition Groups_12 | Process Optimization (Elec) | 2.042% | 0.43924 | 7.3437 | Industrial_2038_SC D_MW_After Competition Groups_Process Optimization (Elec)
Industrial | Ind ¦ Material Handling Improvements | 2038 | SC D | MW | After Competition Groups | 5.9038 | 147710.4939 | 0.14771 | 359.6038 | 0.016417 | 13 | Industrial_2038_SC D_MW_After Competition Groups_13 | Material Handling Improvements | 1.642% | 0.14771 | 5.9038 | Industrial_2038_SC D_MW_After Competition Groups_Material Handling Improvements
Industrial | Ind ¦ Cooling Tower Optimization | 2038 | SC D | MW | After Competition Groups | 3.9974 | 73395.7986 | 0.073396 | 359.6038 | 0.011116 | 14 | Industrial_2038_SC D_MW_After Competition Groups_14 | Cooling Tower Optimization | 1.112% | 0.073396 | 3.9974 | Industrial_2038_SC D_MW_After Competition Groups_Cooling Tower Optimization
Industrial | Ind ¦ Refiner Plate Improvements | 2038 | SC D | MW | After Competition Groups | 3.7154 | 214321.396 | 0.21432 | 359.6038 | 0.010332 | 15 | Industrial_2038_SC D_MW_After Competition Groups_15 | Refiner Plate Improvements | 1.033% | 0.21432 | 3.7154 | Industrial_2038_SC D_MW_After Competition Groups_Refiner Plate Improvements
Industrial | Ind ¦ Ventilation Optimization | 2038 | SC D | MW | After Competition Groups | 3.3496 | 177230.8073 | 0.17723 | 359.6038 | 0.0093148 | 16 | Industrial_2038_SC D_MW_After Competition Groups_16 | Ventilation Optimization | 0.9315% | 0.17723 | 3.3496 | Industrial_2038_SC D_MW_After Competition Groups_Ventilation Optimization
Industrial | Ind ¦ HE Lighting | 2038 | SC D | MW | After Competition Groups | 2.1172 | 384641.7463 | 0.38464 | 359.6038 | 0.0058877 | 17 | Industrial_2038_SC D_MW_After Competition Groups_17 | HE Lighting | 0.5888% | 0.38464 | 2.1172 | Industrial_2038_SC D_MW_After Competition Groups_HE Lighting
Industrial | Ind ¦ VAV Conversion Project | 2038 | SC D | MW | After Competition Groups | 1.5822 | 218703.2592 | 0.2187 | 359.6038 | 0.0043998 | 18 | Industrial_2038_SC D_MW_After Competition Groups_18 | VAV Conversion Project | 0.44% | 0.2187 | 1.5822 | Industrial_2038_SC D_MW_After Competition Groups_VAV Conversion Project
Industrial | Ind ¦ Process Heat Recovery | 2038 | SC D | MW | After Competition Groups | 1.4443 | 166510.6085 | 0.16651 | 359.6038 | 0.0040164 | 19 | Industrial_2038_SC D_MW_After Competition Groups_19 | Process Heat Recovery | 0.4016% | 0.16651 | 1.4443 | Industrial_2038_SC D_MW_After Competition Groups_Process Heat Recovery
Industrial | Ind ¦ Process Improvements | 2038 | SC D | MW | After Competition Groups | 1.2962 | 59549.7245 | 0.05955 | 359.6038 | 0.0036044 | 20 | Industrial_2038_SC D_MW_After Competition Groups_20 | Process Improvements | 0.3604% | 0.05955 | 1.2962 | Industrial_2038_SC D_MW_After Competition Groups_Process Improvements
Industrial | Ind ¦ Improved Controls - Process Heating | 2038 | SC D | MW | After Competition Groups | 0.84273 | 66260.6793 | 0.066261 | 359.6038 | 0.0023435 | 21 | Industrial_2038_SC D_MW_After Competition Groups_21 | Improved Controls - Process Heating | 0.2344% | 0.066261 | 0.84273 | Industrial_2038_SC D_MW_After Competition Groups_Improved Controls - Process Heating
Industrial | Ind ¦ High Efficiency Battery Charger | 2038 | SC D | MW | After Competition Groups | 0.83175 | 87498.075 | 0.087498 | 359.6038 | 0.002313 | 22 | Industrial_2038_SC D_MW_After Competition Groups_22 | High Efficiency Battery Charger | 0.2313% | 0.087498 | 0.83175 | Industrial_2038_SC D_MW_After Competition Groups_High Efficiency Battery Charger
Industrial | Ind ¦ Engine Block Heater Timer | 2038 | SC D | MW | After Competition Groups | 0.52336 | 23071.5277 | 0.023072 | 359.6038 | 0.0014554 | 23 | Industrial_2038_SC D_MW_After Competition Groups_23 | Engine Block Heater Timer | 0.1455% | 0.023072 | 0.52336 | Industrial_2038_SC D_MW_After Competition Groups_Engine Block Heater Timer
Industrial | Ind ¦ Pulp and Paper Process Improvements | 2038 | SC D | MW | After Competition Groups | 0.49633 | 50856.9845 | 0.050857 | 359.6038 | 0.0013802 | 24 | Industrial_2038_SC D_MW_After Competition Groups_24 | Pulp and Paper Process Improvements | 0.138% | 0.050857 | 0.49633 | Industrial_2038_SC D_MW_After Competition Groups_Pulp and Paper Process Improvements
Industrial | Ind ¦ Refrigeration Compressor VFD | 2038 | SC D | MW | After Competition Groups | 0.48695 | 24313.4054 | 0.024313 | 359.6038 | 0.0013541 | 25 | Industrial_2038_SC D_MW_After Competition Groups_25 | Refrigeration Compressor VFD | 0.1354% | 0.024313 | 0.48695 | Industrial_2038_SC D_MW_After Competition Groups_Refrigeration Compressor VFD
Industrial | Ind ¦ Efficient Irrigation | 2038 | SC D | MW | After Competition Groups | 0.33406 | 52435.5259 | 0.052436 | 359.6038 | 0.00092898 | 26 | Industrial_2038_SC D_MW_After Competition Groups_26 | Efficient Irrigation | 0.0929% | 0.052436 | 0.33406 | Industrial_2038_SC D_MW_After Competition Groups_Efficient Irrigation
Industrial | Ind ¦ Free Cooling | 2038 | SC D | MW | After Competition Groups | 0.29743 | 31815.7678 | 0.031816 | 359.6038 | 0.00082709 | 27 | Industrial_2038_SC D_MW_After Competition Groups_27 | Free Cooling | 0.08271% | 0.031816 | 0.29743 | Industrial_2038_SC D_MW_After Competition Groups_Free Cooling
Industrial | Ind ¦ Air Compressor Heat Recovery | 2038 | SC D | MW | After Competition Groups | 0.22699 | 22937.2223 | 0.022937 | 359.6038 | 0.00063123 | 28 | Industrial_2038_SC D_MW_After Competition Groups_28 | Air Compressor Heat Recovery | 0.06312% | 0.022937 | 0.22699 | Industrial_2038_SC D_MW_After Competition Groups_Air Compressor Heat Recovery
Industrial | Ind ¦ Dairy Pre-Cooler | 2038 | SC D | MW | After Competition Groups | 0.13197 | 6992.723 | 0.0069927 | 359.6038 | 0.00036699 | 29 | Industrial_2038_SC D_MW_After Competition Groups_29 | Dairy Pre-Cooler | 0.0367% | 0.0069927 | 0.13197 | Industrial_2038_SC D_MW_After Competition Groups_Dairy Pre-Cooler
Industrial | Ind ¦ Efficient Refrigeration Compressor | 2038 | SC D | MW | After Competition Groups | 0.10582 | 5444.7266 | 0.0054447 | 359.6038 | 0.00029427 | 30 | Industrial_2038_SC D_MW_After Competition Groups_30 | Efficient Refrigeration Compressor | 0.02943% | 0.0054447 | 0.10582 | Industrial_2038_SC D_MW_After Competition Groups_Efficient Refrigeration Compressor
Industrial | Ind ¦ Heat Lamps/Heat Pad | 2038 | SC D | MW | After Competition Groups | 0.031705 | 851.458 | 0.00085146 | 359.6038 | 8.8167e-05 | 31 | Industrial_2038_SC D_MW_After Competition Groups_31 | Heat Lamps/Heat Pad | 0.008817% | 0.00085146 | 0.031705 | Industrial_2038_SC D_MW_After Competition Groups_Heat Lamps/Heat Pad
Industrial | Ind ¦ Pump System Optimization | 2038 | Technical | MW | After Competition Groups | 104.4645 | 0 | 0 | 768.5734 | 0.13592 | 1 | Industrial_2038_Technical_MW_After Competition Groups_1 | Pump System Optimization | 13.59% | 0 | 104.4645 | Industrial_2038_Technical_MW_After Competition Groups_Pump System Optimization
Industrial | Ind ¦ HE Lighting | 2038 | Technical | MW | After Competition Groups | 96.0491 | 0 | 0 | 768.5734 | 0.12497 | 2 | Industrial_2038_Technical_MW_After Competition Groups_2 | HE Lighting | 12.5% | 0 | 96.0491 | Industrial_2038_Technical_MW_After Competition Groups_HE Lighting
Industrial | Ind ¦ Air Leak Survey and Repair | 2038 | Technical | MW | After Competition Groups | 74.3927 | 0 | 0 | 768.5734 | 0.096793 | 3 | Industrial_2038_Technical_MW_After Competition Groups_3 | Air Leak Survey and Repair | 9.679% | 0 | 74.3927 | Industrial_2038_Technical_MW_After Competition Groups_Air Leak Survey and Repair
Industrial | Ind ¦ Air Compressor Optimization | 2038 | Technical | MW | After Competition Groups | 61.2516 | 0 | 0 | 768.5734 | 0.079695 | 4 | Industrial_2038_Technical_MW_After Competition Groups_4 | Air Compressor Optimization | 7.97% | 0 | 61.2516 | Industrial_2038_Technical_MW_After Competition Groups_Air Compressor Optimization
Industrial | Ind ¦ Efficient Compressed Air Nozzles | 2038 | Technical | MW | After Competition Groups | 59.2306 | 0 | 0 | 768.5734 | 0.077066 | 5 | Industrial_2038_Technical_MW_After Competition Groups_5 | Efficient Compressed Air Nozzles | 7.707% | 0 | 59.2306 | Industrial_2038_Technical_MW_After Competition Groups_Efficient Compressed Air Nozzles
Industrial | Ind ¦ Recommissioning | 2038 | Technical | MW | After Competition Groups | 51.5721 | 0 | 0 | 768.5734 | 0.067101 | 6 | Industrial_2038_Technical_MW_After Competition Groups_6 | Recommissioning | 6.71% | 0 | 51.5721 | Industrial_2038_Technical_MW_After Competition Groups_Recommissioning
Industrial | Ind ¦ SEM | 2038 | Technical | MW | After Competition Groups | 51.5721 | 0 | 0 | 768.5734 | 0.067101 | 7 | Industrial_2038_Technical_MW_After Competition Groups_7 | SEM | 6.71% | 0 | 51.5721 | Industrial_2038_Technical_MW_After Competition Groups_SEM
Industrial | Ind ¦ Pump Equipment Upgrade | 2038 | Technical | MW | After Competition Groups | 45.8476 | 0 | 0 | 768.5734 | 0.059653 | 8 | Industrial_2038_Technical_MW_After Competition Groups_8 | Pump Equipment Upgrade | 5.965% | 0 | 45.8476 | Industrial_2038_Technical_MW_After Competition Groups_Pump Equipment Upgrade
Industrial | Ind ¦ High Efficiency HVAC Fans | 2038 | Technical | MW | After Competition Groups | 29.0575 | 0 | 0 | 768.5734 | 0.037807 | 9 | Industrial_2038_Technical_MW_After Competition Groups_9 | High Efficiency HVAC Fans | 3.781% | 0 | 29.0575 | Industrial_2038_Technical_MW_After Competition Groups_High Efficiency HVAC Fans
Industrial | Ind ¦ Greenhouse Grow Lights | 2038 | Technical | MW | After Competition Groups | 22.9532 | 0 | 0 | 768.5734 | 0.029865 | 10 | Industrial_2038_Technical_MW_After Competition Groups_10 | Greenhouse Grow Lights | 2.986% | 0 | 22.9532 | Industrial_2038_Technical_MW_After Competition Groups_Greenhouse Grow Lights
Industrial | Ind ¦ Premium Efficient Motors | 2038 | Technical | MW | After Competition Groups | 21.8973 | 0 | 0 | 768.5734 | 0.028491 | 11 | Industrial_2038_Technical_MW_After Competition Groups_11 | Premium Efficient Motors | 2.849% | 0 | 21.8973 | Industrial_2038_Technical_MW_After Competition Groups_Premium Efficient Motors
Industrial | Ind ¦ Process Optimization (Elec) | 2038 | Technical | MW | After Competition Groups | 20.7899 | 0 | 0 | 768.5734 | 0.02705 | 12 | Industrial_2038_Technical_MW_After Competition Groups_12 | Process Optimization (Elec) | 2.705% | 0 | 20.7899 | Industrial_2038_Technical_MW_After Competition Groups_Process Optimization (Elec)
Industrial | Ind ¦ Fan System Optimization | 2038 | Technical | MW | After Competition Groups | 20.2391 | 0 | 0 | 768.5734 | 0.026333 | 13 | Industrial_2038_Technical_MW_After Competition Groups_13 | Fan System Optimization | 2.633% | 0 | 20.2391 | Industrial_2038_Technical_MW_After Competition Groups_Fan System Optimization
Industrial | Ind ¦ Improved Controls - Process Cooling | 2038 | Technical | MW | After Competition Groups | 13.304 | 0 | 0 | 768.5734 | 0.01731 | 14 | Industrial_2038_Technical_MW_After Competition Groups_14 | Improved Controls - Process Cooling | 1.731% | 0 | 13.304 | Industrial_2038_Technical_MW_After Competition Groups_Improved Controls - Process Cooling
Industrial | Ind ¦ Ventilation Optimization | 2038 | Technical | MW | After Competition Groups | 11.0281 | 0 | 0 | 768.5734 | 0.014349 | 15 | Industrial_2038_Technical_MW_After Competition Groups_15 | Ventilation Optimization | 1.435% | 0 | 11.0281 | Industrial_2038_Technical_MW_After Competition Groups_Ventilation Optimization
Industrial | Ind ¦ Material Handling Improvements | 2038 | Technical | MW | After Competition Groups | 8.67 | 0 | 0 | 768.5734 | 0.011281 | 16 | Industrial_2038_Technical_MW_After Competition Groups_16 | Material Handling Improvements | 1.128% | 0 | 8.67 | Industrial_2038_Technical_MW_After Competition Groups_Material Handling Improvements
Industrial | Ind ¦ HE HVAC Controls | 2038 | Technical | MW | After Competition Groups | 8.5661 | 0 | 0 | 768.5734 | 0.011145 | 17 | Industrial_2038_Technical_MW_After Competition Groups_17 | HE HVAC Controls | 1.115% | 0 | 8.5661 | Industrial_2038_Technical_MW_After Competition Groups_HE HVAC Controls
Industrial | Ind ¦ Pulp and Paper Process Improvements | 2038 | Technical | MW | After Competition Groups | 7.9584 | 0 | 0 | 768.5734 | 0.010355 | 18 | Industrial_2038_Technical_MW_After Competition Groups_18 | Pulp and Paper Process Improvements | 1.035% | 0 | 7.9584 | Industrial_2038_Technical_MW_After Competition Groups_Pulp and Paper Process Improvements
Industrial | Ind ¦ Refiner Plate Improvements | 2038 | Technical | MW | After Competition Groups | 7.3446 | 0 | 0 | 768.5734 | 0.0095562 | 19 | Industrial_2038_Technical_MW_After Competition Groups_19 | Refiner Plate Improvements | 0.9556% | 0 | 7.3446 | Industrial_2038_Technical_MW_After Competition Groups_Refiner Plate Improvements
Industrial | Ind ¦ HVLS Fans | 2038 | Technical | MW | After Competition Groups | 6.9774 | 0 | 0 | 768.5734 | 0.0090784 | 20 | Industrial_2038_Technical_MW_After Competition Groups_20 | HVLS Fans | 0.9078% | 0 | 6.9774 | Industrial_2038_Technical_MW_After Competition Groups_HVLS Fans
Industrial | Ind ¦ HE HVAC Units | 2038 | Technical | MW | After Competition Groups | 6.0711 | 0 | 0 | 768.5734 | 0.0078992 | 21 | Industrial_2038_Technical_MW_After Competition Groups_21 | HE HVAC Units | 0.7899% | 0 | 6.0711 | Industrial_2038_Technical_MW_After Competition Groups_HE HVAC Units
Industrial | Ind ¦ Chiller Optimization | 2038 | Technical | MW | After Competition Groups | 5.175 | 0 | 0 | 768.5734 | 0.0067332 | 22 | Industrial_2038_Technical_MW_After Competition Groups_22 | Chiller Optimization | 0.6733% | 0 | 5.175 | Industrial_2038_Technical_MW_After Competition Groups_Chiller Optimization
Industrial | Ind ¦ Cooling Tower Optimization | 2038 | Technical | MW | After Competition Groups | 4.0775 | 0 | 0 | 768.5734 | 0.0053053 | 23 | Industrial_2038_Technical_MW_After Competition Groups_23 | Cooling Tower Optimization | 0.5305% | 0 | 4.0775 | Industrial_2038_Technical_MW_After Competition Groups_Cooling Tower Optimization
Industrial | Ind ¦ Free Cooling | 2038 | Technical | MW | After Competition Groups | 3.4709 | 0 | 0 | 768.5734 | 0.0045161 | 24 | Industrial_2038_Technical_MW_After Competition Groups_24 | Free Cooling | 0.4516% | 0 | 3.4709 | Industrial_2038_Technical_MW_After Competition Groups_Free Cooling
Industrial | Ind ¦ High Efficiency Battery Charger | 2038 | Technical | MW | After Competition Groups | 3.0229 | 0 | 0 | 768.5734 | 0.0039332 | 25 | Industrial_2038_Technical_MW_After Competition Groups_25 | High Efficiency Battery Charger | 0.3933% | 0 | 3.0229 | Industrial_2038_Technical_MW_After Competition Groups_High Efficiency Battery Charger
Industrial | Ind ¦ Cold Storage Retrofit | 2038 | Technical | MW | After Competition Groups | 2.84 | 0 | 0 | 768.5734 | 0.0036951 | 26 | Industrial_2038_Technical_MW_After Competition Groups_26 | Cold Storage Retrofit | 0.3695% | 0 | 2.84 | Industrial_2038_Technical_MW_After Competition Groups_Cold Storage Retrofit
Industrial | Ind ¦ VAV Conversion Project | 2038 | Technical | MW | After Competition Groups | 2.8211 | 0 | 0 | 768.5734 | 0.0036706 | 27 | Industrial_2038_Technical_MW_After Competition Groups_27 | VAV Conversion Project | 0.3671% | 0 | 2.8211 | Industrial_2038_Technical_MW_After Competition Groups_VAV Conversion Project
Industrial | Ind ¦ Process Heat Recovery | 2038 | Technical | MW | After Competition Groups | 2.7047 | 0 | 0 | 768.5734 | 0.0035191 | 28 | Industrial_2038_Technical_MW_After Competition Groups_28 | Process Heat Recovery | 0.3519% | 0 | 2.7047 | Industrial_2038_Technical_MW_After Competition Groups_Process Heat Recovery
Industrial | Ind ¦ Synchronous Belts | 2038 | Technical | MW | After Competition Groups | 2.5934 | 0 | 0 | 768.5734 | 0.0033743 | 29 | Industrial_2038_Technical_MW_After Competition Groups_29 | Synchronous Belts | 0.3374% | 0 | 2.5934 | Industrial_2038_Technical_MW_After Competition Groups_Synchronous Belts
Industrial | Ind ¦ Efficient Irrigation | 2038 | Technical | MW | After Competition Groups | 2.4177 | 0 | 0 | 768.5734 | 0.0031458 | 30 | Industrial_2038_Technical_MW_After Competition Groups_30 | Efficient Irrigation | 0.3146% | 0 | 2.4177 | Industrial_2038_Technical_MW_After Competition Groups_Efficient Irrigation
Industrial | Ind ¦ Process Improvements | 2038 | Technical | MW | After Competition Groups | 2.1165 | 0 | 0 | 768.5734 | 0.0027538 | 31 | Industrial_2038_Technical_MW_After Competition Groups_31 | Process Improvements | 0.2754% | 0 | 2.1165 | Industrial_2038_Technical_MW_After Competition Groups_Process Improvements
Industrial | Ind ¦ Refrigeration Compressor VFD | 2038 | Technical | MW | After Competition Groups | 1.6322 | 0 | 0 | 768.5734 | 0.0021237 | 32 | Industrial_2038_Technical_MW_After Competition Groups_32 | Refrigeration Compressor VFD | 0.2124% | 0 | 1.6322 | Industrial_2038_Technical_MW_After Competition Groups_Refrigeration Compressor VFD
Industrial | Ind ¦ Efficient Transformer | 2038 | Technical | MW | After Competition Groups | 1.5166 | 0 | 0 | 768.5734 | 0.0019732 | 33 | Industrial_2038_Technical_MW_After Competition Groups_33 | Efficient Transformer | 0.1973% | 0 | 1.5166 | Industrial_2038_Technical_MW_After Competition Groups_Efficient Transformer
Industrial | Ind ¦ Improved Controls - Process Heating | 2038 | Technical | MW | After Competition Groups | 1.3031 | 0 | 0 | 768.5734 | 0.0016955 | 34 | Industrial_2038_Technical_MW_After Competition Groups_34 | Improved Controls - Process Heating | 0.1696% | 0 | 1.3031 | Industrial_2038_Technical_MW_After Competition Groups_Improved Controls - Process Heating
Industrial | Ind ¦ High Efficiency Welders | 2038 | Technical | MW | After Competition Groups | 1.212 | 0 | 0 | 768.5734 | 0.0015769 | 35 | Industrial_2038_Technical_MW_After Competition Groups_35 | High Efficiency Welders | 0.1577% | 0 | 1.212 | Industrial_2038_Technical_MW_After Competition Groups_High Efficiency Welders
Industrial | Ind ¦ Engine Block Heater Timer | 2038 | Technical | MW | After Competition Groups | 0.81208 | 0 | 0 | 768.5734 | 0.0010566 | 36 | Industrial_2038_Technical_MW_After Competition Groups_36 | Engine Block Heater Timer | 0.1057% | 0 | 0.81208 | Industrial_2038_Technical_MW_After Competition Groups_Engine Block Heater Timer
Industrial | Ind ¦ Dairy Pre-Cooler | 2038 | Technical | MW | After Competition Groups | 0.6484 | 0 | 0 | 768.5734 | 0.00084365 | 37 | Industrial_2038_Technical_MW_After Competition Groups_37 | Dairy Pre-Cooler | 0.08436% | 0 | 0.6484 | Industrial_2038_Technical_MW_After Competition Groups_Dairy Pre-Cooler
Industrial | Ind ¦ Air Compressor Heat Recovery | 2038 | Technical | MW | After Competition Groups | 0.34145 | 0 | 0 | 768.5734 | 0.00044426 | 38 | Industrial_2038_Technical_MW_After Competition Groups_38 | Air Compressor Heat Recovery | 0.04443% | 0 | 0.34145 | Industrial_2038_Technical_MW_After Competition Groups_Air Compressor Heat Recovery
Industrial | Ind ¦ Optimize Compressed Air Dryer | 2038 | Technical | MW | After Competition Groups | 0.2552 | 0 | 0 | 768.5734 | 0.00033204 | 39 | Industrial_2038_Technical_MW_After Competition Groups_39 | Optimize Compressed Air Dryer | 0.0332% | 0 | 0.2552 | Industrial_2038_Technical_MW_After Competition Groups_Optimize Compressed Air Dryer
Industrial | Ind ¦ Heat Lamps/Heat Pad | 2038 | Technical | MW | After Competition Groups | 0.13779 | 0 | 0 | 768.5734 | 0.00017928 | 40 | Industrial_2038_Technical_MW_After Competition Groups_40 | Heat Lamps/Heat Pad | 0.01793% | 0 | 0.13779 | Industrial_2038_Technical_MW_After Competition Groups_Heat Lamps/Heat Pad
Industrial | Ind ¦ Efficient Refrigeration Compressor | 2038 | Technical | MW | After Competition Groups | 0.13314 | 0 | 0 | 768.5734 | 0.00017323 | 41 | Industrial_2038_Technical_MW_After Competition Groups_41 | Efficient Refrigeration Compressor | 0.01732% | 0 | 0.13314 | Industrial_2038_Technical_MW_After Competition Groups_Efficient Refrigeration Compressor
Industrial | Ind ¦ Creep Heat Controller | 2038 | Technical | MW | After Competition Groups | 0.10473 | 0 | 0 | 768.5734 | 0.00013626 | 42 | Industrial_2038_Technical_MW_After Competition Groups_42 | Creep Heat Controller | 0.01363% | 0 | 0.10473 | Industrial_2038_Technical_MW_After Competition Groups_Creep Heat Controller
Residential | Res ¦ Energy Star LED Bulbs General Purpose LEDs | 2019 | Economic | GWh | After Competition Groups | 661.74 | 0 | 0 | 4716.8188 | 0.14029 | 1 | Residential_2019_Economic_GWh_After Competition Groups_1 | Energy Star LED Bulbs General Purpose LEDs | 14.03% | 0 | 661.74 | Residential_2019_Economic_GWh_After Competition Groups_Energy Star LED Bulbs General Purpose LEDs
Residential | Res ¦ Adaptive Thermostat | 2019 | Economic | GWh | After Competition Groups | 627.5023 | 0 | 0 | 4716.8188 | 0.13304 | 2 | Residential_2019_Economic_GWh_After Competition Groups_2 | Adaptive Thermostat | 13.3% | 0 | 627.5023 | Residential_2019_Economic_GWh_After Competition Groups_Adaptive Thermostat
Residential | Res ¦ Air Sealing | 2019 | Economic | GWh | After Competition Groups | 585.0437 | 0 | 0 | 4716.8188 | 0.12403 | 3 | Residential_2019_Economic_GWh_After Competition Groups_3 | Air Sealing | 12.4% | 0 | 585.0437 | Residential_2019_Economic_GWh_After Competition Groups_Air Sealing
Residential | Res ¦ Variable Speed Pool Pump Motor | 2019 | Economic | GWh | After Competition Groups | 429.6405 | 0 | 0 | 4716.8188 | 0.091087 | 4 | Residential_2019_Economic_GWh_After Competition Groups_4 | Variable Speed Pool Pump Motor | 9.109% | 0 | 429.6405 | Residential_2019_Economic_GWh_After Competition Groups_Variable Speed Pool Pump Motor
Residential | Res ¦ Building Recommissioning, Operations and Maintenance (O&M) Improvements | 2019 | Economic | GWh | After Competition Groups | 332.9637 | 0 | 0 | 4716.8188 | 0.070591 | 5 | Residential_2019_Economic_GWh_After Competition Groups_5 | Building Recommissioning, Operations and Maintenance (O&M) Improvements | 7.059% | 0 | 332.9637 | Residential_2019_Economic_GWh_After Competition Groups_Building Recommissioning, Operations and Maintenance (O&M) Improvements
Residential | Res ¦ Car Block Heater Timer | 2019 | Economic | GWh | After Competition Groups | 317.0733 | 0 | 0 | 4716.8188 | 0.067222 | 6 | Residential_2019_Economic_GWh_After Competition Groups_6 | Car Block Heater Timer | 6.722% | 0 | 317.0733 | Residential_2019_Economic_GWh_After Competition Groups_Car Block Heater Timer
Residential | Res ¦ Basement Wall Insulation | 2019 | Economic | GWh | After Competition Groups | 307.1113 | 0 | 0 | 4716.8188 | 0.06511 | 7 | Residential_2019_Economic_GWh_After Competition Groups_7 | Basement Wall Insulation | 6.511% | 0 | 307.1113 | Residential_2019_Economic_GWh_After Competition Groups_Basement Wall Insulation
Residential | Res ¦ Attic Insulation | 2019 | Economic | GWh | After Competition Groups | 236.9166 | 0 | 0 | 4716.8188 | 0.050228 | 8 | Residential_2019_Economic_GWh_After Competition Groups_8 | Attic Insulation | 5.023% | 0 | 236.9166 | Residential_2019_Economic_GWh_After Competition Groups_Attic Insulation
Residential | Res ¦ Comprehensive Draft Proofing | 2019 | Economic | GWh | After Competition Groups | 169.3494 | 0 | 0 | 4716.8188 | 0.035903 | 9 | Residential_2019_Economic_GWh_After Competition Groups_9 | Comprehensive Draft Proofing | 3.59% | 0 | 169.3494 | Residential_2019_Economic_GWh_After Competition Groups_Comprehensive Draft Proofing
Residential | Res ¦ Occupancy Sensors MF | 2019 | Economic | GWh | After Competition Groups | 119.617 | 0 | 0 | 4716.8188 | 0.02536 | 10 | Residential_2019_Economic_GWh_After Competition Groups_10 | Occupancy Sensors MF | 2.536% | 0 | 119.617 | Residential_2019_Economic_GWh_After Competition Groups_Occupancy Sensors MF
Residential | Res ¦ Refrigerator Recycling | 2019 | Economic | GWh | After Competition Groups | 87.2811 | 0 | 0 | 4716.8188 | 0.018504 | 11 | Residential_2019_Economic_GWh_After Competition Groups_11 | Refrigerator Recycling | 1.85% | 0 | 87.2811 | Residential_2019_Economic_GWh_After Competition Groups_Refrigerator Recycling
Residential | Res ¦ Clothes Drying Racks | 2019 | Economic | GWh | After Competition Groups | 79.7002 | 0 | 0 | 4716.8188 | 0.016897 | 12 | Residential_2019_Economic_GWh_After Competition Groups_12 | Clothes Drying Racks | 1.69% | 0 | 79.7002 | Residential_2019_Economic_GWh_After Competition Groups_Clothes Drying Racks
Residential | Res ¦ Freezer Recycling | 2019 | Economic | GWh | After Competition Groups | 76.5837 | 0 | 0 | 4716.8188 | 0.016236 | 13 | Residential_2019_Economic_GWh_After Competition Groups_13 | Freezer Recycling | 1.624% | 0 | 76.5837 | Residential_2019_Economic_GWh_After Competition Groups_Freezer Recycling
Residential | Res ¦ Energy Star Clothes Washer | 2019 | Economic | GWh | After Competition Groups | 71.6579 | 0 | 0 | 4716.8188 | 0.015192 | 14 | Residential_2019_Economic_GWh_After Competition Groups_14 | Energy Star Clothes Washer | 1.519% | 0 | 71.6579 | Residential_2019_Economic_GWh_After Competition Groups_Energy Star Clothes Washer
Residential | Res ¦ Floor Insulation | 2019 | Economic | GWh | After Competition Groups | 62.0924 | 0 | 0 | 4716.8188 | 0.013164 | 15 | Residential_2019_Economic_GWh_After Competition Groups_15 | Floor Insulation | 1.316% | 0 | 62.0924 | Residential_2019_Economic_GWh_After Competition Groups_Floor Insulation
Residential | Res ¦ Ductless Mini-Split Heat Pump | 2019 | Economic | GWh | After Competition Groups | 58.4044 | 0 | 0 | 4716.8188 | 0.012382 | 16 | Residential_2019_Economic_GWh_After Competition Groups_16 | Ductless Mini-Split Heat Pump | 1.238% | 0 | 58.4044 | Residential_2019_Economic_GWh_After Competition Groups_Ductless Mini-Split Heat Pump
Residential | Res ¦ LED Parking Lot Fixture | 2019 | Economic | GWh | After Competition Groups | 57.9821 | 0 | 0 | 4716.8188 | 0.012293 | 17 | Residential_2019_Economic_GWh_After Competition Groups_17 | LED Parking Lot Fixture | 1.229% | 0 | 57.9821 | Residential_2019_Economic_GWh_After Competition Groups_LED Parking Lot Fixture
Residential | Res ¦ Advanced BAS/Controllers | 2019 | Economic | GWh | After Competition Groups | 48.7332 | 0 | 0 | 4716.8188 | 0.010332 | 18 | Residential_2019_Economic_GWh_After Competition Groups_18 | Advanced BAS/Controllers | 1.033% | 0 | 48.7332 | Residential_2019_Economic_GWh_After Competition Groups_Advanced BAS/Controllers
Residential | Res ¦ Duct Insulation | 2019 | Economic | GWh | After Competition Groups | 44.5808 | 0 | 0 | 4716.8188 | 0.0094515 | 19 | Residential_2019_Economic_GWh_After Competition Groups_19 | Duct Insulation | 0.9451% | 0 | 44.5808 | Residential_2019_Economic_GWh_After Competition Groups_Duct Insulation
Residential | Res ¦ Energy Star Torchiere | 2019 | Economic | GWh | After Competition Groups | 42.7469 | 0 | 0 | 4716.8188 | 0.0090626 | 20 | Residential_2019_Economic_GWh_After Competition Groups_20 | Energy Star Torchiere | 0.9063% | 0 | 42.7469 | Residential_2019_Economic_GWh_After Competition Groups_Energy Star Torchiere
Residential | Res ¦ Minimize Hot and Warm Clothes Wash | 2019 | Economic | GWh | After Competition Groups | 42.5978 | 0 | 0 | 4716.8188 | 0.009031 | 21 | Residential_2019_Economic_GWh_After Competition Groups_21 | Minimize Hot and Warm Clothes Wash | 0.9031% | 0 | 42.5978 | Residential_2019_Economic_GWh_After Competition Groups_Minimize Hot and Warm Clothes Wash
Residential | Res ¦ Furnace Whistle | 2019 | Economic | GWh | After Competition Groups | 41.9639 | 0 | 0 | 4716.8188 | 0.0088967 | 22 | Residential_2019_Economic_GWh_After Competition Groups_22 | Furnace Whistle | 0.8897% | 0 | 41.9639 | Residential_2019_Economic_GWh_After Competition Groups_Furnace Whistle
Residential | Res ¦ Energy Star Air Source Heat Pump | 2019 | Economic | GWh | After Competition Groups | 33.376 | 0 | 0 | 4716.8188 | 0.007076 | 23 | Residential_2019_Economic_GWh_After Competition Groups_23 | Energy Star Air Source Heat Pump | 0.7076% | 0 | 33.376 | Residential_2019_Economic_GWh_After Competition Groups_Energy Star Air Source Heat Pump
Residential | Res ¦ Outside Air Economizer | 2019 | Economic | GWh | After Competition Groups | 24.6624 | 0 | 0 | 4716.8188 | 0.0052286 | 24 | Residential_2019_Economic_GWh_After Competition Groups_24 | Outside Air Economizer | 0.5229% | 0 | 24.6624 | Residential_2019_Economic_GWh_After Competition Groups_Outside Air Economizer
Residential | Res ¦ Duct Insulation MF | 2019 | Economic | GWh | After Competition Groups | 23.9468 | 0 | 0 | 4716.8188 | 0.0050769 | 25 | Residential_2019_Economic_GWh_After Competition Groups_25 | Duct Insulation MF | 0.5077% | 0 | 23.9468 | Residential_2019_Economic_GWh_After Competition Groups_Duct Insulation MF
Residential | Res ¦ Demand Control Ventilation | 2019 | Economic | GWh | After Competition Groups | 22.4758 | 0 | 0 | 4716.8188 | 0.004765 | 26 | Residential_2019_Economic_GWh_After Competition Groups_26 | Demand Control Ventilation | 0.4765% | 0 | 22.4758 | Residential_2019_Economic_GWh_After Competition Groups_Demand Control Ventilation
Residential | Res ¦ Variable Frequency Drive (VFD) | 2019 | Economic | GWh | After Competition Groups | 17.8011 | 0 | 0 | 4716.8188 | 0.003774 | 27 | Residential_2019_Economic_GWh_After Competition Groups_27 | Variable Frequency Drive (VFD) | 0.3774% | 0 | 17.8011 | Residential_2019_Economic_GWh_After Competition Groups_Variable Frequency Drive (VFD)
Residential | Res ¦ CO Sensors for parking garage exhaust fans | 2019 | Economic | GWh | After Competition Groups | 15.5601 | 0 | 0 | 4716.8188 | 0.0032989 | 28 | Residential_2019_Economic_GWh_After Competition Groups_28 | CO Sensors for parking garage exhaust fans | 0.3299% | 0 | 15.5601 | Residential_2019_Economic_GWh_After Competition Groups_CO Sensors for parking garage exhaust fans
Residential | Res ¦ Water Heater Temperature Setback | 2019 | Economic | GWh | After Competition Groups | 13.302 | 0 | 0 | 4716.8188 | 0.0028201 | 29 | Residential_2019_Economic_GWh_After Competition Groups_29 | Water Heater Temperature Setback | 0.282% | 0 | 13.302 | Residential_2019_Economic_GWh_After Competition Groups_Water Heater Temperature Setback
Residential | Res ¦ Energy Star Room Air Conditioner | 2019 | Economic | GWh | After Competition Groups | 13.1797 | 0 | 0 | 4716.8188 | 0.0027942 | 30 | Residential_2019_Economic_GWh_After Competition Groups_30 | Energy Star Room Air Conditioner | 0.2794% | 0 | 13.1797 | Residential_2019_Economic_GWh_After Competition Groups_Energy Star Room Air Conditioner
Residential | Res ¦ ENERGY STAR LED LAMPS (REFLECTOR LAMPs/MR16/PAR 16) | 2019 | Economic | GWh | After Competition Groups | 12.3879 | 0 | 0 | 4716.8188 | 0.0026263 | 31 | Residential_2019_Economic_GWh_After Competition Groups_31 | ENERGY STAR LED LAMPS (REFLECTOR LAMPs/MR16/PAR 16) | 0.2626% | 0 | 12.3879 | Residential_2019_Economic_GWh_After Competition Groups_ENERGY STAR LED LAMPS (REFLECTOR LAMPs/MR16/PAR 16)
Residential | Res ¦ Energy Star Light Fixture | 2019 | Economic | GWh | After Competition Groups | 8.6086 | 0 | 0 | 4716.8188 | 0.0018251 | 32 | Residential_2019_Economic_GWh_After Competition Groups_32 | Energy Star Light Fixture | 0.1825% | 0 | 8.6086 | Residential_2019_Economic_GWh_After Competition Groups_Energy Star Light Fixture
Residential | Res ¦ VFD on Pumps | 2019 | Economic | GWh | After Competition Groups | 5.474 | 0 | 0 | 4716.8188 | 0.0011605 | 33 | Residential_2019_Economic_GWh_After Competition Groups_33 | VFD on Pumps | 0.1161% | 0 | 5.474 | Residential_2019_Economic_GWh_After Competition Groups_VFD on Pumps
Residential | Res ¦ LED Exterior Area Lights - LED Fixture (200W) | 2019 | Economic | GWh | After Competition Groups | 5.1963 | 0 | 0 | 4716.8188 | 0.0011017 | 34 | Residential_2019_Economic_GWh_After Competition Groups_34 | LED Exterior Area Lights - LED Fixture (200W) | 0.1102% | 0 | 5.1963 | Residential_2019_Economic_GWh_After Competition Groups_LED Exterior Area Lights - LED Fixture (200W)
Residential | Res ¦ LED Tube Re-Lamp | 2019 | Economic | GWh | After Competition Groups | 4.7118 | 0 | 0 | 4716.8188 | 0.00099895 | 35 | Residential_2019_Economic_GWh_After Competition Groups_35 | LED Tube Re-Lamp | 0.09989% | 0 | 4.7118 | Residential_2019_Economic_GWh_After Competition Groups_LED Tube Re-Lamp
Residential | Res ¦ ENERGY STAR LED Lamps (General Service Lamps) | 2019 | Economic | GWh | After Competition Groups | 3.8175 | 0 | 0 | 4716.8188 | 0.00080933 | 36 | Residential_2019_Economic_GWh_After Competition Groups_36 | ENERGY STAR LED Lamps (General Service Lamps) | 0.08093% | 0 | 3.8175 | Residential_2019_Economic_GWh_After Competition Groups_ENERGY STAR LED Lamps (General Service Lamps)
Residential | Res ¦ Heat Recovery Ventilator | 2019 | Economic | GWh | After Competition Groups | 3.4012 | 0 | 0 | 4716.8188 | 0.00072107 | 37 | Residential_2019_Economic_GWh_After Competition Groups_37 | Heat Recovery Ventilator | 0.07211% | 0 | 3.4012 | Residential_2019_Economic_GWh_After Competition Groups_Heat Recovery Ventilator
Residential | Res ¦ ECM MOTORS FOR HVAC APPLICATION (FAN-POWERED VAV BOX) | 2019 | Economic | GWh | After Competition Groups | 2.5153 | 0 | 0 | 4716.8188 | 0.00053327 | 38 | Residential_2019_Economic_GWh_After Competition Groups_38 | ECM MOTORS FOR HVAC APPLICATION (FAN-POWERED VAV BOX) | 0.05333% | 0 | 2.5153 | Residential_2019_Economic_GWh_After Competition Groups_ECM MOTORS FOR HVAC APPLICATION (FAN-POWERED VAV BOX)
Residential | Res ¦ Condensing Make Up Air Unit | 2019 | Economic | GWh | After Competition Groups | 1.519 | 0 | 0 | 4716.8188 | 0.00032205 | 39 | Residential_2019_Economic_GWh_After Competition Groups_39 | Condensing Make Up Air Unit | 0.0322% | 0 | 1.519 | Residential_2019_Economic_GWh_After Competition Groups_Condensing Make Up Air Unit
Residential | Res ¦ High Efficiency Chiller (avg of water and air cooled) | 2019 | Economic | GWh | After Competition Groups | 1.3949 | 0 | 0 | 4716.8188 | 0.00029573 | 40 | Residential_2019_Economic_GWh_After Competition Groups_40 | High Efficiency Chiller (avg of water and air cooled) | 0.02957% | 0 | 1.3949 | Residential_2019_Economic_GWh_After Competition Groups_High Efficiency Chiller (avg of water and air cooled)
Residential | Res ¦ Beverage Vending Machine Controls | 2019 | Economic | GWh | After Competition Groups | 1.2226 | 0 | 0 | 4716.8188 | 0.00025921 | 41 | Residential_2019_Economic_GWh_After Competition Groups_41 | Beverage Vending Machine Controls | 0.02592% | 0 | 1.2226 | Residential_2019_Economic_GWh_After Competition Groups_Beverage Vending Machine Controls
Residential | Res ¦ Wall Insulation | 2019 | Economic | GWh | After Competition Groups | 0.89255 | 0 | 0 | 4716.8188 | 0.00018923 | 42 | Residential_2019_Economic_GWh_After Competition Groups_42 | Wall Insulation | 0.01892% | 0 | 0.89255 | Residential_2019_Economic_GWh_After Competition Groups_Wall Insulation
Residential | Res ¦ Wall Insulation MF | 2019 | Economic | GWh | After Competition Groups | 0.054094 | 0 | 0 | 4716.8188 | 1.1468e-05 | 43 | Residential_2019_Economic_GWh_After Competition Groups_43 | Wall Insulation MF | 0.001147% | 0 | 0.054094 | Residential_2019_Economic_GWh_After Competition Groups_Wall Insulation MF
Residential | Res ¦ Chilled Water Optimization | 2019 | Economic | GWh | After Competition Groups | 0.036829 | 0 | 0 | 4716.8188 | 7.8079e-06 | 44 | Residential_2019_Economic_GWh_After Competition Groups_44 | Chilled Water Optimization | 0.0007808% | 0 | 0.036829 | Residential_2019_Economic_GWh_After Competition Groups_Chilled Water Optimization
Residential | Res ¦ Energy Star A Line, PAR, MR Lamps | 2019 | Economic | GWh | After Competition Groups | 0 | 0 | 0 | 4716.8188 | 0 | 45 | Residential_2019_Economic_GWh_After Competition Groups_45 | Energy Star A Line, PAR, MR Lamps | 0% | 0 | 0 | Residential_2019_Economic_GWh_After Competition Groups_Energy Star A Line, PAR, MR Lamps
Residential | Res ¦ Energy Star Clothes Dryer | 2019 | Economic | GWh | After Competition Groups | 0 | 0 | 0 | 4716.8188 | 0 | 46 | Residential_2019_Economic_GWh_After Competition Groups_46 | Energy Star Clothes Dryer | 0% | 0 | 0 | Residential_2019_Economic_GWh_After Competition Groups_Energy Star Clothes Dryer
Residential | Res ¦ Energy Star Dehumidifier | 2019 | Economic | GWh | After Competition Groups | 0 | 0 | 0 | 4716.8188 | 0 | 47 | Residential_2019_Economic_GWh_After Competition Groups_47 | Energy Star Dehumidifier | 0% | 0 | 0 | Residential_2019_Economic_GWh_After Competition Groups_Energy Star Dehumidifier
Residential | Res ¦ Energy Star Freezer | 2019 | Economic | GWh | After Competition Groups | 0 | 0 | 0 | 4716.8188 | 0 | 48 | Residential_2019_Economic_GWh_After Competition Groups_48 | Energy Star Freezer | 0% | 0 | 0 | Residential_2019_Economic_GWh_After Competition Groups_Energy Star Freezer
Residential | Res ¦ Heavy Duty Outdoor/Holiday Plug-in Timers | 2019 | Economic | GWh | After Competition Groups | 0 | 0 | 0 | 4716.8188 | 0 | 49 | Residential_2019_Economic_GWh_After Competition Groups_49 | Heavy Duty Outdoor/Holiday Plug-in Timers | 0% | 0 | 0 | Residential_2019_Economic_GWh_After Competition Groups_Heavy Duty Outdoor/Holiday Plug-in Timers
Residential | Res ¦ Home Energy Reports | 2019 | Economic | GWh | After Competition Groups | 0 | 0 | 0 | 4716.8188 | 0 | 50 | Residential_2019_Economic_GWh_After Competition Groups_50 | Home Energy Reports | 0% | 0 | 0 | Residential_2019_Economic_GWh_After Competition Groups_Home Energy Reports
Residential | Res ¦ LED Downlight | 2019 | Economic | GWh | After Competition Groups | 0 | 0 | 0 | 4716.8188 | 0 | 51 | Residential_2019_Economic_GWh_After Competition Groups_51 | LED Downlight | 0% | 0 | 0 | Residential_2019_Economic_GWh_After Competition Groups_LED Downlight
Residential | Res ¦ LED High Bay Fixture | 2019 | Economic | GWh | After Competition Groups | 0 | 0 | 0 | 4716.8188 | 0 | 52 | Residential_2019_Economic_GWh_After Competition Groups_52 | LED High Bay Fixture | 0% | 0 | 0 | Residential_2019_Economic_GWh_After Competition Groups_LED High Bay Fixture
Residential | Res ¦ Smart Burners | 2019 | Economic | GWh | After Competition Groups | 0 | 0 | 0 | 4716.8188 | 0 | 53 | Residential_2019_Economic_GWh_After Competition Groups_53 | Smart Burners | 0% | 0 | 0 | Residential_2019_Economic_GWh_After Competition Groups_Smart Burners
Residential | Res ¦ Smart Power Bar | 2019 | Economic | GWh | After Competition Groups | 0 | 0 | 0 | 4716.8188 | 0 | 54 | Residential_2019_Economic_GWh_After Competition Groups_54 | Smart Power Bar | 0% | 0 | 0 | Residential_2019_Economic_GWh_After Competition Groups_Smart Power Bar
Residential | Res ¦ Tankless Water Heater | 2019 | Economic | GWh | After Competition Groups | 0 | 0 | 0 | 4716.8188 | 0 | 55 | Residential_2019_Economic_GWh_After Competition Groups_55 | Tankless Water Heater | 0% | 0 | 0 | Residential_2019_Economic_GWh_After Competition Groups_Tankless Water Heater
Residential | Res ¦ Energy Star LED Specialty Bulbs | 2019 | SC A | GWh | After Competition Groups | 139.303 | 7907246.0428 | 7.9072 | 277.7535 | 0.50153 | 1 | Residential_2019_SC A_GWh_After Competition Groups_1 | Energy Star LED Specialty Bulbs | 50.15% | 7.9072 | 139.303 | Residential_2019_SC A_GWh_After Competition Groups_Energy Star LED Specialty Bulbs
Residential | Res ¦ Energy Star A Line, PAR, MR Lamps | 2019 | SC A | GWh | After Competition Groups | 26.0845 | 1107170.972 | 1.1072 | 277.7535 | 0.093912 | 2 | Residential_2019_SC A_GWh_After Competition Groups_2 | Energy Star A Line, PAR, MR Lamps | 9.391% | 1.1072 | 26.0845 | Residential_2019_SC A_GWh_After Competition Groups_Energy Star A Line, PAR, MR Lamps
Residential | Res ¦ Energy Star Clothes Washer | 2019 | SC A | GWh | After Competition Groups | 19.5151 | 3946916.7203 | 3.9469 | 277.7535 | 0.070261 | 3 | Residential_2019_SC A_GWh_After Competition Groups_3 | Energy Star Clothes Washer | 7.026% | 3.9469 | 19.5151 | Residential_2019_SC A_GWh_After Competition Groups_Energy Star Clothes Washer
Residential | Res ¦ LED Parking Lot Fixture | 2019 | SC A | GWh | After Competition Groups | 11.2308 | 0 | 0 | 277.7535 | 0.040434 | 4 | Residential_2019_SC A_GWh_After Competition Groups_4 | LED Parking Lot Fixture | 4.043% | 0 | 11.2308 | Residential_2019_SC A_GWh_After Competition Groups_LED Parking Lot Fixture
Residential | Res ¦ Ductless Mini-Split Heat Pump | 2019 | SC A | GWh | After Competition Groups | 11.015 | 1490102.0088 | 1.4901 | 277.7535 | 0.039657 | 5 | Residential_2019_SC A_GWh_After Competition Groups_5 | Ductless Mini-Split Heat Pump | 3.966% | 1.4901 | 11.015 | Residential_2019_SC A_GWh_After Competition Groups_Ductless Mini-Split Heat Pump
Residential | Res ¦ Car Block Heater Timer | 2019 | SC A | GWh | After Competition Groups | 8.2139 | 153301.6329 | 0.1533 | 277.7535 | 0.029573 | 6 | Residential_2019_SC A_GWh_After Competition Groups_6 | Car Block Heater Timer | 2.957% | 0.1533 | 8.2139 | Residential_2019_SC A_GWh_After Competition Groups_Car Block Heater Timer
Residential | Res ¦ Building Recommissioning, Operations and Maintenance (O&M) Improvements | 2019 | SC A | GWh | After Competition Groups | 6.8818 | 68388.0268 | 0.068388 | 277.7535 | 0.024777 | 7 | Residential_2019_SC A_GWh_After Competition Groups_7 | Building Recommissioning, Operations and Maintenance (O&M) Improvements | 2.478% | 0.068388 | 6.8818 | Residential_2019_SC A_GWh_After Competition Groups_Building Recommissioning, Operations and Maintenance (O&M) Improvements
Residential | Res ¦ Variable Speed Pool Pump Motor | 2019 | SC A | GWh | After Competition Groups | 6.7511 | 1274590.6596 | 1.2746 | 277.7535 | 0.024306 | 8 | Residential_2019_SC A_GWh_After Competition Groups_8 | Variable Speed Pool Pump Motor | 2.431% | 1.2746 | 6.7511 | Residential_2019_SC A_GWh_After Competition Groups_Variable Speed Pool Pump Motor
Residential | Res ¦ Adaptive Thermostat | 2019 | SC A | GWh | After Competition Groups | 5.7924 | 216002.3475 | 0.216 | 277.7535 | 0.020854 | 9 | Residential_2019_SC A_GWh_After Competition Groups_9 | Adaptive Thermostat | 2.085% | 0.216 | 5.7924 | Residential_2019_SC A_GWh_After Competition Groups_Adaptive Thermostat
Residential | Res ¦ Energy Star Torchiere | 2019 | SC A | GWh | After Competition Groups | 4.7034 | 329161.5795 | 0.32916 | 277.7535 | 0.016934 | 10 | Residential_2019_SC A_GWh_After Competition Groups_10 | Energy Star Torchiere | 1.693% | 0.32916 | 4.7034 | Residential_2019_SC A_GWh_After Competition Groups_Energy Star Torchiere
Residential | Res ¦ LED Exterior Area Lights - LED Fixture (200W) | 2019 | SC A | GWh | After Competition Groups | 3.8747 | 835756.5436 | 0.83576 | 277.7535 | 0.01395 | 11 | Residential_2019_SC A_GWh_After Competition Groups_11 | LED Exterior Area Lights - LED Fixture (200W) | 1.395% | 0.83576 | 3.8747 | Residential_2019_SC A_GWh_After Competition Groups_LED Exterior Area Lights - LED Fixture (200W)
Residential | Res ¦ ENERGY STAR LED LAMPS (REFLECTOR LAMPs/MR16/PAR 16) | 2019 | SC A | GWh | After Competition Groups | 3.6358 | 455429.0176 | 0.45543 | 277.7535 | 0.01309 | 12 | Residential_2019_SC A_GWh_After Competition Groups_12 | ENERGY STAR LED LAMPS (REFLECTOR LAMPs/MR16/PAR 16) | 1.309% | 0.45543 | 3.6358 | Residential_2019_SC A_GWh_After Competition Groups_ENERGY STAR LED LAMPS (REFLECTOR LAMPs/MR16/PAR 16)
Residential | Res ¦ Air Sealing | 2019 | SC A | GWh | After Competition Groups | 3.5982 | 780776.3107 | 0.78078 | 277.7535 | 0.012955 | 13 | Residential_2019_SC A_GWh_After Competition Groups_13 | Air Sealing | 1.295% | 0.78078 | 3.5982 | Residential_2019_SC A_GWh_After Competition Groups_Air Sealing
Residential | Res ¦ LED Tube Re-Lamp | 2019 | SC A | GWh | After Competition Groups | 3.478 | 747537.1296 | 0.74754 | 277.7535 | 0.012522 | 14 | Residential_2019_SC A_GWh_After Competition Groups_14 | LED Tube Re-Lamp | 1.252% | 0.74754 | 3.478 | Residential_2019_SC A_GWh_After Competition Groups_LED Tube Re-Lamp
Residential | Res ¦ Comprehensive Draft Proofing | 2019 | SC A | GWh | After Competition Groups | 3.4545 | 0 | 0 | 277.7535 | 0.012437 | 15 | Residential_2019_SC A_GWh_After Competition Groups_15 | Comprehensive Draft Proofing | 1.244% | 0 | 3.4545 | Residential_2019_SC A_GWh_After Competition Groups_Comprehensive Draft Proofing
Residential | Res ¦ Basement Wall Insulation | 2019 | SC A | GWh | After Competition Groups | 3.0226 | 825784.2636 | 0.82578 | 277.7535 | 0.010882 | 16 | Residential_2019_SC A_GWh_After Competition Groups_16 | Basement Wall Insulation | 1.088% | 0.82578 | 3.0226 | Residential_2019_SC A_GWh_After Competition Groups_Basement Wall Insulation
Residential | Res ¦ Occupancy Sensors MF | 2019 | SC A | GWh | After Competition Groups | 2.4723 | 8412.18 | 0.0084122 | 277.7535 | 0.0089009 | 17 | Residential_2019_SC A_GWh_After Competition Groups_17 | Occupancy Sensors MF | 0.8901% | 0.0084122 | 2.4723 | Residential_2019_SC A_GWh_After Competition Groups_Occupancy Sensors MF
Residential | Res ¦ Minimize Hot and Warm Clothes Wash | 2019 | SC A | GWh | After Competition Groups | 1.5738 | 0 | 0 | 277.7535 | 0.0056661 | 18 | Residential_2019_SC A_GWh_After Competition Groups_18 | Minimize Hot and Warm Clothes Wash | 0.5666% | 0 | 1.5738 | Residential_2019_SC A_GWh_After Competition Groups_Minimize Hot and Warm Clothes Wash
Residential | Res ¦ Energy Star Air Source Heat Pump | 2019 | SC A | GWh | After Competition Groups | 1.5019 | 337538.2978 | 0.33754 | 277.7535 | 0.0054074 | 19 | Residential_2019_SC A_GWh_After Competition Groups_19 | Energy Star Air Source Heat Pump | 0.5407% | 0.33754 | 1.5019 | Residential_2019_SC A_GWh_After Competition Groups_Energy Star Air Source Heat Pump
Residential | Res ¦ Energy Star Light Fixture | 2019 | SC A | GWh | After Competition Groups | 1.3858 | 358625.0567 | 0.35863 | 277.7535 | 0.0049892 | 20 | Residential_2019_SC A_GWh_After Competition Groups_20 | Energy Star Light Fixture | 0.4989% | 0.35863 | 1.3858 | Residential_2019_SC A_GWh_After Competition Groups_Energy Star Light Fixture
Residential | Res ¦ Refrigerator Recycling | 2019 | SC A | GWh | After Competition Groups | 1.3832 | 329404.4751 | 0.3294 | 277.7535 | 0.0049798 | 21 | Residential_2019_SC A_GWh_After Competition Groups_21 | Refrigerator Recycling | 0.498% | 0.3294 | 1.3832 | Residential_2019_SC A_GWh_After Competition Groups_Refrigerator Recycling
Residential | Res ¦ Outside Air Economizer | 2019 | SC A | GWh | After Competition Groups | 1.2758 | 131202.0024 | 0.1312 | 277.7535 | 0.0045932 | 22 | Residential_2019_SC A_GWh_After Competition Groups_22 | Outside Air Economizer | 0.4593% | 0.1312 | 1.2758 | Residential_2019_SC A_GWh_After Competition Groups_Outside Air Economizer
Residential | Res ¦ Attic Insulation | 2019 | SC A | GWh | After Competition Groups | 1.1723 | 364646.9928 | 0.36465 | 277.7535 | 0.0042208 | 23 | Residential_2019_SC A_GWh_After Competition Groups_23 | Attic Insulation | 0.4221% | 0.36465 | 1.1723 | Residential_2019_SC A_GWh_After Competition Groups_Attic Insulation
Residential | Res ¦ ENERGY STAR LED Lamps (General Service Lamps) | 2019 | SC A | GWh | After Competition Groups | 1.1204 | 199321.9721 | 0.19932 | 277.7535 | 0.0040338 | 24 | Residential_2019_SC A_GWh_After Competition Groups_24 | ENERGY STAR LED Lamps (General Service Lamps) | 0.4034% | 0.19932 | 1.1204 | Residential_2019_SC A_GWh_After Competition Groups_ENERGY STAR LED Lamps (General Service Lamps)
Residential | Res ¦ High Efficiency Chiller (avg of water and air cooled) | 2019 | SC A | GWh | After Competition Groups | 1.0833 | 165403.2977 | 0.1654 | 277.7535 | 0.0039004 | 25 | Residential_2019_SC A_GWh_After Competition Groups_25 | High Efficiency Chiller (avg of water and air cooled) | 0.39% | 0.1654 | 1.0833 | Residential_2019_SC A_GWh_After Competition Groups_High Efficiency Chiller (avg of water and air cooled)
Residential | Res ¦ Furnace Whistle | 2019 | SC A | GWh | After Competition Groups | 0.86732 | 13370.457 | 0.01337 | 277.7535 | 0.0031226 | 26 | Residential_2019_SC A_GWh_After Competition Groups_26 | Furnace Whistle | 0.3123% | 0.01337 | 0.86732 | Residential_2019_SC A_GWh_After Competition Groups_Furnace Whistle
Residential | Res ¦ Energy Star Room Air Conditioner | 2019 | SC A | GWh | After Competition Groups | 0.8444 | 159420.5173 | 0.15942 | 277.7535 | 0.0030401 | 27 | Residential_2019_SC A_GWh_After Competition Groups_27 | Energy Star Room Air Conditioner | 0.304% | 0.15942 | 0.8444 | Residential_2019_SC A_GWh_After Competition Groups_Energy Star Room Air Conditioner
Residential | Res ¦ Advanced BAS/Controllers | 2019 | SC A | GWh | After Competition Groups | 0.72264 | 179775.0997 | 0.17978 | 277.7535 | 0.0026017 | 28 | Residential_2019_SC A_GWh_After Competition Groups_28 | Advanced BAS/Controllers | 0.2602% | 0.17978 | 0.72264 | Residential_2019_SC A_GWh_After Competition Groups_Advanced BAS/Controllers
Residential | Res ¦ Variable Frequency Drive (VFD) | 2019 | SC A | GWh | After Competition Groups | 0.36792 | 81176.3648 | 0.081176 | 277.7535 | 0.0013246 | 29 | Residential_2019_SC A_GWh_After Competition Groups_29 | Variable Frequency Drive (VFD) | 0.1325% | 0.081176 | 0.36792 | Residential_2019_SC A_GWh_After Competition Groups_Variable Frequency Drive (VFD)
Residential | Res ¦ Demand Control Ventilation | 2019 | SC A | GWh | After Competition Groups | 0.30261 | 0 | 0 | 277.7535 | 0.0010895 | 30 | Residential_2019_SC A_GWh_After Competition Groups_30 | Demand Control Ventilation | 0.1089% | 0 | 0.30261 | Residential_2019_SC A_GWh_After Competition Groups_Demand Control Ventilation
Residential | Res ¦ CO Sensors for parking garage exhaust fans | 2019 | SC A | GWh | After Competition Groups | 0.28438 | 70746.8093 | 0.070747 | 277.7535 | 0.0010239 | 31 | Residential_2019_SC A_GWh_After Competition Groups_31 | CO Sensors for parking garage exhaust fans | 0.1024% | 0.070747 | 0.28438 | Residential_2019_SC A_GWh_After Competition Groups_CO Sensors for parking garage exhaust fans
Residential | Res ¦ Water Heater Temperature Setback | 2019 | SC A | GWh | After Competition Groups | 0.27326 | 12885.3575 | 0.012885 | 277.7535 | 0.00098381 | 32 | Residential_2019_SC A_GWh_After Competition Groups_32 | Water Heater Temperature Setback | 0.09838% | 0.012885 | 0.27326 | Residential_2019_SC A_GWh_After Competition Groups_Water Heater Temperature Setback
Residential | Res ¦ Clothes Drying Racks | 2019 | SC A | GWh | After Competition Groups | 0.12786 | 0 | 0 | 277.7535 | 0.00046034 | 33 | Residential_2019_SC A_GWh_After Competition Groups_33 | Clothes Drying Racks | 0.04603% | 0 | 0.12786 | Residential_2019_SC A_GWh_After Competition Groups_Clothes Drying Racks
Residential | Res ¦ VFD on Pumps | 2019 | SC A | GWh | After Competition Groups | 0.10622 | 26425.8429 | 0.026426 | 277.7535 | 0.00038244 | 34 | Residential_2019_SC A_GWh_After Competition Groups_34 | VFD on Pumps | 0.03824% | 0.026426 | 0.10622 | Residential_2019_SC A_GWh_After Competition Groups_VFD on Pumps
Residential | Res ¦ Floor Insulation | 2019 | SC A | GWh | After Competition Groups | 0.085322 | 24358.3851 | 0.024358 | 277.7535 | 0.00030719 | 35 | Residential_2019_SC A_GWh_After Competition Groups_35 | Floor Insulation | 0.03072% | 0.024358 | 0.085322 | Residential_2019_SC A_GWh_After Competition Groups_Floor Insulation
Residential | Res ¦ Condensing Make Up Air Unit | 2019 | SC A | GWh | After Competition Groups | 0.063332 | 18583.518 | 0.018584 | 277.7535 | 0.00022802 | 36 | Residential_2019_SC A_GWh_After Competition Groups_36 | Condensing Make Up Air Unit | 0.0228% | 0.018584 | 0.063332 | Residential_2019_SC A_GWh_After Competition Groups_Condensing Make Up Air Unit
Residential | Res ¦ Duct Insulation | 2019 | SC A | GWh | After Competition Groups | 0.055715 | 414.7398 | 0.00041474 | 277.7535 | 0.00020059 | 37 | Residential_2019_SC A_GWh_After Competition Groups_37 | Duct Insulation | 0.02006% | 0.00041474 | 0.055715 | Residential_2019_SC A_GWh_After Competition Groups_Duct Insulation
Residential | Res ¦ ECM MOTORS FOR HVAC APPLICATION (FAN-POWERED VAV BOX) | 2019 | SC A | GWh | After Competition Groups | 0.055002 | 13365.1738 | 0.013365 | 277.7535 | 0.00019803 | 38 | Residential_2019_SC A_GWh_After Competition Groups_38 | ECM MOTORS FOR HVAC APPLICATION (FAN-POWERED VAV BOX) | 0.0198% | 0.013365 | 0.055002 | Residential_2019_SC A_GWh_After Competition Groups_ECM MOTORS FOR HVAC APPLICATION (FAN-POWERED VAV BOX)
Residential | Res ¦ Duct Insulation MF | 2019 | SC A | GWh | After Competition Groups | 0.028945 | 6795.5136 | 0.0067955 | 277.7535 | 0.00010421 | 39 | Residential_2019_SC A_GWh_After Competition Groups_39 | Duct Insulation MF | 0.01042% | 0.0067955 | 0.028945 | Residential_2019_SC A_GWh_After Competition Groups_Duct Insulation MF
Residential | Res ¦ Beverage Vending Machine Controls | 2019 | SC A | GWh | After Competition Groups | 0.020876 | 2259.317 | 0.0022593 | 277.7535 | 7.5159e-05 | 40 | Residential_2019_SC A_GWh_After Competition Groups_40 | Beverage Vending Machine Controls | 0.007516% | 0.0022593 | 0.020876 | Residential_2019_SC A_GWh_After Competition Groups_Beverage Vending Machine Controls
Residential | Res ¦ Heat Recovery Ventilator | 2019 | SC A | GWh | After Competition Groups | 0.016841 | 0 | 0 | 277.7535 | 6.0633e-05 | 41 | Residential_2019_SC A_GWh_After Competition Groups_41 | Heat Recovery Ventilator | 0.006063% | 0 | 0.016841 | Residential_2019_SC A_GWh_After Competition Groups_Heat Recovery Ventilator
Residential | Res ¦ Chilled Water Optimization | 2019 | SC A | GWh | After Competition Groups | 0.0057964 | 40.0379 | 4.0038e-05 | 277.7535 | 2.0869e-05 | 42 | Residential_2019_SC A_GWh_After Competition Groups_42 | Chilled Water Optimization | 0.002087% | 4.0038e-05 | 0.0057964 | Residential_2019_SC A_GWh_After Competition Groups_Chilled Water Optimization
Residential | Res ¦ Wall Insulation | 2019 | SC A | GWh | After Competition Groups | 0.00072581 | 0 | 0 | 277.7535 | 2.6132e-06 | 43 | Residential_2019_SC A_GWh_After Competition Groups_43 | Wall Insulation | 0.0002613% | 0 | 0.00072581 | Residential_2019_SC A_GWh_After Competition Groups_Wall Insulation
Residential | Res ¦ Wall Insulation MF | 2019 | SC A | GWh | After Competition Groups | 0.00053239 | 0 | 0 | 277.7535 | 1.9168e-06 | 44 | Residential_2019_SC A_GWh_After Competition Groups_44 | Wall Insulation MF | 0.0001917% | 0 | 0.00053239 | Residential_2019_SC A_GWh_After Competition Groups_Wall Insulation MF
Residential | Res ¦ Freezer Recycling | 2019 | SC A | GWh | After Competition Groups | 0.00016785 | 0 | 0 | 277.7535 | 6.0431e-07 | 45 | Residential_2019_SC A_GWh_After Competition Groups_45 | Freezer Recycling | 6.043e-05% | 0 | 0.00016785 | Residential_2019_SC A_GWh_After Competition Groups_Freezer Recycling
Residential | Res ¦ Energy Star LED Bulbs General Purpose LEDs | 2019 | SC A | GWh | After Competition Groups | 2.465e-11 | 4.0135e-06 | 4.0135e-12 | 277.7535 | 8.8747e-14 | 46 | Residential_2019_SC A_GWh_After Competition Groups_46 | Energy Star LED Bulbs General Purpose LEDs | 8.875e-12% | 4.0135e-12 | 2.465e-11 | Residential_2019_SC A_GWh_After Competition Groups_Energy Star LED Bulbs General Purpose LEDs
Residential | Res ¦ Energy Star Clothes Dryer | 2019 | SC A | GWh | After Competition Groups | 0 | 0 | 0 | 277.7535 | 0 | 47 | Residential_2019_SC A_GWh_After Competition Groups_47 | Energy Star Clothes Dryer | 0% | 0 | 0 | Residential_2019_SC A_GWh_After Competition Groups_Energy Star Clothes Dryer
Residential | Res ¦ Energy Star Dehumidifier | 2019 | SC A | GWh | After Competition Groups | 0 | 0 | 0 | 277.7535 | 0 | 48 | Residential_2019_SC A_GWh_After Competition Groups_48 | Energy Star Dehumidifier | 0% | 0 | 0 | Residential_2019_SC A_GWh_After Competition Groups_Energy Star Dehumidifier
Residential | Res ¦ Energy Star Freezer | 2019 | SC A | GWh | After Competition Groups | 0 | 0 | 0 | 277.7535 | 0 | 49 | Residential_2019_SC A_GWh_After Competition Groups_49 | Energy Star Freezer | 0% | 0 | 0 | Residential_2019_SC A_GWh_After Competition Groups_Energy Star Freezer
Residential | Res ¦ Heavy Duty Outdoor/Holiday Plug-in Timers | 2019 | SC A | GWh | After Competition Groups | 0 | 0 | 0 | 277.7535 | 0 | 50 | Residential_2019_SC A_GWh_After Competition Groups_50 | Heavy Duty Outdoor/Holiday Plug-in Timers | 0% | 0 | 0 | Residential_2019_SC A_GWh_After Competition Groups_Heavy Duty Outdoor/Holiday Plug-in Timers
Residential | Res ¦ Home Energy Reports | 2019 | SC A | GWh | After Competition Groups | 0 | 0 | 0 | 277.7535 | 0 | 51 | Residential_2019_SC A_GWh_After Competition Groups_51 | Home Energy Reports | 0% | 0 | 0 | Residential_2019_SC A_GWh_After Competition Groups_Home Energy Reports
Residential | Res ¦ LED Downlight | 2019 | SC A | GWh | After Competition Groups | 0 | 0 | 0 | 277.7535 | 0 | 52 | Residential_2019_SC A_GWh_After Competition Groups_52 | LED Downlight | 0% | 0 | 0 | Residential_2019_SC A_GWh_After Competition Groups_LED Downlight
Residential | Res ¦ LED High Bay Fixture | 2019 | SC A | GWh | After Competition Groups | 0 | 0 | 0 | 277.7535 | 0 | 53 | Residential_2019_SC A_GWh_After Competition Groups_53 | LED High Bay Fixture | 0% | 0 | 0 | Residential_2019_SC A_GWh_After Competition Groups_LED High Bay Fixture
Residential | Res ¦ Smart Burners | 2019 | SC A | GWh | After Competition Groups | 0 | 0 | 0 | 277.7535 | 0 | 54 | Residential_2019_SC A_GWh_After Competition Groups_54 | Smart Burners | 0% | 0 | 0 | Residential_2019_SC A_GWh_After Competition Groups_Smart Burners
Residential | Res ¦ Smart Power Bar | 2019 | SC A | GWh | After Competition Groups | 0 | 0 | 0 | 277.7535 | 0 | 55 | Residential_2019_SC A_GWh_After Competition Groups_55 | Smart Power Bar | 0% | 0 | 0 | Residential_2019_SC A_GWh_After Competition Groups_Smart Power Bar
Residential | Res ¦ Tankless Water Heater | 2019 | SC A | GWh | After Competition Groups | 0 | 0 | 0 | 277.7535 | 0 | 56 | Residential_2019_SC A_GWh_After Competition Groups_56 | Tankless Water Heater | 0% | 0 | 0 | Residential_2019_SC A_GWh_After Competition Groups_Tankless Water Heater
Residential | Res ¦ Energy Star LED Bulbs General Purpose LEDs | 2019 | SC B | GWh | After Competition Groups | 74.3073 | 12097468.0752 | 12.0975 | 371.7529 | 0.19988 | 1 | Residential_2019_SC B_GWh_After Competition Groups_1 | Energy Star LED Bulbs General Purpose LEDs | 19.99% | 12.0975 | 74.3073 | Residential_2019_SC B_GWh_After Competition Groups_Energy Star LED Bulbs General Purpose LEDs
Residential | Res ¦ Energy Star LED Specialty Bulbs | 2019 | SC B | GWh | After Competition Groups | 69.6515 | 3953227.6591 | 3.9532 | 371.7529 | 0.18736 | 2 | Residential_2019_SC B_GWh_After Competition Groups_2 | Energy Star LED Specialty Bulbs | 18.74% | 3.9532 | 69.6515 | Residential_2019_SC B_GWh_After Competition Groups_Energy Star LED Specialty Bulbs
Residential | Res ¦ Energy Star Clothes Washer | 2019 | SC B | GWh | After Competition Groups | 29.8748 | 11311817.425 | 11.3118 | 371.7529 | 0.080362 | 3 | Residential_2019_SC B_GWh_After Competition Groups_3 | Energy Star Clothes Washer | 8.036% | 11.3118 | 29.8748 | Residential_2019_SC B_GWh_After Competition Groups_Energy Star Clothes Washer
Residential | Res ¦ Energy Star A Line, PAR, MR Lamps | 2019 | SC B | GWh | After Competition Groups | 26.0845 | 1107060.2549 | 1.1071 | 371.7529 | 0.070166 | 4 | Residential_2019_SC B_GWh_After Competition Groups_4 | Energy Star A Line, PAR, MR Lamps | 7.017% | 1.1071 | 26.0845 | Residential_2019_SC B_GWh_After Competition Groups_Energy Star A Line, PAR, MR Lamps
Residential | Res ¦ Variable Speed Pool Pump Motor | 2019 | SC B | GWh | After Competition Groups | 23.2545 | 5863520.7071 | 5.8635 | 371.7529 | 0.062554 | 5 | Residential_2019_SC B_GWh_After Competition Groups_5 | Variable Speed Pool Pump Motor | 6.255% | 5.8635 | 23.2545 | Residential_2019_SC B_GWh_After Competition Groups_Variable Speed Pool Pump Motor
Residential | Res ¦ Car Block Heater Timer | 2019 | SC B | GWh | After Competition Groups | 18.5273 | 345753.2268 | 0.34575 | 371.7529 | 0.049838 | 6 | Residential_2019_SC B_GWh_After Competition Groups_6 | Car Block Heater Timer | 4.984% | 0.34575 | 18.5273 | Residential_2019_SC B_GWh_After Competition Groups_Car Block Heater Timer
Residential | Res ¦ Building Recommissioning, Operations and Maintenance (O&M) Improvements | 2019 | SC B | GWh | After Competition Groups | 18.0234 | 179089.7855 | 0.17909 | 371.7529 | 0.048482 | 7 | Residential_2019_SC B_GWh_After Competition Groups_7 | Building Recommissioning, Operations and Maintenance (O&M) Improvements | 4.848% | 0.17909 | 18.0234 | Residential_2019_SC B_GWh_After Competition Groups_Building Recommissioning, Operations and Maintenance (O&M) Improvements
Residential | Res ¦ Adaptive Thermostat | 2019 | SC B | GWh | After Competition Groups | 12.1115 | 2909005.7893 | 2.909 | 371.7529 | 0.032579 | 8 | Residential_2019_SC B_GWh_After Competition Groups_8 | Adaptive Thermostat | 3.258% | 2.909 | 12.1115 | Residential_2019_SC B_GWh_After Competition Groups_Adaptive Thermostat
Residential | Res ¦ LED Parking Lot Fixture | 2019 | SC B | GWh | After Competition Groups | 12.0553 | 1021177.8609 | 1.0212 | 371.7529 | 0.032428 | 9 | Residential_2019_SC B_GWh_After Competition Groups_9 | LED Parking Lot Fixture | 3.243% | 1.0212 | 12.0553 | Residential_2019_SC B_GWh_After Competition Groups_LED Parking Lot Fixture
Residential | Res ¦ Ductless Mini-Split Heat Pump | 2019 | SC B | GWh | After Competition Groups | 11.0146 | 1489893.7099 | 1.4899 | 371.7529 | 0.029629 | 10 | Residential_2019_SC B_GWh_After Competition Groups_10 | Ductless Mini-Split Heat Pump | 2.963% | 1.4899 | 11.0146 | Residential_2019_SC B_GWh_After Competition Groups_Ductless Mini-Split Heat Pump
Residential | Res ¦ Comprehensive Draft Proofing | 2019 | SC B | GWh | After Competition Groups | 9.167 | 0 | 0 | 371.7529 | 0.024659 | 11 | Residential_2019_SC B_GWh_After Competition Groups_11 | Comprehensive Draft Proofing | 2.466% | 0 | 9.167 | Residential_2019_SC B_GWh_After Competition Groups_Comprehensive Draft Proofing
Residential | Res ¦ Occupancy Sensors MF | 2019 | SC B | GWh | After Competition Groups | 6.475 | 22029.672 | 0.02203 | 371.7529 | 0.017417 | 12 | Residential_2019_SC B_GWh_After Competition Groups_12 | Occupancy Sensors MF | 1.742% | 0.02203 | 6.475 | Residential_2019_SC B_GWh_After Competition Groups_Occupancy Sensors MF
Residential | Res ¦ Air Sealing | 2019 | SC B | GWh | After Competition Groups | 5.757 | 1934883.1073 | 1.9349 | 371.7529 | 0.015486 | 13 | Residential_2019_SC B_GWh_After Competition Groups_13 | Air Sealing | 1.549% | 1.9349 | 5.757 | Residential_2019_SC B_GWh_After Competition Groups_Air Sealing
Residential | Res ¦ Refrigerator Recycling | 2019 | SC B | GWh | After Competition Groups | 4.7241 | 1490814.2433 | 1.4908 | 371.7529 | 0.012708 | 14 | Residential_2019_SC B_GWh_After Competition Groups_14 | Refrigerator Recycling | 1.271% | 1.4908 | 4.7241 | Residential_2019_SC B_GWh_After Competition Groups_Refrigerator Recycling
Residential | Res ¦ Energy Star Torchiere | 2019 | SC B | GWh | After Competition Groups | 4.7033 | 329119.2678 | 0.32912 | 371.7529 | 0.012652 | 15 | Residential_2019_SC B_GWh_After Competition Groups_15 | Energy Star Torchiere | 1.265% | 0.32912 | 4.7033 | Residential_2019_SC B_GWh_After Competition Groups_Energy Star Torchiere
Residential | Res ¦ Clothes Drying Racks | 2019 | SC B | GWh | After Competition Groups | 4.3119 | 6438307.2159 | 6.4383 | 371.7529 | 0.011599 | 16 | Residential_2019_SC B_GWh_After Competition Groups_16 | Clothes Drying Racks | 1.16% | 6.4383 | 4.3119 | Residential_2019_SC B_GWh_After Competition Groups_Clothes Drying Racks
Residential | Res ¦ Freezer Recycling | 2019 | SC B | GWh | After Competition Groups | 4.1335 | 32022991.0311 | 32.023 | 371.7529 | 0.011119 | 17 | Residential_2019_SC B_GWh_After Competition Groups_17 | Freezer Recycling | 1.112% | 32.023 | 4.1335 | Residential_2019_SC B_GWh_After Competition Groups_Freezer Recycling
Residential | Res ¦ LED Exterior Area Lights - LED Fixture (200W) | 2019 | SC B | GWh | After Competition Groups | 3.8747 | 851691.8771 | 0.85169 | 371.7529 | 0.010423 | 18 | Residential_2019_SC B_GWh_After Competition Groups_18 | LED Exterior Area Lights - LED Fixture (200W) | 1.042% | 0.85169 | 3.8747 | Residential_2019_SC B_GWh_After Competition Groups_LED Exterior Area Lights - LED Fixture (200W)
Residential | Res ¦ ENERGY STAR LED LAMPS (REFLECTOR LAMPs/MR16/PAR 16) | 2019 | SC B | GWh | After Competition Groups | 3.6358 | 456031.1448 | 0.45603 | 371.7529 | 0.0097801 | 19 | Residential_2019_SC B_GWh_After Competition Groups_19 | ENERGY STAR LED LAMPS (REFLECTOR LAMPs/MR16/PAR 16) | 0.978% | 0.45603 | 3.6358 | Residential_2019_SC B_GWh_After Competition Groups_ENERGY STAR LED LAMPS (REFLECTOR LAMPs/MR16/PAR 16)
Residential | Res ¦ LED Tube Re-Lamp | 2019 | SC B | GWh | After Competition Groups | 3.478 | 1212341.0977 | 1.2123 | 371.7529 | 0.0093558 | 20 | Residential_2019_SC B_GWh_After Competition Groups_20 | LED Tube Re-Lamp | 0.9356% | 1.2123 | 3.478 | Residential_2019_SC B_GWh_After Competition Groups_LED Tube Re-Lamp
Residential | Res ¦ Basement Wall Insulation | 2019 | SC B | GWh | After Competition Groups | 3.0222 | 825607.5479 | 0.82561 | 371.7529 | 0.0081297 | 21 | Residential_2019_SC B_GWh_After Competition Groups_21 | Basement Wall Insulation | 0.813% | 0.82561 | 3.0222 | Residential_2019_SC B_GWh_After Competition Groups_Basement Wall Insulation
Residential | Res ¦ Advanced BAS/Controllers | 2019 | SC B | GWh | After Competition Groups | 2.6376 | 875544.5749 | 0.87554 | 371.7529 | 0.007095 | 22 | Residential_2019_SC B_GWh_After Competition Groups_22 | Advanced BAS/Controllers | 0.7095% | 0.87554 | 2.6376 | Residential_2019_SC B_GWh_After Competition Groups_Advanced BAS/Controllers
Residential | Res ¦ Attic Insulation | 2019 | SC B | GWh | After Competition Groups | 2.3311 | 1444071.6515 | 1.4441 | 371.7529 | 0.0062706 | 23 | Residential_2019_SC B_GWh_After Competition Groups_23 | Attic Insulation | 0.6271% | 1.4441 | 2.3311 | Residential_2019_SC B_GWh_After Competition Groups_Attic Insulation
Residential | Res ¦ Furnace Whistle | 2019 | SC B | GWh | After Competition Groups | 2.2715 | 35014.1587 | 0.035014 | 371.7529 | 0.0061103 | 24 | Residential_2019_SC B_GWh_After Competition Groups_24 | Furnace Whistle | 0.611% | 0.035014 | 2.2715 | Residential_2019_SC B_GWh_After Competition Groups_Furnace Whistle
Residential | Res ¦ Outside Air Economizer | 2019 | SC B | GWh | After Competition Groups | 2.0723 | 213094.5414 | 0.21309 | 371.7529 | 0.0055743 | 25 | Residential_2019_SC B_GWh_After Competition Groups_25 | Outside Air Economizer | 0.5574% | 0.21309 | 2.0723 | Residential_2019_SC B_GWh_After Competition Groups_Outside Air Economizer
Residential | Res ¦ Energy Star Light Fixture | 2019 | SC B | GWh | After Competition Groups | 1.6691 | 628389.639 | 0.62839 | 371.7529 | 0.0044899 | 26 | Residential_2019_SC B_GWh_After Competition Groups_26 | Energy Star Light Fixture | 0.449% | 0.62839 | 1.6691 | Residential_2019_SC B_GWh_After Competition Groups_Energy Star Light Fixture
Residential | Res ¦ Minimize Hot and Warm Clothes Wash | 2019 | SC B | GWh | After Competition Groups | 1.5738 | 0 | 0 | 371.7529 | 0.0042334 | 27 | Residential_2019_SC B_GWh_After Competition Groups_27 | Minimize Hot and Warm Clothes Wash | 0.4233% | 0 | 1.5738 | Residential_2019_SC B_GWh_After Competition Groups_Minimize Hot and Warm Clothes Wash
Residential | Res ¦ Energy Star Air Source Heat Pump | 2019 | SC B | GWh | After Competition Groups | 1.5018 | 337470.9945 | 0.33747 | 371.7529 | 0.0040397 | 28 | Residential_2019_SC B_GWh_After Competition Groups_28 | Energy Star Air Source Heat Pump | 0.404% | 0.33747 | 1.5018 | Residential_2019_SC B_GWh_After Competition Groups_Energy Star Air Source Heat Pump
Residential | Res ¦ Energy Star Room Air Conditioner | 2019 | SC B | GWh | After Competition Groups | 1.4417 | 608248.7642 | 0.60825 | 371.7529 | 0.0038782 | 29 | Residential_2019_SC B_GWh_After Competition Groups_29 | Energy Star Room Air Conditioner | 0.3878% | 0.60825 | 1.4417 | Residential_2019_SC B_GWh_After Competition Groups_Energy Star Room Air Conditioner
Residential | Res ¦ Demand Control Ventilation | 2019 | SC B | GWh | After Competition Groups | 1.2164 | 500445.5609 | 0.50045 | 371.7529 | 0.003272 | 30 | Residential_2019_SC B_GWh_After Competition Groups_30 | Demand Control Ventilation | 0.3272% | 0.50045 | 1.2164 | Residential_2019_SC B_GWh_After Competition Groups_Demand Control Ventilation
Residential | Res ¦ ENERGY STAR LED Lamps (General Service Lamps) | 2019 | SC B | GWh | After Competition Groups | 1.1204 | 269873.3218 | 0.26987 | 371.7529 | 0.0030138 | 31 | Residential_2019_SC B_GWh_After Competition Groups_31 | ENERGY STAR LED Lamps (General Service Lamps) | 0.3014% | 0.26987 | 1.1204 | Residential_2019_SC B_GWh_After Competition Groups_ENERGY STAR LED Lamps (General Service Lamps)
Residential | Res ¦ High Efficiency Chiller (avg of water and air cooled) | 2019 | SC B | GWh | After Competition Groups | 1.0833 | 165378.6034 | 0.16538 | 371.7529 | 0.002914 | 32 | Residential_2019_SC B_GWh_After Competition Groups_32 | High Efficiency Chiller (avg of water and air cooled) | 0.2914% | 0.16538 | 1.0833 | Residential_2019_SC B_GWh_After Competition Groups_High Efficiency Chiller (avg of water and air cooled)
Residential | Res ¦ Variable Frequency Drive (VFD) | 2019 | SC B | GWh | After Competition Groups | 0.96353 | 212569.1617 | 0.21257 | 371.7529 | 0.0025918 | 33 | Residential_2019_SC B_GWh_After Competition Groups_33 | Variable Frequency Drive (VFD) | 0.2592% | 0.21257 | 0.96353 | Residential_2019_SC B_GWh_After Competition Groups_Variable Frequency Drive (VFD)
Residential | Res ¦ CO Sensors for parking garage exhaust fans | 2019 | SC B | GWh | After Competition Groups | 0.86918 | 304182.1963 | 0.30418 | 371.7529 | 0.0023381 | 34 | Residential_2019_SC B_GWh_After Competition Groups_34 | CO Sensors for parking garage exhaust fans | 0.2338% | 0.30418 | 0.86918 | Residential_2019_SC B_GWh_After Competition Groups_CO Sensors for parking garage exhaust fans
Residential | Res ¦ Water Heater Temperature Setback | 2019 | SC B | GWh | After Competition Groups | 0.72004 | 35254.7625 | 0.035255 | 371.7529 | 0.0019369 | 35 | Residential_2019_SC B_GWh_After Competition Groups_35 | Water Heater Temperature Setback | 0.1937% | 0.035255 | 0.72004 | Residential_2019_SC B_GWh_After Competition Groups_Water Heater Temperature Setback
Residential | Res ¦ Floor Insulation | 2019 | SC B | GWh | After Competition Groups | 0.61075 | 591569.2305 | 0.59157 | 371.7529 | 0.0016429 | 36 | Residential_2019_SC B_GWh_After Competition Groups_36 | Floor Insulation | 0.1643% | 0.59157 | 0.61075 | Residential_2019_SC B_GWh_After Competition Groups_Floor Insulation
Residential | Res ¦ Duct Insulation | 2019 | SC B | GWh | After Competition Groups | 0.43841 | 334238.6878 | 0.33424 | 371.7529 | 0.0011793 | 37 | Residential_2019_SC B_GWh_After Competition Groups_37 | Duct Insulation | 0.1179% | 0.33424 | 0.43841 | Residential_2019_SC B_GWh_After Competition Groups_Duct Insulation
Residential | Res ¦ VFD on Pumps | 2019 | SC B | GWh | After Competition Groups | 0.29629 | 79624.5425 | 0.079625 | 371.7529 | 0.00079701 | 38 | Residential_2019_SC B_GWh_After Competition Groups_38 | VFD on Pumps | 0.0797% | 0.079625 | 0.29629 | Residential_2019_SC B_GWh_After Competition Groups_VFD on Pumps
Residential | Res ¦ Duct Insulation MF | 2019 | SC B | GWh | After Competition Groups | 0.23553 | 377646.6349 | 0.37765 | 371.7529 | 0.00063357 | 39 | Residential_2019_SC B_GWh_After Competition Groups_39 | Duct Insulation MF | 0.06336% | 0.37765 | 0.23553 | Residential_2019_SC B_GWh_After Competition Groups_Duct Insulation MF
Residential | Res ¦ Condensing Make Up Air Unit | 2019 | SC B | GWh | After Competition Groups | 0.2227 | 208676.7366 | 0.20868 | 371.7529 | 0.00059904 | 40 | Residential_2019_SC B_GWh_After Competition Groups_40 | Condensing Make Up Air Unit | 0.0599% | 0.20868 | 0.2227 | Residential_2019_SC B_GWh_After Competition Groups_Condensing Make Up Air Unit
Residential | Res ¦ ECM MOTORS FOR HVAC APPLICATION (FAN-POWERED VAV BOX) | 2019 | SC B | GWh | After Competition Groups | 0.13637 | 33274.6331 | 0.033275 | 371.7529 | 0.00036683 | 41 | Residential_2019_SC B_GWh_After Competition Groups_41 | ECM MOTORS FOR HVAC APPLICATION (FAN-POWERED VAV BOX) | 0.03668% | 0.033275 | 0.13637 | Residential_2019_SC B_GWh_After Competition Groups_ECM MOTORS FOR HVAC APPLICATION (FAN-POWERED VAV BOX)
Residential | Res ¦ Heat Recovery Ventilator | 2019 | SC B | GWh | After Competition Groups | 0.083016 | 137482.3026 | 0.13748 | 371.7529 | 0.00022331 | 42 | Residential_2019_SC B_GWh_After Competition Groups_42 | Heat Recovery Ventilator | 0.02233% | 0.13748 | 0.083016 | Residential_2019_SC B_GWh_After Competition Groups_Heat Recovery Ventilator
Residential | Res ¦ Beverage Vending Machine Controls | 2019 | SC B | GWh | After Competition Groups | 0.056011 | 7690.2013 | 0.0076902 | 371.7529 | 0.00015067 | 43 | Residential_2019_SC B_GWh_After Competition Groups_43 | Beverage Vending Machine Controls | 0.01507% | 0.0076902 | 0.056011 | Residential_2019_SC B_GWh_After Competition Groups_Beverage Vending Machine Controls
Residential | Res ¦ Wall Insulation | 2019 | SC B | GWh | After Competition Groups | 0.0087787 | 0 | 0 | 371.7529 | 2.3614e-05 | 44 | Residential_2019_SC B_GWh_After Competition Groups_44 | Wall Insulation | 0.002361% | 0 | 0.0087787 | Residential_2019_SC B_GWh_After Competition Groups_Wall Insulation
Residential | Res ¦ Chilled Water Optimization | 2019 | SC B | GWh | After Competition Groups | 0.0057964 | 40.0338 | 4.0034e-05 | 371.7529 | 1.5592e-05 | 45 | Residential_2019_SC B_GWh_After Competition Groups_45 | Chilled Water Optimization | 0.001559% | 4.0034e-05 | 0.0057964 | Residential_2019_SC B_GWh_After Competition Groups_Chilled Water Optimization
Residential | Res ¦ Wall Insulation MF | 2019 | SC B | GWh | After Competition Groups | 0.00053236 | 0 | 0 | 371.7529 | 1.432e-06 | 46 | Residential_2019_SC B_GWh_After Competition Groups_46 | Wall Insulation MF | 0.0001432% | 0 | 0.00053236 | Residential_2019_SC B_GWh_After Competition Groups_Wall Insulation MF
Residential | Res ¦ Energy Star Clothes Dryer | 2019 | SC B | GWh | After Competition Groups | 0 | 0 | 0 | 371.7529 | 0 | 47 | Residential_2019_SC B_GWh_After Competition Groups_47 | Energy Star Clothes Dryer | 0% | 0 | 0 | Residential_2019_SC B_GWh_After Competition Groups_Energy Star Clothes Dryer
Residential | Res ¦ Energy Star Dehumidifier | 2019 | SC B | GWh | After Competition Groups | 0 | 0 | 0 | 371.7529 | 0 | 48 | Residential_2019_SC B_GWh_After Competition Groups_48 | Energy Star Dehumidifier | 0% | 0 | 0 | Residential_2019_SC B_GWh_After Competition Groups_Energy Star Dehumidifier
Residential | Res ¦ Energy Star Freezer | 2019 | SC B | GWh | After Competition Groups | 0 | 0 | 0 | 371.7529 | 0 | 49 | Residential_2019_SC B_GWh_After Competition Groups_49 | Energy Star Freezer | 0% | 0 | 0 | Residential_2019_SC B_GWh_After Competition Groups_Energy Star Freezer
Residential | Res ¦ Heavy Duty Outdoor/Holiday Plug-in Timers | 2019 | SC B | GWh | After Competition Groups | 0 | 0 | 0 | 371.7529 | 0 | 50 | Residential_2019_SC B_GWh_After Competition Groups_50 | Heavy Duty Outdoor/Holiday Plug-in Timers | 0% | 0 | 0 | Residential_2019_SC B_GWh_After Competition Groups_Heavy Duty Outdoor/Holiday Plug-in Timers
Residential | Res ¦ Home Energy Reports | 2019 | SC B | GWh | After Competition Groups | 0 | 0 | 0 | 371.7529 | 0 | 51 | Residential_2019_SC B_GWh_After Competition Groups_51 | Home Energy Reports | 0% | 0 | 0 | Residential_2019_SC B_GWh_After Competition Groups_Home Energy Reports
Residential | Res ¦ LED Downlight | 2019 | SC B | GWh | After Competition Groups | 0 | 0 | 0 | 371.7529 | 0 | 52 | Residential_2019_SC B_GWh_After Competition Groups_52 | LED Downlight | 0% | 0 | 0 | Residential_2019_SC B_GWh_After Competition Groups_LED Downlight
Residential | Res ¦ LED High Bay Fixture | 2019 | SC B | GWh | After Competition Groups | 0 | 0 | 0 | 371.7529 | 0 | 53 | Residential_2019_SC B_GWh_After Competition Groups_53 | LED High Bay Fixture | 0% | 0 | 0 | Residential_2019_SC B_GWh_After Competition Groups_LED High Bay Fixture
Residential | Res ¦ Smart Burners | 2019 | SC B | GWh | After Competition Groups | 0 | 0 | 0 | 371.7529 | 0 | 54 | Residential_2019_SC B_GWh_After Competition Groups_54 | Smart Burners | 0% | 0 | 0 | Residential_2019_SC B_GWh_After Competition Groups_Smart Burners
Residential | Res ¦ Smart Power Bar | 2019 | SC B | GWh | After Competition Groups | 0 | 0 | 0 | 371.7529 | 0 | 55 | Residential_2019_SC B_GWh_After Competition Groups_55 | Smart Power Bar | 0% | 0 | 0 | Residential_2019_SC B_GWh_After Competition Groups_Smart Power Bar
Residential | Res ¦ Tankless Water Heater | 2019 | SC B | GWh | After Competition Groups | 0 | 0 | 0 | 371.7529 | 0 | 56 | Residential_2019_SC B_GWh_After Competition Groups_56 | Tankless Water Heater | 0% | 0 | 0 | Residential_2019_SC B_GWh_After Competition Groups_Tankless Water Heater
Residential | Res ¦ Energy Star LED Specialty Bulbs | 2019 | SC C | GWh | After Competition Groups | 139.303 | 7907246.0428 | 7.9072 | 298.7959 | 0.46621 | 1 | Residential_2019_SC C_GWh_After Competition Groups_1 | Energy Star LED Specialty Bulbs | 46.62% | 7.9072 | 139.303 | Residential_2019_SC C_GWh_After Competition Groups_Energy Star LED Specialty Bulbs
Residential | Res ¦ Energy Star Clothes Washer | 2019 | SC C | GWh | After Competition Groups | 29.8792 | 11314605.4304 | 11.3146 | 298.7959 | 0.099999 | 2 | Residential_2019_SC C_GWh_After Competition Groups_2 | Energy Star Clothes Washer | 10% | 11.3146 | 29.8792 | Residential_2019_SC C_GWh_After Competition Groups_Energy Star Clothes Washer
Residential | Res ¦ Energy Star A Line, PAR, MR Lamps | 2019 | SC C | GWh | After Competition Groups | 26.0845 | 1107170.972 | 1.1072 | 298.7959 | 0.087299 | 3 | Residential_2019_SC C_GWh_After Competition Groups_3 | Energy Star A Line, PAR, MR Lamps | 8.73% | 1.1072 | 26.0845 | Residential_2019_SC C_GWh_After Competition Groups_Energy Star A Line, PAR, MR Lamps
Residential | Res ¦ LED Parking Lot Fixture | 2019 | SC C | GWh | After Competition Groups | 11.2308 | 0 | 0 | 298.7959 | 0.037587 | 4 | Residential_2019_SC C_GWh_After Competition Groups_4 | LED Parking Lot Fixture | 3.759% | 0 | 11.2308 | Residential_2019_SC C_GWh_After Competition Groups_LED Parking Lot Fixture
Residential | Res ¦ Ductless Mini-Split Heat Pump | 2019 | SC C | GWh | After Competition Groups | 11.015 | 1490100.6821 | 1.4901 | 298.7959 | 0.036865 | 5 | Residential_2019_SC C_GWh_After Competition Groups_5 | Ductless Mini-Split Heat Pump | 3.686% | 1.4901 | 11.015 | Residential_2019_SC C_GWh_After Competition Groups_Ductless Mini-Split Heat Pump
Residential | Res ¦ Variable Speed Pool Pump Motor | 2019 | SC C | GWh | After Competition Groups | 8.8799 | 2239253.1911 | 2.2393 | 298.7959 | 0.029719 | 6 | Residential_2019_SC C_GWh_After Competition Groups_6 | Variable Speed Pool Pump Motor | 2.972% | 2.2393 | 8.8799 | Residential_2019_SC C_GWh_After Competition Groups_Variable Speed Pool Pump Motor
Residential | Res ¦ Adaptive Thermostat | 2019 | SC C | GWh | After Competition Groups | 8.7755 | 2910479.4453 | 2.9105 | 298.7959 | 0.02937 | 7 | Residential_2019_SC C_GWh_After Competition Groups_7 | Adaptive Thermostat | 2.937% | 2.9105 | 8.7755 | Residential_2019_SC C_GWh_After Competition Groups_Adaptive Thermostat
Residential | Res ¦ Car Block Heater Timer | 2019 | SC C | GWh | After Competition Groups | 8.2139 | 153301.6329 | 0.1533 | 298.7959 | 0.02749 | 8 | Residential_2019_SC C_GWh_After Competition Groups_8 | Car Block Heater Timer | 2.749% | 0.1533 | 8.2139 | Residential_2019_SC C_GWh_After Competition Groups_Car Block Heater Timer
Residential | Res ¦ Building Recommissioning, Operations and Maintenance (O&M) Improvements | 2019 | SC C | GWh | After Competition Groups | 6.8818 | 68388.0268 | 0.068388 | 298.7959 | 0.023032 | 9 | Residential_2019_SC C_GWh_After Competition Groups_9 | Building Recommissioning, Operations and Maintenance (O&M) Improvements | 2.303% | 0.068388 | 6.8818 | Residential_2019_SC C_GWh_After Competition Groups_Building Recommissioning, Operations and Maintenance (O&M) Improvements
Residential | Res ¦ Air Sealing | 2019 | SC C | GWh | After Competition Groups | 5.3308 | 1935383.2029 | 1.9354 | 298.7959 | 0.017841 | 10 | Residential_2019_SC C_GWh_After Competition Groups_10 | Air Sealing | 1.784% | 1.9354 | 5.3308 | Residential_2019_SC C_GWh_After Competition Groups_Air Sealing
Residential | Res ¦ Energy Star Torchiere | 2019 | SC C | GWh | After Competition Groups | 4.7034 | 329161.5795 | 0.32916 | 298.7959 | 0.015741 | 11 | Residential_2019_SC C_GWh_After Competition Groups_11 | Energy Star Torchiere | 1.574% | 0.32916 | 4.7034 | Residential_2019_SC C_GWh_After Competition Groups_Energy Star Torchiere
Residential | Res ¦ LED Exterior Area Lights - LED Fixture (200W) | 2019 | SC C | GWh | After Competition Groups | 3.8747 | 851777.0548 | 0.85178 | 298.7959 | 0.012968 | 12 | Residential_2019_SC C_GWh_After Competition Groups_12 | LED Exterior Area Lights - LED Fixture (200W) | 1.297% | 0.85178 | 3.8747 | Residential_2019_SC C_GWh_After Competition Groups_LED Exterior Area Lights - LED Fixture (200W)
Residential | Res ¦ ENERGY STAR LED LAMPS (REFLECTOR LAMPs/MR16/PAR 16) | 2019 | SC C | GWh | After Competition Groups | 3.6358 | 456076.7525 | 0.45608 | 298.7959 | 0.012168 | 13 | Residential_2019_SC C_GWh_After Competition Groups_13 | ENERGY STAR LED LAMPS (REFLECTOR LAMPs/MR16/PAR 16) | 1.217% | 0.45608 | 3.6358 | Residential_2019_SC C_GWh_After Competition Groups_ENERGY STAR LED LAMPS (REFLECTOR LAMPs/MR16/PAR 16)
Residential | Res ¦ Comprehensive Draft Proofing | 2019 | SC C | GWh | After Competition Groups | 3.5001 | 0 | 0 | 298.7959 | 0.011714 | 14 | Residential_2019_SC C_GWh_After Competition Groups_14 | Comprehensive Draft Proofing | 1.171% | 0 | 3.5001 | Residential_2019_SC C_GWh_After Competition Groups_Comprehensive Draft Proofing
Residential | Res ¦ LED Tube Re-Lamp | 2019 | SC C | GWh | After Competition Groups | 3.478 | 1212462.344 | 1.2125 | 298.7959 | 0.01164 | 15 | Residential_2019_SC C_GWh_After Competition Groups_15 | LED Tube Re-Lamp | 1.164% | 1.2125 | 3.478 | Residential_2019_SC C_GWh_After Competition Groups_LED Tube Re-Lamp
Residential | Res ¦ Basement Wall Insulation | 2019 | SC C | GWh | After Competition Groups | 3.0226 | 825784.2636 | 0.82578 | 298.7959 | 0.010116 | 16 | Residential_2019_SC C_GWh_After Competition Groups_16 | Basement Wall Insulation | 1.012% | 0.82578 | 3.0226 | Residential_2019_SC C_GWh_After Competition Groups_Basement Wall Insulation
Residential | Res ¦ Occupancy Sensors MF | 2019 | SC C | GWh | After Competition Groups | 2.4723 | 8412.18 | 0.0084122 | 298.7959 | 0.0082741 | 17 | Residential_2019_SC C_GWh_After Competition Groups_17 | Occupancy Sensors MF | 0.8274% | 0.0084122 | 2.4723 | Residential_2019_SC C_GWh_After Competition Groups_Occupancy Sensors MF
Residential | Res ¦ Attic Insulation | 2019 | SC C | GWh | After Competition Groups | 2.286 | 1444609.1306 | 1.4446 | 298.7959 | 0.0076508 | 18 | Residential_2019_SC C_GWh_After Competition Groups_18 | Attic Insulation | 0.7651% | 1.4446 | 2.286 | Residential_2019_SC C_GWh_After Competition Groups_Attic Insulation
Residential | Res ¦ Refrigerator Recycling | 2019 | SC C | GWh | After Competition Groups | 1.8039 | 569343.378 | 0.56934 | 298.7959 | 0.0060374 | 19 | Residential_2019_SC C_GWh_After Competition Groups_19 | Refrigerator Recycling | 0.6037% | 0.56934 | 1.8039 | Residential_2019_SC C_GWh_After Competition Groups_Refrigerator Recycling
Residential | Res ¦ Energy Star Light Fixture | 2019 | SC C | GWh | After Competition Groups | 1.6692 | 628491.0385 | 0.62849 | 298.7959 | 0.0055865 | 20 | Residential_2019_SC C_GWh_After Competition Groups_20 | Energy Star Light Fixture | 0.5587% | 0.62849 | 1.6692 | Residential_2019_SC C_GWh_After Competition Groups_Energy Star Light Fixture
Residential | Res ¦ Minimize Hot and Warm Clothes Wash | 2019 | SC C | GWh | After Competition Groups | 1.5738 | 0 | 0 | 298.7959 | 0.005267 | 21 | Residential_2019_SC C_GWh_After Competition Groups_21 | Minimize Hot and Warm Clothes Wash | 0.5267% | 0 | 1.5738 | Residential_2019_SC C_GWh_After Competition Groups_Minimize Hot and Warm Clothes Wash
Residential | Res ¦ Energy Star Air Source Heat Pump | 2019 | SC C | GWh | After Competition Groups | 1.5019 | 337538.2971 | 0.33754 | 298.7959 | 0.0050266 | 22 | Residential_2019_SC C_GWh_After Competition Groups_22 | Energy Star Air Source Heat Pump | 0.5027% | 0.33754 | 1.5019 | Residential_2019_SC C_GWh_After Competition Groups_Energy Star Air Source Heat Pump
Residential | Res ¦ Energy Star Room Air Conditioner | 2019 | SC C | GWh | After Competition Groups | 1.442 | 608411.0957 | 0.60841 | 298.7959 | 0.0048259 | 23 | Residential_2019_SC C_GWh_After Competition Groups_23 | Energy Star Room Air Conditioner | 0.4826% | 0.60841 | 1.442 | Residential_2019_SC C_GWh_After Competition Groups_Energy Star Room Air Conditioner
Residential | Res ¦ Outside Air Economizer | 2019 | SC C | GWh | After Competition Groups | 1.2758 | 131202.0024 | 0.1312 | 298.7959 | 0.0042697 | 24 | Residential_2019_SC C_GWh_After Competition Groups_24 | Outside Air Economizer | 0.427% | 0.1312 | 1.2758 | Residential_2019_SC C_GWh_After Competition Groups_Outside Air Economizer
Residential | Res ¦ ENERGY STAR LED Lamps (General Service Lamps) | 2019 | SC C | GWh | After Competition Groups | 1.1204 | 269900.3118 | 0.2699 | 298.7959 | 0.0037497 | 25 | Residential_2019_SC C_GWh_After Competition Groups_25 | ENERGY STAR LED Lamps (General Service Lamps) | 0.375% | 0.2699 | 1.1204 | Residential_2019_SC C_GWh_After Competition Groups_ENERGY STAR LED Lamps (General Service Lamps)
Residential | Res ¦ High Efficiency Chiller (avg of water and air cooled) | 2019 | SC C | GWh | After Competition Groups | 1.0833 | 165403.2977 | 0.1654 | 298.7959 | 0.0036257 | 26 | Residential_2019_SC C_GWh_After Competition Groups_26 | High Efficiency Chiller (avg of water and air cooled) | 0.3626% | 0.1654 | 1.0833 | Residential_2019_SC C_GWh_After Competition Groups_High Efficiency Chiller (avg of water and air cooled)
Residential | Res ¦ Advanced BAS/Controllers | 2019 | SC C | GWh | After Competition Groups | 1.0072 | 334382.0146 | 0.33438 | 298.7959 | 0.003371 | 27 | Residential_2019_SC C_GWh_After Competition Groups_27 | Advanced BAS/Controllers | 0.3371% | 0.33438 | 1.0072 | Residential_2019_SC C_GWh_After Competition Groups_Advanced BAS/Controllers
Residential | Res ¦ Furnace Whistle | 2019 | SC C | GWh | After Competition Groups | 0.86732 | 13370.457 | 0.01337 | 298.7959 | 0.0029027 | 28 | Residential_2019_SC C_GWh_After Competition Groups_28 | Furnace Whistle | 0.2903% | 0.01337 | 0.86732 | Residential_2019_SC C_GWh_After Competition Groups_Furnace Whistle
Residential | Res ¦ Floor Insulation | 2019 | SC C | GWh | After Competition Groups | 0.47995 | 591952.5438 | 0.59195 | 298.7959 | 0.0016063 | 29 | Residential_2019_SC C_GWh_After Competition Groups_29 | Floor Insulation | 0.1606% | 0.59195 | 0.47995 | Residential_2019_SC C_GWh_After Competition Groups_Floor Insulation
Residential | Res ¦ Demand Control Ventilation | 2019 | SC C | GWh | After Competition Groups | 0.46453 | 191227.0814 | 0.19123 | 298.7959 | 0.0015547 | 30 | Residential_2019_SC C_GWh_After Competition Groups_30 | Demand Control Ventilation | 0.1555% | 0.19123 | 0.46453 | Residential_2019_SC C_GWh_After Competition Groups_Demand Control Ventilation
Residential | Res ¦ Variable Frequency Drive (VFD) | 2019 | SC C | GWh | After Competition Groups | 0.36792 | 81176.3648 | 0.081176 | 298.7959 | 0.0012313 | 31 | Residential_2019_SC C_GWh_After Competition Groups_31 | Variable Frequency Drive (VFD) | 0.1231% | 0.081176 | 0.36792 | Residential_2019_SC C_GWh_After Competition Groups_Variable Frequency Drive (VFD)
Residential | Res ¦ CO Sensors for parking garage exhaust fans | 2019 | SC C | GWh | After Competition Groups | 0.3667 | 128344.4386 | 0.12834 | 298.7959 | 0.0012273 | 32 | Residential_2019_SC C_GWh_After Competition Groups_32 | CO Sensors for parking garage exhaust fans | 0.1227% | 0.12834 | 0.3667 | Residential_2019_SC C_GWh_After Competition Groups_CO Sensors for parking garage exhaust fans
Residential | Res ¦ Water Heater Temperature Setback | 2019 | SC C | GWh | After Competition Groups | 0.27493 | 13462.4768 | 0.013462 | 298.7959 | 0.00092012 | 33 | Residential_2019_SC C_GWh_After Competition Groups_33 | Water Heater Temperature Setback | 0.09201% | 0.013462 | 0.27493 | Residential_2019_SC C_GWh_After Competition Groups_Water Heater Temperature Setback
Residential | Res ¦ Condensing Make Up Air Unit | 2019 | SC C | GWh | After Competition Groups | 0.22277 | 208762.997 | 0.20876 | 298.7959 | 0.00074554 | 34 | Residential_2019_SC C_GWh_After Competition Groups_34 | Condensing Make Up Air Unit | 0.07455% | 0.20876 | 0.22277 | Residential_2019_SC C_GWh_After Competition Groups_Condensing Make Up Air Unit
Residential | Res ¦ Duct Insulation MF | 2019 | SC C | GWh | After Competition Groups | 0.21732 | 377956.2897 | 0.37796 | 298.7959 | 0.00072732 | 35 | Residential_2019_SC C_GWh_After Competition Groups_35 | Duct Insulation MF | 0.07273% | 0.37796 | 0.21732 | Residential_2019_SC C_GWh_After Competition Groups_Duct Insulation MF
Residential | Res ¦ Duct Insulation | 2019 | SC C | GWh | After Competition Groups | 0.13098 | 335115.2701 | 0.33512 | 298.7959 | 0.00043836 | 36 | Residential_2019_SC C_GWh_After Competition Groups_36 | Duct Insulation | 0.04384% | 0.33512 | 0.13098 | Residential_2019_SC C_GWh_After Competition Groups_Duct Insulation
Residential | Res ¦ Clothes Drying Racks | 2019 | SC C | GWh | After Competition Groups | 0.12786 | 0 | 0 | 298.7959 | 0.00042792 | 37 | Residential_2019_SC C_GWh_After Competition Groups_37 | Clothes Drying Racks | 0.04279% | 0 | 0.12786 | Residential_2019_SC C_GWh_After Competition Groups_Clothes Drying Racks
Residential | Res ¦ VFD on Pumps | 2019 | SC C | GWh | After Competition Groups | 0.11314 | 30407.6376 | 0.030408 | 298.7959 | 0.00037865 | 38 | Residential_2019_SC C_GWh_After Competition Groups_38 | VFD on Pumps | 0.03786% | 0.030408 | 0.11314 | Residential_2019_SC C_GWh_After Competition Groups_VFD on Pumps
Residential | Res ¦ ECM MOTORS FOR HVAC APPLICATION (FAN-POWERED VAV BOX) | 2019 | SC C | GWh | After Competition Groups | 0.055116 | 13455.1218 | 0.013455 | 298.7959 | 0.00018446 | 39 | Residential_2019_SC C_GWh_After Competition Groups_39 | ECM MOTORS FOR HVAC APPLICATION (FAN-POWERED VAV BOX) | 0.01845% | 0.013455 | 0.055116 | Residential_2019_SC C_GWh_After Competition Groups_ECM MOTORS FOR HVAC APPLICATION (FAN-POWERED VAV BOX)
Residential | Res ¦ Heat Recovery Ventilator | 2019 | SC C | GWh | After Competition Groups | 0.032387 | 130489.922 | 0.13049 | 298.7959 | 0.00010839 | 40 | Residential_2019_SC C_GWh_After Competition Groups_40 | Heat Recovery Ventilator | 0.01084% | 0.13049 | 0.032387 | Residential_2019_SC C_GWh_After Competition Groups_Heat Recovery Ventilator
Residential | Res ¦ Beverage Vending Machine Controls | 2019 | SC C | GWh | After Competition Groups | 0.022913 | 3146.2551 | 0.0031463 | 298.7959 | 7.6686e-05 | 41 | Residential_2019_SC C_GWh_After Competition Groups_41 | Beverage Vending Machine Controls | 0.007669% | 0.0031463 | 0.022913 | Residential_2019_SC C_GWh_After Competition Groups_Beverage Vending Machine Controls
Residential | Res ¦ Chilled Water Optimization | 2019 | SC C | GWh | After Competition Groups | 0.0057964 | 40.0379 | 4.0038e-05 | 298.7959 | 1.9399e-05 | 42 | Residential_2019_SC C_GWh_After Competition Groups_42 | Chilled Water Optimization | 0.00194% | 4.0038e-05 | 0.0057964 | Residential_2019_SC C_GWh_After Competition Groups_Chilled Water Optimization
Residential | Res ¦ Wall Insulation | 2019 | SC C | GWh | After Competition Groups | 0.00072581 | 0 | 0 | 298.7959 | 2.4291e-06 | 43 | Residential_2019_SC C_GWh_After Competition Groups_43 | Wall Insulation | 0.0002429% | 0 | 0.00072581 | Residential_2019_SC C_GWh_After Competition Groups_Wall Insulation
Residential | Res ¦ Wall Insulation MF | 2019 | SC C | GWh | After Competition Groups | 0.00053239 | 0 | 0 | 298.7959 | 1.7818e-06 | 44 | Residential_2019_SC C_GWh_After Competition Groups_44 | Wall Insulation MF | 0.0001782% | 0 | 0.00053239 | Residential_2019_SC C_GWh_After Competition Groups_Wall Insulation MF
Residential | Res ¦ Freezer Recycling | 2019 | SC C | GWh | After Competition Groups | 0.00016785 | 0 | 0 | 298.7959 | 5.6175e-07 | 45 | Residential_2019_SC C_GWh_After Competition Groups_45 | Freezer Recycling | 5.618e-05% | 0 | 0.00016785 | Residential_2019_SC C_GWh_After Competition Groups_Freezer Recycling
Residential | Res ¦ Energy Star LED Bulbs General Purpose LEDs | 2019 | SC C | GWh | After Competition Groups | 2.465e-11 | 4.0135e-06 | 4.0135e-12 | 298.7959 | 8.2497e-14 | 46 | Residential_2019_SC C_GWh_After Competition Groups_46 | Energy Star LED Bulbs General Purpose LEDs | 8.25e-12% | 4.0135e-12 | 2.465e-11 | Residential_2019_SC C_GWh_After Competition Groups_Energy Star LED Bulbs General Purpose LEDs
Residential | Res ¦ Energy Star Clothes Dryer | 2019 | SC C | GWh | After Competition Groups | 0 | 0 | 0 | 298.7959 | 0 | 47 | Residential_2019_SC C_GWh_After Competition Groups_47 | Energy Star Clothes Dryer | 0% | 0 | 0 | Residential_2019_SC C_GWh_After Competition Groups_Energy Star Clothes Dryer
Residential | Res ¦ Energy Star Dehumidifier | 2019 | SC C | GWh | After Competition Groups | 0 | 0 | 0 | 298.7959 | 0 | 48 | Residential_2019_SC C_GWh_After Competition Groups_48 | Energy Star Dehumidifier | 0% | 0 | 0 | Residential_2019_SC C_GWh_After Competition Groups_Energy Star Dehumidifier
Residential | Res ¦ Energy Star Freezer | 2019 | SC C | GWh | After Competition Groups | 0 | 0 | 0 | 298.7959 | 0 | 49 | Residential_2019_SC C_GWh_After Competition Groups_49 | Energy Star Freezer | 0% | 0 | 0 | Residential_2019_SC C_GWh_After Competition Groups_Energy Star Freezer
Residential | Res ¦ Heavy Duty Outdoor/Holiday Plug-in Timers | 2019 | SC C | GWh | After Competition Groups | 0 | 0 | 0 | 298.7959 | 0 | 50 | Residential_2019_SC C_GWh_After Competition Groups_50 | Heavy Duty Outdoor/Holiday Plug-in Timers | 0% | 0 | 0 | Residential_2019_SC C_GWh_After Competition Groups_Heavy Duty Outdoor/Holiday Plug-in Timers
Residential | Res ¦ Home Energy Reports | 2019 | SC C | GWh | After Competition Groups | 0 | 0 | 0 | 298.7959 | 0 | 51 | Residential_2019_SC C_GWh_After Competition Groups_51 | Home Energy Reports | 0% | 0 | 0 | Residential_2019_SC C_GWh_After Competition Groups_Home Energy Reports
Residential | Res ¦ LED Downlight | 2019 | SC C | GWh | After Competition Groups | 0 | 0 | 0 | 298.7959 | 0 | 52 | Residential_2019_SC C_GWh_After Competition Groups_52 | LED Downlight | 0% | 0 | 0 | Residential_2019_SC C_GWh_After Competition Groups_LED Downlight
Residential | Res ¦ LED High Bay Fixture | 2019 | SC C | GWh | After Competition Groups | 0 | 0 | 0 | 298.7959 | 0 | 53 | Residential_2019_SC C_GWh_After Competition Groups_53 | LED High Bay Fixture | 0% | 0 | 0 | Residential_2019_SC C_GWh_After Competition Groups_LED High Bay Fixture
Residential | Res ¦ Smart Burners | 2019 | SC C | GWh | After Competition Groups | 0 | 0 | 0 | 298.7959 | 0 | 54 | Residential_2019_SC C_GWh_After Competition Groups_54 | Smart Burners | 0% | 0 | 0 | Residential_2019_SC C_GWh_After Competition Groups_Smart Burners
Residential | Res ¦ Smart Power Bar | 2019 | SC C | GWh | After Competition Groups | 0 | 0 | 0 | 298.7959 | 0 | 55 | Residential_2019_SC C_GWh_After Competition Groups_55 | Smart Power Bar | 0% | 0 | 0 | Residential_2019_SC C_GWh_After Competition Groups_Smart Power Bar
Residential | Res ¦ Tankless Water Heater | 2019 | SC C | GWh | After Competition Groups | 0 | 0 | 0 | 298.7959 | 0 | 56 | Residential_2019_SC C_GWh_After Competition Groups_56 | Tankless Water Heater | 0% | 0 | 0 | Residential_2019_SC C_GWh_After Competition Groups_Tankless Water Heater
Residential | Res ¦ Energy Star LED Bulbs General Purpose LEDs | 2019 | SC D | GWh | After Competition Groups | 145.8382 | 0 | 0 | 273.6969 | 0.53285 | 1 | Residential_2019_SC D_GWh_After Competition Groups_1 | Energy Star LED Bulbs General Purpose LEDs | 53.28% | 0 | 145.8382 | Residential_2019_SC D_GWh_After Competition Groups_Energy Star LED Bulbs General Purpose LEDs
Residential | Res ¦ Energy Star A Line, PAR, MR Lamps | 2019 | SC D | GWh | After Competition Groups | 26.0845 | 0 | 0 | 273.6969 | 0.095304 | 2 | Residential_2019_SC D_GWh_After Competition Groups_2 | Energy Star A Line, PAR, MR Lamps | 9.53% | 0 | 26.0845 | Residential_2019_SC D_GWh_After Competition Groups_Energy Star A Line, PAR, MR Lamps
Residential | Res ¦ Energy Star Clothes Washer | 2019 | SC D | GWh | After Competition Groups | 17.5455 | 0 | 0 | 273.6969 | 0.064106 | 3 | Residential_2019_SC D_GWh_After Competition Groups_3 | Energy Star Clothes Washer | 6.411% | 0 | 17.5455 | Residential_2019_SC D_GWh_After Competition Groups_Energy Star Clothes Washer
Residential | Res ¦ LED Parking Lot Fixture | 2019 | SC D | GWh | After Competition Groups | 11.2308 | 0 | 0 | 273.6969 | 0.041034 | 4 | Residential_2019_SC D_GWh_After Competition Groups_4 | LED Parking Lot Fixture | 4.103% | 0 | 11.2308 | Residential_2019_SC D_GWh_After Competition Groups_LED Parking Lot Fixture
Residential | Res ¦ Ductless Mini-Split Heat Pump | 2019 | SC D | GWh | After Competition Groups | 11.015 | 0 | 0 | 273.6969 | 0.040245 | 5 | Residential_2019_SC D_GWh_After Competition Groups_5 | Ductless Mini-Split Heat Pump | 4.025% | 0 | 11.015 | Residential_2019_SC D_GWh_After Competition Groups_Ductless Mini-Split Heat Pump
Residential | Res ¦ Building Recommissioning, Operations and Maintenance (O&M) Improvements | 2019 | SC D | GWh | After Competition Groups | 6.8818 | 0 | 0 | 273.6969 | 0.025144 | 6 | Residential_2019_SC D_GWh_After Competition Groups_6 | Building Recommissioning, Operations and Maintenance (O&M) Improvements | 2.514% | 0 | 6.8818 | Residential_2019_SC D_GWh_After Competition Groups_Building Recommissioning, Operations and Maintenance (O&M) Improvements
Residential | Res ¦ Variable Speed Pool Pump Motor | 2019 | SC D | GWh | After Competition Groups | 6.2244 | 0 | 0 | 273.6969 | 0.022742 | 7 | Residential_2019_SC D_GWh_After Competition Groups_7 | Variable Speed Pool Pump Motor | 2.274% | 0 | 6.2244 | Residential_2019_SC D_GWh_After Competition Groups_Variable Speed Pool Pump Motor
Residential | Res ¦ Adaptive Thermostat | 2019 | SC D | GWh | After Competition Groups | 5.2597 | 0 | 0 | 273.6969 | 0.019217 | 8 | Residential_2019_SC D_GWh_After Competition Groups_8 | Adaptive Thermostat | 1.922% | 0 | 5.2597 | Residential_2019_SC D_GWh_After Competition Groups_Adaptive Thermostat
Residential | Res ¦ Energy Star Torchiere | 2019 | SC D | GWh | After Competition Groups | 4.1471 | 0 | 0 | 273.6969 | 0.015152 | 9 | Residential_2019_SC D_GWh_After Competition Groups_9 | Energy Star Torchiere | 1.515% | 0 | 4.1471 | Residential_2019_SC D_GWh_After Competition Groups_Energy Star Torchiere
Residential | Res ¦ LED Exterior Area Lights - LED Fixture (200W) | 2019 | SC D | GWh | After Competition Groups | 3.7869 | 0 | 0 | 273.6969 | 0.013836 | 10 | Residential_2019_SC D_GWh_After Competition Groups_10 | LED Exterior Area Lights - LED Fixture (200W) | 1.384% | 0 | 3.7869 | Residential_2019_SC D_GWh_After Competition Groups_LED Exterior Area Lights - LED Fixture (200W)
Residential | Res ¦ ENERGY STAR LED LAMPS (REFLECTOR LAMPs/MR16/PAR 16) | 2019 | SC D | GWh | After Competition Groups | 3.6358 | 0 | 0 | 273.6969 | 0.013284 | 11 | Residential_2019_SC D_GWh_After Competition Groups_11 | ENERGY STAR LED LAMPS (REFLECTOR LAMPs/MR16/PAR 16) | 1.328% | 0 | 3.6358 | Residential_2019_SC D_GWh_After Competition Groups_ENERGY STAR LED LAMPS (REFLECTOR LAMPs/MR16/PAR 16)
Residential | Res ¦ LED Tube Re-Lamp | 2019 | SC D | GWh | After Competition Groups | 3.4612 | 0 | 0 | 273.6969 | 0.012646 | 12 | Residential_2019_SC D_GWh_After Competition Groups_12 | LED Tube Re-Lamp | 1.265% | 0 | 3.4612 | Residential_2019_SC D_GWh_After Competition Groups_LED Tube Re-Lamp
Residential | Res ¦ Comprehensive Draft Proofing | 2019 | SC D | GWh | After Competition Groups | 3.1761 | 0 | 0 | 273.6969 | 0.011605 | 13 | Residential_2019_SC D_GWh_After Competition Groups_13 | Comprehensive Draft Proofing | 1.16% | 0 | 3.1761 | Residential_2019_SC D_GWh_After Competition Groups_Comprehensive Draft Proofing
Residential | Res ¦ Basement Wall Insulation | 2019 | SC D | GWh | After Competition Groups | 2.9186 | 0 | 0 | 273.6969 | 0.010664 | 14 | Residential_2019_SC D_GWh_After Competition Groups_14 | Basement Wall Insulation | 1.066% | 0 | 2.9186 | Residential_2019_SC D_GWh_After Competition Groups_Basement Wall Insulation
Residential | Res ¦ Energy Star LED Specialty Bulbs | 2019 | SC D | GWh | After Competition Groups | 2.6024 | 0 | 0 | 273.6969 | 0.0095084 | 15 | Residential_2019_SC D_GWh_After Competition Groups_15 | Energy Star LED Specialty Bulbs | 0.9508% | 0 | 2.6024 | Residential_2019_SC D_GWh_After Competition Groups_Energy Star LED Specialty Bulbs
Residential | Res ¦ Occupancy Sensors MF | 2019 | SC D | GWh | After Competition Groups | 2.4723 | 0 | 0 | 273.6969 | 0.0090329 | 16 | Residential_2019_SC D_GWh_After Competition Groups_16 | Occupancy Sensors MF | 0.9033% | 0 | 2.4723 | Residential_2019_SC D_GWh_After Competition Groups_Occupancy Sensors MF
Residential | Res ¦ Air Sealing | 2019 | SC D | GWh | After Competition Groups | 2.4006 | 0 | 0 | 273.6969 | 0.008771 | 17 | Residential_2019_SC D_GWh_After Competition Groups_17 | Air Sealing | 0.8771% | 0 | 2.4006 | Residential_2019_SC D_GWh_After Competition Groups_Air Sealing
Residential | Res ¦ Minimize Hot and Warm Clothes Wash | 2019 | SC D | GWh | After Competition Groups | 1.5738 | 0 | 0 | 273.6969 | 0.00575 | 18 | Residential_2019_SC D_GWh_After Competition Groups_18 | Minimize Hot and Warm Clothes Wash | 0.575% | 0 | 1.5738 | Residential_2019_SC D_GWh_After Competition Groups_Minimize Hot and Warm Clothes Wash
Residential | Res ¦ Energy Star Air Source Heat Pump | 2019 | SC D | GWh | After Competition Groups | 1.5019 | 0 | 0 | 273.6969 | 0.0054875 | 19 | Residential_2019_SC D_GWh_After Competition Groups_19 | Energy Star Air Source Heat Pump | 0.5488% | 0 | 1.5019 | Residential_2019_SC D_GWh_After Competition Groups_Energy Star Air Source Heat Pump
Residential | Res ¦ Energy Star Room Air Conditioner | 2019 | SC D | GWh | After Competition Groups | 1.4421 | 0 | 0 | 273.6969 | 0.0052688 | 20 | Residential_2019_SC D_GWh_After Competition Groups_20 | Energy Star Room Air Conditioner | 0.5269% | 0 | 1.4421 | Residential_2019_SC D_GWh_After Competition Groups_Energy Star Room Air Conditioner
Residential | Res ¦ Attic Insulation | 2019 | SC D | GWh | After Competition Groups | 1.3925 | 0 | 0 | 273.6969 | 0.0050876 | 21 | Residential_2019_SC D_GWh_After Competition Groups_21 | Attic Insulation | 0.5088% | 0 | 1.3925 | Residential_2019_SC D_GWh_After Competition Groups_Attic Insulation
Residential | Res ¦ Outside Air Economizer | 2019 | SC D | GWh | After Competition Groups | 1.2758 | 0 | 0 | 273.6969 | 0.0046612 | 22 | Residential_2019_SC D_GWh_After Competition Groups_22 | Outside Air Economizer | 0.4661% | 0 | 1.2758 | Residential_2019_SC D_GWh_After Competition Groups_Outside Air Economizer
Residential | Res ¦ Refrigerator Recycling | 2019 | SC D | GWh | After Competition Groups | 1.1754 | 0 | 0 | 273.6969 | 0.0042944 | 23 | Residential_2019_SC D_GWh_After Competition Groups_23 | Refrigerator Recycling | 0.4294% | 0 | 1.1754 | Residential_2019_SC D_GWh_After Competition Groups_Refrigerator Recycling
Residential | Res ¦ ENERGY STAR LED Lamps (General Service Lamps) | 2019 | SC D | GWh | After Competition Groups | 1.1204 | 0 | 0 | 273.6969 | 0.0040936 | 24 | Residential_2019_SC D_GWh_After Competition Groups_24 | ENERGY STAR LED Lamps (General Service Lamps) | 0.4094% | 0 | 1.1204 | Residential_2019_SC D_GWh_After Competition Groups_ENERGY STAR LED Lamps (General Service Lamps)
Residential | Res ¦ High Efficiency Chiller (avg of water and air cooled) | 2019 | SC D | GWh | After Competition Groups | 1.0833 | 0 | 0 | 273.6969 | 0.0039582 | 25 | Residential_2019_SC D_GWh_After Competition Groups_25 | High Efficiency Chiller (avg of water and air cooled) | 0.3958% | 0 | 1.0833 | Residential_2019_SC D_GWh_After Competition Groups_High Efficiency Chiller (avg of water and air cooled)
Residential | Res ¦ Energy Star Light Fixture | 2019 | SC D | GWh | After Competition Groups | 1.0738 | 0 | 0 | 273.6969 | 0.0039233 | 26 | Residential_2019_SC D_GWh_After Competition Groups_26 | Energy Star Light Fixture | 0.3923% | 0 | 1.0738 | Residential_2019_SC D_GWh_After Competition Groups_Energy Star Light Fixture
Residential | Res ¦ Advanced BAS/Controllers | 2019 | SC D | GWh | After Competition Groups | 1.0072 | 0 | 0 | 273.6969 | 0.0036801 | 27 | Residential_2019_SC D_GWh_After Competition Groups_27 | Advanced BAS/Controllers | 0.368% | 0 | 1.0072 | Residential_2019_SC D_GWh_After Competition Groups_Advanced BAS/Controllers
Residential | Res ¦ Furnace Whistle | 2019 | SC D | GWh | After Competition Groups | 0.86732 | 0 | 0 | 273.6969 | 0.0031689 | 28 | Residential_2019_SC D_GWh_After Competition Groups_28 | Furnace Whistle | 0.3169% | 0 | 0.86732 | Residential_2019_SC D_GWh_After Competition Groups_Furnace Whistle
Residential | Res ¦ Variable Frequency Drive (VFD) | 2019 | SC D | GWh | After Competition Groups | 0.28902 | 0 | 0 | 273.6969 | 0.001056 | 29 | Residential_2019_SC D_GWh_After Competition Groups_29 | Variable Frequency Drive (VFD) | 0.1056% | 0 | 0.28902 | Residential_2019_SC D_GWh_After Competition Groups_Variable Frequency Drive (VFD)
Residential | Res ¦ Water Heater Temperature Setback | 2019 | SC D | GWh | After Competition Groups | 0.24986 | 0 | 0 | 273.6969 | 0.00091289 | 30 | Residential_2019_SC D_GWh_After Competition Groups_30 | Water Heater Temperature Setback | 0.09129% | 0 | 0.24986 | Residential_2019_SC D_GWh_After Competition Groups_Water Heater Temperature Setback
Residential | Res ¦ CO Sensors for parking garage exhaust fans | 2019 | SC D | GWh | After Competition Groups | 0.2404 | 0 | 0 | 273.6969 | 0.00087835 | 31 | Residential_2019_SC D_GWh_After Competition Groups_31 | CO Sensors for parking garage exhaust fans | 0.08783% | 0 | 0.2404 | Residential_2019_SC D_GWh_After Competition Groups_CO Sensors for parking garage exhaust fans
Residential | Res ¦ Demand Control Ventilation | 2019 | SC D | GWh | After Competition Groups | 0.20305 | 0 | 0 | 273.6969 | 0.00074188 | 32 | Residential_2019_SC D_GWh_After Competition Groups_32 | Demand Control Ventilation | 0.07419% | 0 | 0.20305 | Residential_2019_SC D_GWh_After Competition Groups_Demand Control Ventilation
Residential | Res ¦ Clothes Drying Racks | 2019 | SC D | GWh | After Competition Groups | 0.12786 | 0 | 0 | 273.6969 | 0.00046716 | 33 | Residential_2019_SC D_GWh_After Competition Groups_33 | Clothes Drying Racks | 0.04672% | 0 | 0.12786 | Residential_2019_SC D_GWh_After Competition Groups_Clothes Drying Racks
Residential | Res ¦ Floor Insulation | 2019 | SC D | GWh | After Competition Groups | 0.10022 | 0 | 0 | 273.6969 | 0.00036618 | 34 | Residential_2019_SC D_GWh_After Competition Groups_34 | Floor Insulation | 0.03662% | 0 | 0.10022 | Residential_2019_SC D_GWh_After Competition Groups_Floor Insulation
Residential | Res ¦ VFD on Pumps | 2019 | SC D | GWh | After Competition Groups | 0.082293 | 0 | 0 | 273.6969 | 0.00030067 | 35 | Residential_2019_SC D_GWh_After Competition Groups_35 | VFD on Pumps | 0.03007% | 0 | 0.082293 | Residential_2019_SC D_GWh_After Competition Groups_VFD on Pumps
Residential | Res ¦ Condensing Make Up Air Unit | 2019 | SC D | GWh | After Competition Groups | 0.057247 | 0 | 0 | 273.6969 | 0.00020916 | 36 | Residential_2019_SC D_GWh_After Competition Groups_36 | Condensing Make Up Air Unit | 0.02092% | 0 | 0.057247 | Residential_2019_SC D_GWh_After Competition Groups_Condensing Make Up Air Unit
Residential | Res ¦ ECM MOTORS FOR HVAC APPLICATION (FAN-POWERED VAV BOX) | 2019 | SC D | GWh | After Competition Groups | 0.043791 | 0 | 0 | 273.6969 | 0.00016 | 37 | Residential_2019_SC D_GWh_After Competition Groups_37 | ECM MOTORS FOR HVAC APPLICATION (FAN-POWERED VAV BOX) | 0.016% | 0 | 0.043791 | Residential_2019_SC D_GWh_After Competition Groups_ECM MOTORS FOR HVAC APPLICATION (FAN-POWERED VAV BOX)
Residential | Res ¦ Duct Insulation | 2019 | SC D | GWh | After Competition Groups | 0.043312 | 0 | 0 | 273.6969 | 0.00015825 | 38 | Residential_2019_SC D_GWh_After Competition Groups_38 | Duct Insulation | 0.01582% | 0 | 0.043312 | Residential_2019_SC D_GWh_After Competition Groups_Duct Insulation
Residential | Res ¦ Duct Insulation MF | 2019 | SC D | GWh | After Competition Groups | 0.03043 | 0 | 0 | 273.6969 | 0.00011118 | 39 | Residential_2019_SC D_GWh_After Competition Groups_39 | Duct Insulation MF | 0.01112% | 0 | 0.03043 | Residential_2019_SC D_GWh_After Competition Groups_Duct Insulation MF
Residential | Res ¦ Beverage Vending Machine Controls | 2019 | SC D | GWh | After Competition Groups | 0.018229 | 0 | 0 | 273.6969 | 6.6604e-05 | 40 | Residential_2019_SC D_GWh_After Competition Groups_40 | Beverage Vending Machine Controls | 0.00666% | 0 | 0.018229 | Residential_2019_SC D_GWh_After Competition Groups_Beverage Vending Machine Controls
Residential | Res ¦ Heat Recovery Ventilator | 2019 | SC D | GWh | After Competition Groups | 0.010342 | 0 | 0 | 273.6969 | 3.7786e-05 | 41 | Residential_2019_SC D_GWh_After Competition Groups_41 | Heat Recovery Ventilator | 0.003779% | 0 | 0.010342 | Residential_2019_SC D_GWh_After Competition Groups_Heat Recovery Ventilator
Residential | Res ¦ Chilled Water Optimization | 2019 | SC D | GWh | After Competition Groups | 0.0057964 | 0 | 0 | 273.6969 | 2.1178e-05 | 42 | Residential_2019_SC D_GWh_After Competition Groups_42 | Chilled Water Optimization | 0.002118% | 0 | 0.0057964 | Residential_2019_SC D_GWh_After Competition Groups_Chilled Water Optimization
Residential | Res ¦ Wall Insulation MF | 2019 | SC D | GWh | After Competition Groups | 0.00037023 | 0 | 0 | 273.6969 | 1.3527e-06 | 43 | Residential_2019_SC D_GWh_After Competition Groups_43 | Wall Insulation MF | 0.0001353% | 0 | 0.00037023 | Residential_2019_SC D_GWh_After Competition Groups_Wall Insulation MF
Residential | Res ¦ Wall Insulation | 2019 | SC D | GWh | After Competition Groups | 0.00033424 | 0 | 0 | 273.6969 | 1.2212e-06 | 44 | Residential_2019_SC D_GWh_After Competition Groups_44 | Wall Insulation | 0.0001221% | 0 | 0.00033424 | Residential_2019_SC D_GWh_After Competition Groups_Wall Insulation
Residential | Res ¦ Freezer Recycling | 2019 | SC D | GWh | After Competition Groups | 0.00016785 | 0 | 0 | 273.6969 | 6.1326e-07 | 45 | Residential_2019_SC D_GWh_After Competition Groups_45 | Freezer Recycling | 6.133e-05% | 0 | 0.00016785 | Residential_2019_SC D_GWh_After Competition Groups_Freezer Recycling
Residential | Res ¦ Energy Star Clothes Dryer | 2019 | SC D | GWh | After Competition Groups | 0 | 0 | 0 | 273.6969 | 0 | 46 | Residential_2019_SC D_GWh_After Competition Groups_46 | Energy Star Clothes Dryer | 0% | 0 | 0 | Residential_2019_SC D_GWh_After Competition Groups_Energy Star Clothes Dryer
Residential | Res ¦ Energy Star Dehumidifier | 2019 | SC D | GWh | After Competition Groups | 0 | 0 | 0 | 273.6969 | 0 | 47 | Residential_2019_SC D_GWh_After Competition Groups_47 | Energy Star Dehumidifier | 0% | 0 | 0 | Residential_2019_SC D_GWh_After Competition Groups_Energy Star Dehumidifier
Residential | Res ¦ Energy Star Freezer | 2019 | SC D | GWh | After Competition Groups | 0 | 0 | 0 | 273.6969 | 0 | 48 | Residential_2019_SC D_GWh_After Competition Groups_48 | Energy Star Freezer | 0% | 0 | 0 | Residential_2019_SC D_GWh_After Competition Groups_Energy Star Freezer
Residential | Res ¦ Home Energy Reports | 2019 | SC D | GWh | After Competition Groups | 0 | 0 | 0 | 273.6969 | 0 | 49 | Residential_2019_SC D_GWh_After Competition Groups_49 | Home Energy Reports | 0% | 0 | 0 | Residential_2019_SC D_GWh_After Competition Groups_Home Energy Reports
Residential | Res ¦ LED Downlight | 2019 | SC D | GWh | After Competition Groups | 0 | 0 | 0 | 273.6969 | 0 | 50 | Residential_2019_SC D_GWh_After Competition Groups_50 | LED Downlight | 0% | 0 | 0 | Residential_2019_SC D_GWh_After Competition Groups_LED Downlight
Residential | Res ¦ LED High Bay Fixture | 2019 | SC D | GWh | After Competition Groups | 0 | 0 | 0 | 273.6969 | 0 | 51 | Residential_2019_SC D_GWh_After Competition Groups_51 | LED High Bay Fixture | 0% | 0 | 0 | Residential_2019_SC D_GWh_After Competition Groups_LED High Bay Fixture
Residential | Res ¦ Smart Burners | 2019 | SC D | GWh | After Competition Groups | 0 | 0 | 0 | 273.6969 | 0 | 52 | Residential_2019_SC D_GWh_After Competition Groups_52 | Smart Burners | 0% | 0 | 0 | Residential_2019_SC D_GWh_After Competition Groups_Smart Burners
Residential | Res ¦ Smart Power Bar | 2019 | SC D | GWh | After Competition Groups | 0 | 0 | 0 | 273.6969 | 0 | 53 | Residential_2019_SC D_GWh_After Competition Groups_53 | Smart Power Bar | 0% | 0 | 0 | Residential_2019_SC D_GWh_After Competition Groups_Smart Power Bar
Residential | Res ¦ Tankless Water Heater | 2019 | SC D | GWh | After Competition Groups | 0 | 0 | 0 | 273.6969 | 0 | 54 | Residential_2019_SC D_GWh_After Competition Groups_54 | Tankless Water Heater | 0% | 0 | 0 | Residential_2019_SC D_GWh_After Competition Groups_Tankless Water Heater
Residential | Res ¦ Smart Power Bar | 2019 | Technical | GWh | After Competition Groups | 1626.4819 | 0 | 0 | 9246.0289 | 0.17591 | 1 | Residential_2019_Technical_GWh_After Competition Groups_1 | Smart Power Bar | 17.59% | 0 | 1626.4819 | Residential_2019_Technical_GWh_After Competition Groups_Smart Power Bar
Residential | Res ¦ Energy Star LED Bulbs General Purpose LEDs | 2019 | Technical | GWh | After Competition Groups | 661.74 | 0 | 0 | 9246.0289 | 0.07157 | 2 | Residential_2019_Technical_GWh_After Competition Groups_2 | Energy Star LED Bulbs General Purpose LEDs | 7.157% | 0 | 661.74 | Residential_2019_Technical_GWh_After Competition Groups_Energy Star LED Bulbs General Purpose LEDs
Residential | Res ¦ Adaptive Thermostat | 2019 | Technical | GWh | After Competition Groups | 627.5023 | 0 | 0 | 9246.0289 | 0.067867 | 3 | Residential_2019_Technical_GWh_After Competition Groups_3 | Adaptive Thermostat | 6.787% | 0 | 627.5023 | Residential_2019_Technical_GWh_After Competition Groups_Adaptive Thermostat
Residential | Res ¦ Air Sealing | 2019 | Technical | GWh | After Competition Groups | 585.0437 | 0 | 0 | 9246.0289 | 0.063275 | 4 | Residential_2019_Technical_GWh_After Competition Groups_4 | Air Sealing | 6.328% | 0 | 585.0437 | Residential_2019_Technical_GWh_After Competition Groups_Air Sealing
Residential | Res ¦ Variable Speed Pool Pump Motor | 2019 | Technical | GWh | After Competition Groups | 429.6405 | 0 | 0 | 9246.0289 | 0.046468 | 5 | Residential_2019_Technical_GWh_After Competition Groups_5 | Variable Speed Pool Pump Motor | 4.647% | 0 | 429.6405 | Residential_2019_Technical_GWh_After Competition Groups_Variable Speed Pool Pump Motor
Residential | Res ¦ Energy Star Central Air Conditioner | 2019 | Technical | GWh | After Competition Groups | 369.8585 | 0 | 0 | 9246.0289 | 0.040002 | 6 | Residential_2019_Technical_GWh_After Competition Groups_6 | Energy Star Central Air Conditioner | 4% | 0 | 369.8585 | Residential_2019_Technical_GWh_After Competition Groups_Energy Star Central Air Conditioner
Residential | Res ¦ Passive Attic Ventilation | 2019 | Technical | GWh | After Competition Groups | 346.4263 | 0 | 0 | 9246.0289 | 0.037468 | 7 | Residential_2019_Technical_GWh_After Competition Groups_7 | Passive Attic Ventilation | 3.747% | 0 | 346.4263 | Residential_2019_Technical_GWh_After Competition Groups_Passive Attic Ventilation
Residential | Res ¦ Building Recommissioning, Operations and Maintenance (O&M) Improvements | 2019 | Technical | GWh | After Competition Groups | 332.9637 | 0 | 0 | 9246.0289 | 0.036012 | 8 | Residential_2019_Technical_GWh_After Competition Groups_8 | Building Recommissioning, Operations and Maintenance (O&M) Improvements | 3.601% | 0 | 332.9637 | Residential_2019_Technical_GWh_After Competition Groups_Building Recommissioning, Operations and Maintenance (O&M) Improvements
Residential | Res ¦ Energy Star Windows | 2019 | Technical | GWh | After Competition Groups | 317.3121 | 0 | 0 | 9246.0289 | 0.034319 | 9 | Residential_2019_Technical_GWh_After Competition Groups_9 | Energy Star Windows | 3.432% | 0 | 317.3121 | Residential_2019_Technical_GWh_After Competition Groups_Energy Star Windows
Residential | Res ¦ Car Block Heater Timer | 2019 | Technical | GWh | After Competition Groups | 317.0733 | 0 | 0 | 9246.0289 | 0.034293 | 10 | Residential_2019_Technical_GWh_After Competition Groups_10 | Car Block Heater Timer | 3.429% | 0 | 317.0733 | Residential_2019_Technical_GWh_After Competition Groups_Car Block Heater Timer
Residential | Res ¦ Basement Wall Insulation | 2019 | Technical | GWh | After Competition Groups | 307.1113 | 0 | 0 | 9246.0289 | 0.033215 | 11 | Residential_2019_Technical_GWh_After Competition Groups_11 | Basement Wall Insulation | 3.322% | 0 | 307.1113 | Residential_2019_Technical_GWh_After Competition Groups_Basement Wall Insulation
Residential | Res ¦ Basement or Crawlspace Insulation | 2019 | Technical | GWh | After Competition Groups | 255.0339 | 0 | 0 | 9246.0289 | 0.027583 | 12 | Residential_2019_Technical_GWh_After Competition Groups_12 | Basement or Crawlspace Insulation | 2.758% | 0 | 255.0339 | Residential_2019_Technical_GWh_After Competition Groups_Basement or Crawlspace Insulation
Residential | Res ¦ Attic Insulation | 2019 | Technical | GWh | After Competition Groups | 236.9166 | 0 | 0 | 9246.0289 | 0.025624 | 13 | Residential_2019_Technical_GWh_After Competition Groups_13 | Attic Insulation | 2.562% | 0 | 236.9166 | Residential_2019_Technical_GWh_After Competition Groups_Attic Insulation
Residential | Res ¦ Wall Insulation | 2019 | Technical | GWh | After Competition Groups | 185.1044 | 0 | 0 | 9246.0289 | 0.02002 | 14 | Residential_2019_Technical_GWh_After Competition Groups_14 | Wall Insulation | 2.002% | 0 | 185.1044 | Residential_2019_Technical_GWh_After Competition Groups_Wall Insulation
Residential | Res ¦ Heavy Duty Outdoor/Holiday Plug-in Timers | 2019 | Technical | GWh | After Competition Groups | 180.4391 | 0 | 0 | 9246.0289 | 0.019515 | 15 | Residential_2019_Technical_GWh_After Competition Groups_15 | Heavy Duty Outdoor/Holiday Plug-in Timers | 1.952% | 0 | 180.4391 | Residential_2019_Technical_GWh_After Competition Groups_Heavy Duty Outdoor/Holiday Plug-in Timers
Residential | Res ¦ Comprehensive Draft Proofing | 2019 | Technical | GWh | After Competition Groups | 169.3494 | 0 | 0 | 9246.0289 | 0.018316 | 16 | Residential_2019_Technical_GWh_After Competition Groups_16 | Comprehensive Draft Proofing | 1.832% | 0 | 169.3494 | Residential_2019_Technical_GWh_After Competition Groups_Comprehensive Draft Proofing
Residential | Res ¦ Furnace with ECM | 2019 | Technical | GWh | After Competition Groups | 127.6 | 0 | 0 | 9246.0289 | 0.013801 | 17 | Residential_2019_Technical_GWh_After Competition Groups_17 | Furnace with ECM | 1.38% | 0 | 127.6 | Residential_2019_Technical_GWh_After Competition Groups_Furnace with ECM
Residential | Res ¦ Occupancy Sensors MF | 2019 | Technical | GWh | After Competition Groups | 119.617 | 0 | 0 | 9246.0289 | 0.012937 | 18 | Residential_2019_Technical_GWh_After Competition Groups_18 | Occupancy Sensors MF | 1.294% | 0 | 119.617 | Residential_2019_Technical_GWh_After Competition Groups_Occupancy Sensors MF
Residential | Res ¦ Radiant Barrier | 2019 | Technical | GWh | After Competition Groups | 118.4611 | 0 | 0 | 9246.0289 | 0.012812 | 19 | Residential_2019_Technical_GWh_After Competition Groups_19 | Radiant Barrier | 1.281% | 0 | 118.4611 | Residential_2019_Technical_GWh_After Competition Groups_Radiant Barrier
Residential | Res ¦ Ceiling Insulation | 2019 | Technical | GWh | After Competition Groups | 92.7878 | 0 | 0 | 9246.0289 | 0.010035 | 20 | Residential_2019_Technical_GWh_After Competition Groups_20 | Ceiling Insulation | 1.004% | 0 | 92.7878 | Residential_2019_Technical_GWh_After Competition Groups_Ceiling Insulation
Residential | Res ¦ Window Film | 2019 | Technical | GWh | After Competition Groups | 90.9365 | 0 | 0 | 9246.0289 | 0.0098352 | 21 | Residential_2019_Technical_GWh_After Competition Groups_21 | Window Film | 0.9835% | 0 | 90.9365 | Residential_2019_Technical_GWh_After Competition Groups_Window Film
Residential | Res ¦ Refrigerator Recycling | 2019 | Technical | GWh | After Competition Groups | 87.2811 | 0 | 0 | 9246.0289 | 0.0094398 | 22 | Residential_2019_Technical_GWh_After Competition Groups_22 | Refrigerator Recycling | 0.944% | 0 | 87.2811 | Residential_2019_Technical_GWh_After Competition Groups_Refrigerator Recycling
Residential | Res ¦ Energy Star Refrigerator | 2019 | Technical | GWh | After Competition Groups | 80.0301 | 0 | 0 | 9246.0289 | 0.0086556 | 23 | Residential_2019_Technical_GWh_After Competition Groups_23 | Energy Star Refrigerator | 0.8656% | 0 | 80.0301 | Residential_2019_Technical_GWh_After Competition Groups_Energy Star Refrigerator
Residential | Res ¦ Clothes Drying Racks | 2019 | Technical | GWh | After Competition Groups | 79.7002 | 0 | 0 | 9246.0289 | 0.0086199 | 24 | Residential_2019_Technical_GWh_After Competition Groups_24 | Clothes Drying Racks | 0.862% | 0 | 79.7002 | Residential_2019_Technical_GWh_After Competition Groups_Clothes Drying Racks
Residential | Res ¦ Energy Star Light Fixture | 2019 | Technical | GWh | After Competition Groups | 76.6888 | 0 | 0 | 9246.0289 | 0.0082942 | 25 | Residential_2019_Technical_GWh_After Competition Groups_25 | Energy Star Light Fixture | 0.8294% | 0 | 76.6888 | Residential_2019_Technical_GWh_After Competition Groups_Energy Star Light Fixture
Residential | Res ¦ Freezer Recycling | 2019 | Technical | GWh | After Competition Groups | 76.5837 | 0 | 0 | 9246.0289 | 0.0082829 | 26 | Residential_2019_Technical_GWh_After Competition Groups_26 | Freezer Recycling | 0.8283% | 0 | 76.5837 | Residential_2019_Technical_GWh_After Competition Groups_Freezer Recycling
Residential | Res ¦ Duct Insulation | 2019 | Technical | GWh | After Competition Groups | 76.2787 | 0 | 0 | 9246.0289 | 0.0082499 | 27 | Residential_2019_Technical_GWh_After Competition Groups_27 | Duct Insulation | 0.825% | 0 | 76.2787 | Residential_2019_Technical_GWh_After Competition Groups_Duct Insulation
Residential | Res ¦ Energy Star Clothes Washer | 2019 | Technical | GWh | After Competition Groups | 71.6579 | 0 | 0 | 9246.0289 | 0.0077501 | 28 | Residential_2019_Technical_GWh_After Competition Groups_28 | Energy Star Clothes Washer | 0.775% | 0 | 71.6579 | Residential_2019_Technical_GWh_After Competition Groups_Energy Star Clothes Washer
Residential | Res ¦ Variable Refrigerant Flow Heat Pump | 2019 | Technical | GWh | After Competition Groups | 65.7562 | 0 | 0 | 9246.0289 | 0.0071118 | 29 | Residential_2019_Technical_GWh_After Competition Groups_29 | Variable Refrigerant Flow Heat Pump | 0.7112% | 0 | 65.7562 | Residential_2019_Technical_GWh_After Competition Groups_Variable Refrigerant Flow Heat Pump
Residential | Res ¦ INTEGRAL LED TROFFERS | 2019 | Technical | GWh | After Competition Groups | 65.4458 | 0 | 0 | 9246.0289 | 0.0070783 | 30 | Residential_2019_Technical_GWh_After Competition Groups_30 | INTEGRAL LED TROFFERS | 0.7078% | 0 | 65.4458 | Residential_2019_Technical_GWh_After Competition Groups_INTEGRAL LED TROFFERS
Residential | Res ¦ Smart Burners | 2019 | Technical | GWh | After Competition Groups | 64.3723 | 0 | 0 | 9246.0289 | 0.0069622 | 31 | Residential_2019_Technical_GWh_After Competition Groups_31 | Smart Burners | 0.6962% | 0 | 64.3723 | Residential_2019_Technical_GWh_After Competition Groups_Smart Burners
Residential | Res ¦ Floor Insulation | 2019 | Technical | GWh | After Competition Groups | 62.0924 | 0 | 0 | 9246.0289 | 0.0067156 | 32 | Residential_2019_Technical_GWh_After Competition Groups_32 | Floor Insulation | 0.6716% | 0 | 62.0924 | Residential_2019_Technical_GWh_After Competition Groups_Floor Insulation
Residential | Res ¦ Energy Star Ground Source Heat Pump | 2019 | Technical | GWh | After Competition Groups | 58.9997 | 0 | 0 | 9246.0289 | 0.0063811 | 33 | Residential_2019_Technical_GWh_After Competition Groups_33 | Energy Star Ground Source Heat Pump | 0.6381% | 0 | 58.9997 | Residential_2019_Technical_GWh_After Competition Groups_Energy Star Ground Source Heat Pump
Residential | Res ¦ Ductless Mini-Split Heat Pump | 2019 | Technical | GWh | After Competition Groups | 58.4044 | 0 | 0 | 9246.0289 | 0.0063167 | 34 | Residential_2019_Technical_GWh_After Competition Groups_34 | Ductless Mini-Split Heat Pump | 0.6317% | 0 | 58.4044 | Residential_2019_Technical_GWh_After Competition Groups_Ductless Mini-Split Heat Pump
Residential | Res ¦ Heat Pump Clothes Dryer | 2019 | Technical | GWh | After Competition Groups | 58.3763 | 0 | 0 | 9246.0289 | 0.0063137 | 35 | Residential_2019_Technical_GWh_After Competition Groups_35 | Heat Pump Clothes Dryer | 0.6314% | 0 | 58.3763 | Residential_2019_Technical_GWh_After Competition Groups_Heat Pump Clothes Dryer
Residential | Res ¦ LED Parking Lot Fixture | 2019 | Technical | GWh | After Competition Groups | 57.9821 | 0 | 0 | 9246.0289 | 0.006271 | 36 | Residential_2019_Technical_GWh_After Competition Groups_36 | LED Parking Lot Fixture | 0.6271% | 0 | 57.9821 | Residential_2019_Technical_GWh_After Competition Groups_LED Parking Lot Fixture
Residential | Res ¦ Dehumidifier Recycling | 2019 | Technical | GWh | After Competition Groups | 53.1044 | 0 | 0 | 9246.0289 | 0.0057435 | 37 | Residential_2019_Technical_GWh_After Competition Groups_37 | Dehumidifier Recycling | 0.5743% | 0 | 53.1044 | Residential_2019_Technical_GWh_After Competition Groups_Dehumidifier Recycling
Residential | Res ¦ Advanced BAS/Controllers | 2019 | Technical | GWh | After Competition Groups | 48.7332 | 0 | 0 | 9246.0289 | 0.0052707 | 38 | Residential_2019_Technical_GWh_After Competition Groups_38 | Advanced BAS/Controllers | 0.5271% | 0 | 48.7332 | Residential_2019_Technical_GWh_After Competition Groups_Advanced BAS/Controllers
Residential | Res ¦ Energy Star Torchiere | 2019 | Technical | GWh | After Competition Groups | 42.7469 | 0 | 0 | 9246.0289 | 0.0046233 | 39 | Residential_2019_Technical_GWh_After Competition Groups_39 | Energy Star Torchiere | 0.4623% | 0 | 42.7469 | Residential_2019_Technical_GWh_After Competition Groups_Energy Star Torchiere
Residential | Res ¦ Minimize Hot and Warm Clothes Wash | 2019 | Technical | GWh | After Competition Groups | 42.5978 | 0 | 0 | 9246.0289 | 0.0046071 | 40 | Residential_2019_Technical_GWh_After Competition Groups_40 | Minimize Hot and Warm Clothes Wash | 0.4607% | 0 | 42.5978 | Residential_2019_Technical_GWh_After Competition Groups_Minimize Hot and Warm Clothes Wash
Residential | Res ¦ Furnace Whistle | 2019 | Technical | GWh | After Competition Groups | 41.9639 | 0 | 0 | 9246.0289 | 0.0045386 | 41 | Residential_2019_Technical_GWh_After Competition Groups_41 | Furnace Whistle | 0.4539% | 0 | 41.9639 | Residential_2019_Technical_GWh_After Competition Groups_Furnace Whistle
Residential | Res ¦ Early Hot Water Heater Replacement | 2019 | Technical | GWh | After Competition Groups | 38.0112 | 0 | 0 | 9246.0289 | 0.0041111 | 42 | Residential_2019_Technical_GWh_After Competition Groups_42 | Early Hot Water Heater Replacement | 0.4111% | 0 | 38.0112 | Residential_2019_Technical_GWh_After Competition Groups_Early Hot Water Heater Replacement
Residential | Res ¦ LED Downlight | 2019 | Technical | GWh | After Competition Groups | 35.4521 | 0 | 0 | 9246.0289 | 0.0038343 | 43 | Residential_2019_Technical_GWh_After Competition Groups_43 | LED Downlight | 0.3834% | 0 | 35.4521 | Residential_2019_Technical_GWh_After Competition Groups_LED Downlight
Residential | Res ¦ Ductless Mini-Split Air Conditioner | 2019 | Technical | GWh | After Competition Groups | 34.5658 | 0 | 0 | 9246.0289 | 0.0037384 | 44 | Residential_2019_Technical_GWh_After Competition Groups_44 | Ductless Mini-Split Air Conditioner | 0.3738% | 0 | 34.5658 | Residential_2019_Technical_GWh_After Competition Groups_Ductless Mini-Split Air Conditioner
Residential | Res ¦ Duct Insulation MF | 2019 | Technical | GWh | After Competition Groups | 33.6507 | 0 | 0 | 9246.0289 | 0.0036395 | 45 | Residential_2019_Technical_GWh_After Competition Groups_45 | Duct Insulation MF | 0.3639% | 0 | 33.6507 | Residential_2019_Technical_GWh_After Competition Groups_Duct Insulation MF
Residential | Res ¦ Energy Star Dehumidifier | 2019 | Technical | GWh | After Competition Groups | 31.2022 | 0 | 0 | 9246.0289 | 0.0033747 | 46 | Residential_2019_Technical_GWh_After Competition Groups_46 | Energy Star Dehumidifier | 0.3375% | 0 | 31.2022 | Residential_2019_Technical_GWh_After Competition Groups_Energy Star Dehumidifier
Residential | Res ¦ Central Air Conditioner Maintenance | 2019 | Technical | GWh | After Competition Groups | 31.0532 | 0 | 0 | 9246.0289 | 0.0033585 | 47 | Residential_2019_Technical_GWh_After Competition Groups_47 | Central Air Conditioner Maintenance | 0.3359% | 0 | 31.0532 | Residential_2019_Technical_GWh_After Competition Groups_Central Air Conditioner Maintenance
Residential | Res ¦ LED Exterior Area Lights - LED Fixture (200W) | 2019 | Technical | GWh | After Competition Groups | 26.7467 | 0 | 0 | 9246.0289 | 0.0028928 | 48 | Residential_2019_Technical_GWh_After Competition Groups_48 | LED Exterior Area Lights - LED Fixture (200W) | 0.2893% | 0 | 26.7467 | Residential_2019_Technical_GWh_After Competition Groups_LED Exterior Area Lights - LED Fixture (200W)
Residential | Res ¦ Drain Water Heat Recovery | 2019 | Technical | GWh | After Competition Groups | 25.5304 | 0 | 0 | 9246.0289 | 0.0027612 | 49 | Residential_2019_Technical_GWh_After Competition Groups_49 | Drain Water Heat Recovery | 0.2761% | 0 | 25.5304 | Residential_2019_Technical_GWh_After Competition Groups_Drain Water Heat Recovery
Residential | Res ¦ Outside Air Economizer | 2019 | Technical | GWh | After Competition Groups | 24.6624 | 0 | 0 | 9246.0289 | 0.0026674 | 50 | Residential_2019_Technical_GWh_After Competition Groups_50 | Outside Air Economizer | 0.2667% | 0 | 24.6624 | Residential_2019_Technical_GWh_After Competition Groups_Outside Air Economizer
Residential | Res ¦ Demand Control Ventilation | 2019 | Technical | GWh | After Competition Groups | 22.4758 | 0 | 0 | 9246.0289 | 0.0024309 | 51 | Residential_2019_Technical_GWh_After Competition Groups_51 | Demand Control Ventilation | 0.2431% | 0 | 22.4758 | Residential_2019_Technical_GWh_After Competition Groups_Demand Control Ventilation
Residential | Res ¦ Lighting Motion Sensors, Timers, Dimmers | 2019 | Technical | GWh | After Competition Groups | 20.1521 | 0 | 0 | 9246.0289 | 0.0021795 | 52 | Residential_2019_Technical_GWh_After Competition Groups_52 | Lighting Motion Sensors, Timers, Dimmers | 0.218% | 0 | 20.1521 | Residential_2019_Technical_GWh_After Competition Groups_Lighting Motion Sensors, Timers, Dimmers
Residential | Res ¦ Variable Frequency Drive (VFD) | 2019 | Technical | GWh | After Competition Groups | 17.8011 | 0 | 0 | 9246.0289 | 0.0019253 | 53 | Residential_2019_Technical_GWh_After Competition Groups_53 | Variable Frequency Drive (VFD) | 0.1925% | 0 | 17.8011 | Residential_2019_Technical_GWh_After Competition Groups_Variable Frequency Drive (VFD)
Residential | Res ¦ CO Sensors for parking garage exhaust fans | 2019 | Technical | GWh | After Competition Groups | 15.5601 | 0 | 0 | 9246.0289 | 0.0016829 | 54 | Residential_2019_Technical_GWh_After Competition Groups_54 | CO Sensors for parking garage exhaust fans | 0.1683% | 0 | 15.5601 | Residential_2019_Technical_GWh_After Competition Groups_CO Sensors for parking garage exhaust fans
Residential | Res ¦ Water Heater Temperature Setback | 2019 | Technical | GWh | After Competition Groups | 13.302 | 0 | 0 | 9246.0289 | 0.0014387 | 55 | Residential_2019_Technical_GWh_After Competition Groups_55 | Water Heater Temperature Setback | 0.1439% | 0 | 13.302 | Residential_2019_Technical_GWh_After Competition Groups_Water Heater Temperature Setback
Residential | Res ¦ ENERGY STAR LED LAMPS (REFLECTOR LAMPs/MR16/PAR 16) | 2019 | Technical | GWh | After Competition Groups | 12.3879 | 0 | 0 | 9246.0289 | 0.0013398 | 56 | Residential_2019_Technical_GWh_After Competition Groups_56 | ENERGY STAR LED LAMPS (REFLECTOR LAMPs/MR16/PAR 16) | 0.134% | 0 | 12.3879 | Residential_2019_Technical_GWh_After Competition Groups_ENERGY STAR LED LAMPS (REFLECTOR LAMPs/MR16/PAR 16)
Residential | Res ¦ DHW Recirculation Systems | 2019 | Technical | GWh | After Competition Groups | 12.0098 | 0 | 0 | 9246.0289 | 0.0012989 | 57 | Residential_2019_Technical_GWh_After Competition Groups_57 | DHW Recirculation Systems | 0.1299% | 0 | 12.0098 | Residential_2019_Technical_GWh_After Competition Groups_DHW Recirculation Systems
Residential | Res ¦ Air Source Heat Pump Maintenance | 2019 | Technical | GWh | After Competition Groups | 10.8613 | 0 | 0 | 9246.0289 | 0.0011747 | 58 | Residential_2019_Technical_GWh_After Competition Groups_58 | Air Source Heat Pump Maintenance | 0.1175% | 0 | 10.8613 | Residential_2019_Technical_GWh_After Competition Groups_Air Source Heat Pump Maintenance
Residential | Res ¦ Energy Star Ceiling Fan/Lighting | 2019 | Technical | GWh | After Competition Groups | 9.4104 | 0 | 0 | 9246.0289 | 0.0010178 | 59 | Residential_2019_Technical_GWh_After Competition Groups_59 | Energy Star Ceiling Fan/Lighting | 0.1018% | 0 | 9.4104 | Residential_2019_Technical_GWh_After Competition Groups_Energy Star Ceiling Fan/Lighting
Residential | Res ¦ Solar Powered Attic Fan | 2019 | Technical | GWh | After Competition Groups | 9.262 | 0 | 0 | 9246.0289 | 0.0010017 | 60 | Residential_2019_Technical_GWh_After Competition Groups_60 | Solar Powered Attic Fan | 0.1002% | 0 | 9.262 | Residential_2019_Technical_GWh_After Competition Groups_Solar Powered Attic Fan
Residential | Res ¦ Energy Star Freezer | 2019 | Technical | GWh | After Competition Groups | 8.0974 | 0 | 0 | 9246.0289 | 0.00087577 | 61 | Residential_2019_Technical_GWh_After Competition Groups_61 | Energy Star Freezer | 0.08758% | 0 | 8.0974 | Residential_2019_Technical_GWh_After Competition Groups_Energy Star Freezer
Residential | Res ¦ Home Energy Reports | 2019 | Technical | GWh | After Competition Groups | 6.7424 | 0 | 0 | 9246.0289 | 0.00072922 | 62 | Residential_2019_Technical_GWh_After Competition Groups_62 | Home Energy Reports | 0.07292% | 0 | 6.7424 | Residential_2019_Technical_GWh_After Competition Groups_Home Energy Reports
Residential | Res ¦ Heat Pump Water Heater | 2019 | Technical | GWh | After Competition Groups | 5.9259 | 0 | 0 | 9246.0289 | 0.00064091 | 63 | Residential_2019_Technical_GWh_After Competition Groups_63 | Heat Pump Water Heater | 0.06409% | 0 | 5.9259 | Residential_2019_Technical_GWh_After Competition Groups_Heat Pump Water Heater
Residential | Res ¦ Central Lighting Control System | 2019 | Technical | GWh | After Competition Groups | 5.8043 | 0 | 0 | 9246.0289 | 0.00062776 | 64 | Residential_2019_Technical_GWh_After Competition Groups_64 | Central Lighting Control System | 0.06278% | 0 | 5.8043 | Residential_2019_Technical_GWh_After Competition Groups_Central Lighting Control System
Residential | Res ¦ VFD on Pumps | 2019 | Technical | GWh | After Competition Groups | 5.474 | 0 | 0 | 9246.0289 | 0.00059204 | 65 | Residential_2019_Technical_GWh_After Competition Groups_65 | VFD on Pumps | 0.0592% | 0 | 5.474 | Residential_2019_Technical_GWh_After Competition Groups_VFD on Pumps
Residential | Res ¦ LED Tube Re-Lamp | 2019 | Technical | GWh | After Competition Groups | 4.7118 | 0 | 0 | 9246.0289 | 0.00050961 | 66 | Residential_2019_Technical_GWh_After Competition Groups_66 | LED Tube Re-Lamp | 0.05096% | 0 | 4.7118 | Residential_2019_Technical_GWh_After Competition Groups_LED Tube Re-Lamp
Residential | Res ¦ ENERGY STAR LED Lamps (General Service Lamps) | 2019 | Technical | GWh | After Competition Groups | 3.8175 | 0 | 0 | 9246.0289 | 0.00041288 | 67 | Residential_2019_Technical_GWh_After Competition Groups_67 | ENERGY STAR LED Lamps (General Service Lamps) | 0.04129% | 0 | 3.8175 | Residential_2019_Technical_GWh_After Competition Groups_ENERGY STAR LED Lamps (General Service Lamps)
Residential | Res ¦ Heat Recovery Ventilator | 2019 | Technical | GWh | After Competition Groups | 3.5065 | 0 | 0 | 9246.0289 | 0.00037925 | 68 | Residential_2019_Technical_GWh_After Competition Groups_68 | Heat Recovery Ventilator | 0.03792% | 0 | 3.5065 | Residential_2019_Technical_GWh_After Competition Groups_Heat Recovery Ventilator
Residential | Res ¦ Energy Star Dishwasher | 2019 | Technical | GWh | After Competition Groups | 2.5243 | 0 | 0 | 9246.0289 | 0.00027302 | 69 | Residential_2019_Technical_GWh_After Competition Groups_69 | Energy Star Dishwasher | 0.0273% | 0 | 2.5243 | Residential_2019_Technical_GWh_After Competition Groups_Energy Star Dishwasher
Residential | Res ¦ ECM MOTORS FOR HVAC APPLICATION (FAN-POWERED VAV BOX) | 2019 | Technical | GWh | After Competition Groups | 2.5153 | 0 | 0 | 9246.0289 | 0.00027204 | 70 | Residential_2019_Technical_GWh_After Competition Groups_70 | ECM MOTORS FOR HVAC APPLICATION (FAN-POWERED VAV BOX) | 0.0272% | 0 | 2.5153 | Residential_2019_Technical_GWh_After Competition Groups_ECM MOTORS FOR HVAC APPLICATION (FAN-POWERED VAV BOX)
Residential | Res ¦ Condensing Make Up Air Unit | 2019 | Technical | GWh | After Competition Groups | 1.519 | 0 | 0 | 9246.0289 | 0.00016429 | 71 | Residential_2019_Technical_GWh_After Competition Groups_71 | Condensing Make Up Air Unit | 0.01643% | 0 | 1.519 | Residential_2019_Technical_GWh_After Competition Groups_Condensing Make Up Air Unit
Residential | Res ¦ High Efficiency Chiller (avg of water and air cooled) | 2019 | Technical | GWh | After Competition Groups | 1.3949 | 0 | 0 | 9246.0289 | 0.00015086 | 72 | Residential_2019_Technical_GWh_After Competition Groups_72 | High Efficiency Chiller (avg of water and air cooled) | 0.01509% | 0 | 1.3949 | Residential_2019_Technical_GWh_After Competition Groups_High Efficiency Chiller (avg of water and air cooled)
Residential | Res ¦ Beverage Vending Machine Controls | 2019 | Technical | GWh | After Competition Groups | 1.2226 | 0 | 0 | 9246.0289 | 0.00013223 | 73 | Residential_2019_Technical_GWh_After Competition Groups_73 | Beverage Vending Machine Controls | 0.01322% | 0 | 1.2226 | Residential_2019_Technical_GWh_After Competition Groups_Beverage Vending Machine Controls
Residential | Res ¦ HVAC Optimization | 2019 | Technical | GWh | After Competition Groups | 0.78053 | 0 | 0 | 9246.0289 | 8.4418e-05 | 74 | Residential_2019_Technical_GWh_After Competition Groups_74 | HVAC Optimization | 0.008442% | 0 | 0.78053 | Residential_2019_Technical_GWh_After Competition Groups_HVAC Optimization
Residential | Res ¦ Wall Insulation MF | 2019 | Technical | GWh | After Competition Groups | 0.67585 | 0 | 0 | 9246.0289 | 7.3096e-05 | 75 | Residential_2019_Technical_GWh_After Competition Groups_75 | Wall Insulation MF | 0.00731% | 0 | 0.67585 | Residential_2019_Technical_GWh_After Competition Groups_Wall Insulation MF
Residential | Res ¦ LED Recessed Downlights | 2019 | Technical | GWh | After Competition Groups | 0.35325 | 0 | 0 | 9246.0289 | 3.8206e-05 | 76 | Residential_2019_Technical_GWh_After Competition Groups_76 | LED Recessed Downlights | 0.003821% | 0 | 0.35325 | Residential_2019_Technical_GWh_After Competition Groups_LED Recessed Downlights
Residential | Res ¦ Tankless Water Heater | 2019 | Technical | GWh | After Competition Groups | 0.32368 | 0 | 0 | 9246.0289 | 3.5007e-05 | 77 | Residential_2019_Technical_GWh_After Competition Groups_77 | Tankless Water Heater | 0.003501% | 0 | 0.32368 | Residential_2019_Technical_GWh_After Competition Groups_Tankless Water Heater
Residential | Res ¦ LED High Bay Fixture | 2019 | Technical | GWh | After Competition Groups | 0.30187 | 0 | 0 | 9246.0289 | 3.2649e-05 | 78 | Residential_2019_Technical_GWh_After Competition Groups_78 | LED High Bay Fixture | 0.003265% | 0 | 0.30187 | Residential_2019_Technical_GWh_After Competition Groups_LED High Bay Fixture
Residential | Res ¦ Chilled Water Optimization | 2019 | Technical | GWh | After Competition Groups | 0.036829 | 0 | 0 | 9246.0289 | 3.9832e-06 | 79 | Residential_2019_Technical_GWh_After Competition Groups_79 | Chilled Water Optimization | 0.0003983% | 0 | 0.036829 | Residential_2019_Technical_GWh_After Competition Groups_Chilled Water Optimization
Residential | Res ¦ Solar Water Preheat (Pools/DHW) | 2019 | Technical | GWh | After Competition Groups | 0.0079348 | 0 | 0 | 9246.0289 | 8.5819e-07 | 80 | Residential_2019_Technical_GWh_After Competition Groups_80 | Solar Water Preheat (Pools/DHW) | 8.582e-05% | 0 | 0.0079348 | Residential_2019_Technical_GWh_After Competition Groups_Solar Water Preheat (Pools/DHW)
Residential | Res ¦ Photocell Controls (Outdoor) | 2019 | Technical | GWh | After Competition Groups | 0.00037377 | 0 | 0 | 9246.0289 | 4.0425e-08 | 81 | Residential_2019_Technical_GWh_After Competition Groups_81 | Photocell Controls (Outdoor) | 4.043e-06% | 0 | 0.00037377 | Residential_2019_Technical_GWh_After Competition Groups_Photocell Controls (Outdoor)
Residential | Res ¦ Energy Star A Line, PAR, MR Lamps | 2019 | Technical | GWh | After Competition Groups | 0 | 0 | 0 | 9246.0289 | 0 | 82 | Residential_2019_Technical_GWh_After Competition Groups_82 | Energy Star A Line, PAR, MR Lamps | 0% | 0 | 0 | Residential_2019_Technical_GWh_After Competition Groups_Energy Star A Line, PAR, MR Lamps
Residential | Res ¦ Energy Star LED Bulbs General Purpose LEDs | 2020 | Economic | GWh | After Competition Groups | 1176.1014 | 0 | 0 | 5476.2214 | 0.21477 | 1 | Residential_2020_Economic_GWh_After Competition Groups_1 | Energy Star LED Bulbs General Purpose LEDs | 21.48% | 0 | 1176.1014 | Residential_2020_Economic_GWh_After Competition Groups_Energy Star LED Bulbs General Purpose LEDs
Residential | Res ¦ Adaptive Thermostat | 2020 | Economic | GWh | After Competition Groups | 633.0905 | 0 | 0 | 5476.2214 | 0.11561 | 2 | Residential_2020_Economic_GWh_After Competition Groups_2 | Adaptive Thermostat | 11.56% | 0 | 633.0905 | Residential_2020_Economic_GWh_After Competition Groups_Adaptive Thermostat
Residential | Res ¦ Air Sealing | 2020 | Economic | GWh | After Competition Groups | 575.8 | 0 | 0 | 5476.2214 | 0.10515 | 3 | Residential_2020_Economic_GWh_After Competition Groups_3 | Air Sealing | 10.51% | 0 | 575.8 | Residential_2020_Economic_GWh_After Competition Groups_Air Sealing
Residential | Res ¦ Variable Speed Pool Pump Motor | 2020 | Economic | GWh | After Competition Groups | 422.8522 | 0 | 0 | 5476.2214 | 0.077216 | 4 | Residential_2020_Economic_GWh_After Competition Groups_4 | Variable Speed Pool Pump Motor | 7.722% | 0 | 422.8522 | Residential_2020_Economic_GWh_After Competition Groups_Variable Speed Pool Pump Motor
Residential | Res ¦ Building Recommissioning, Operations and Maintenance (O&M) Improvements | 2020 | Economic | GWh | After Competition Groups | 327.7028 | 0 | 0 | 5476.2214 | 0.059841 | 5 | Residential_2020_Economic_GWh_After Competition Groups_5 | Building Recommissioning, Operations and Maintenance (O&M) Improvements | 5.984% | 0 | 327.7028 | Residential_2020_Economic_GWh_After Competition Groups_Building Recommissioning, Operations and Maintenance (O&M) Improvements
Residential | Res ¦ Car Block Heater Timer | 2020 | Economic | GWh | After Competition Groups | 321.065 | 0 | 0 | 5476.2214 | 0.058629 | 6 | Residential_2020_Economic_GWh_After Competition Groups_6 | Car Block Heater Timer | 5.863% | 0 | 321.065 | Residential_2020_Economic_GWh_After Competition Groups_Car Block Heater Timer
Residential | Res ¦ Basement Wall Insulation | 2020 | Economic | GWh | After Competition Groups | 302.259 | 0 | 0 | 5476.2214 | 0.055195 | 7 | Residential_2020_Economic_GWh_After Competition Groups_7 | Basement Wall Insulation | 5.519% | 0 | 302.259 | Residential_2020_Economic_GWh_After Competition Groups_Basement Wall Insulation
Residential | Res ¦ Attic Insulation | 2020 | Economic | GWh | After Competition Groups | 233.1733 | 0 | 0 | 5476.2214 | 0.042579 | 8 | Residential_2020_Economic_GWh_After Competition Groups_8 | Attic Insulation | 4.258% | 0 | 233.1733 | Residential_2020_Economic_GWh_After Competition Groups_Attic Insulation
Residential | Res ¦ Comprehensive Draft Proofing | 2020 | Economic | GWh | After Competition Groups | 166.6737 | 0 | 0 | 5476.2214 | 0.030436 | 9 | Residential_2020_Economic_GWh_After Competition Groups_9 | Comprehensive Draft Proofing | 3.044% | 0 | 166.6737 | Residential_2020_Economic_GWh_After Competition Groups_Comprehensive Draft Proofing
Residential | Res ¦ Energy Star Clothes Washer | 2020 | Economic | GWh | After Competition Groups | 138.5608 | 0 | 0 | 5476.2214 | 0.025302 | 10 | Residential_2020_Economic_GWh_After Competition Groups_10 | Energy Star Clothes Washer | 2.53% | 0 | 138.5608 | Residential_2020_Economic_GWh_After Competition Groups_Energy Star Clothes Washer
Residential | Res ¦ Ductless Mini-Split Heat Pump | 2020 | Economic | GWh | After Competition Groups | 114.9288 | 0 | 0 | 5476.2214 | 0.020987 | 11 | Residential_2020_Economic_GWh_After Competition Groups_11 | Ductless Mini-Split Heat Pump | 2.099% | 0 | 114.9288 | Residential_2020_Economic_GWh_After Competition Groups_Ductless Mini-Split Heat Pump
Residential | Res ¦ Occupancy Sensors MF | 2020 | Economic | GWh | After Competition Groups | 114.1771 | 0 | 0 | 5476.2214 | 0.02085 | 12 | Residential_2020_Economic_GWh_After Competition Groups_12 | Occupancy Sensors MF | 2.085% | 0 | 114.1771 | Residential_2020_Economic_GWh_After Competition Groups_Occupancy Sensors MF
Residential | Res ¦ Refrigerator Recycling | 2020 | Economic | GWh | After Competition Groups | 85.902 | 0 | 0 | 5476.2214 | 0.015686 | 13 | Residential_2020_Economic_GWh_After Competition Groups_13 | Refrigerator Recycling | 1.569% | 0 | 85.902 | Residential_2020_Economic_GWh_After Competition Groups_Refrigerator Recycling
Residential | Res ¦ Energy Star Torchiere | 2020 | Economic | GWh | After Competition Groups | 80.1274 | 0 | 0 | 5476.2214 | 0.014632 | 14 | Residential_2020_Economic_GWh_After Competition Groups_14 | Energy Star Torchiere | 1.463% | 0 | 80.1274 | Residential_2020_Economic_GWh_After Competition Groups_Energy Star Torchiere
Residential | Res ¦ Clothes Drying Racks | 2020 | Economic | GWh | After Competition Groups | 78.441 | 0 | 0 | 5476.2214 | 0.014324 | 15 | Residential_2020_Economic_GWh_After Competition Groups_15 | Clothes Drying Racks | 1.432% | 0 | 78.441 | Residential_2020_Economic_GWh_After Competition Groups_Clothes Drying Racks
Residential | Res ¦ Freezer Recycling | 2020 | Economic | GWh | After Competition Groups | 75.3736 | 0 | 0 | 5476.2214 | 0.013764 | 16 | Residential_2020_Economic_GWh_After Competition Groups_16 | Freezer Recycling | 1.376% | 0 | 75.3736 | Residential_2020_Economic_GWh_After Competition Groups_Freezer Recycling
Residential | Res ¦ LED Parking Lot Fixture | 2020 | Economic | GWh | After Competition Groups | 65.7149 | 0 | 0 | 5476.2214 | 0.012 | 17 | Residential_2020_Economic_GWh_After Competition Groups_17 | LED Parking Lot Fixture | 1.2% | 0 | 65.7149 | Residential_2020_Economic_GWh_After Competition Groups_LED Parking Lot Fixture
Residential | Res ¦ Energy Star Air Source Heat Pump | 2020 | Economic | GWh | After Competition Groups | 65.6312 | 0 | 0 | 5476.2214 | 0.011985 | 18 | Residential_2020_Economic_GWh_After Competition Groups_18 | Energy Star Air Source Heat Pump | 1.198% | 0 | 65.6312 | Residential_2020_Economic_GWh_After Competition Groups_Energy Star Air Source Heat Pump
Residential | Res ¦ Floor Insulation | 2020 | Economic | GWh | After Competition Groups | 61.1113 | 0 | 0 | 5476.2214 | 0.011159 | 19 | Residential_2020_Economic_GWh_After Competition Groups_19 | Floor Insulation | 1.116% | 0 | 61.1113 | Residential_2020_Economic_GWh_After Competition Groups_Floor Insulation
Residential | Res ¦ Duct Insulation | 2020 | Economic | GWh | After Competition Groups | 52.4591 | 0 | 0 | 5476.2214 | 0.0095794 | 20 | Residential_2020_Economic_GWh_After Competition Groups_20 | Duct Insulation | 0.9579% | 0 | 52.4591 | Residential_2020_Economic_GWh_After Competition Groups_Duct Insulation
Residential | Res ¦ Advanced BAS/Controllers | 2020 | Economic | GWh | After Competition Groups | 47.9632 | 0 | 0 | 5476.2214 | 0.0087584 | 21 | Residential_2020_Economic_GWh_After Competition Groups_21 | Advanced BAS/Controllers | 0.8758% | 0 | 47.9632 | Residential_2020_Economic_GWh_After Competition Groups_Advanced BAS/Controllers
Residential | Res ¦ Minimize Hot and Warm Clothes Wash | 2020 | Economic | GWh | After Competition Groups | 41.9248 | 0 | 0 | 5476.2214 | 0.0076558 | 22 | Residential_2020_Economic_GWh_After Competition Groups_22 | Minimize Hot and Warm Clothes Wash | 0.7656% | 0 | 41.9248 | Residential_2020_Economic_GWh_After Competition Groups_Minimize Hot and Warm Clothes Wash
Residential | Res ¦ Furnace Whistle | 2020 | Economic | GWh | After Competition Groups | 41.3009 | 0 | 0 | 5476.2214 | 0.0075419 | 23 | Residential_2020_Economic_GWh_After Competition Groups_23 | Furnace Whistle | 0.7542% | 0 | 41.3009 | Residential_2020_Economic_GWh_After Competition Groups_Furnace Whistle
Residential | Res ¦ Energy Star Light Fixture | 2020 | Economic | GWh | After Competition Groups | 30.1524 | 0 | 0 | 5476.2214 | 0.0055061 | 24 | Residential_2020_Economic_GWh_After Competition Groups_24 | Energy Star Light Fixture | 0.5506% | 0 | 30.1524 | Residential_2020_Economic_GWh_After Competition Groups_Energy Star Light Fixture
Residential | Res ¦ LED Exterior Area Lights - LED Fixture (200W) | 2020 | Economic | GWh | After Competition Groups | 29.9312 | 0 | 0 | 5476.2214 | 0.0054657 | 25 | Residential_2020_Economic_GWh_After Competition Groups_25 | LED Exterior Area Lights - LED Fixture (200W) | 0.5466% | 0 | 29.9312 | Residential_2020_Economic_GWh_After Competition Groups_LED Exterior Area Lights - LED Fixture (200W)
Residential | Res ¦ Energy Star Room Air Conditioner | 2020 | Economic | GWh | After Competition Groups | 25.3922 | 0 | 0 | 5476.2214 | 0.0046368 | 26 | Residential_2020_Economic_GWh_After Competition Groups_26 | Energy Star Room Air Conditioner | 0.4637% | 0 | 25.3922 | Residential_2020_Economic_GWh_After Competition Groups_Energy Star Room Air Conditioner
Residential | Res ¦ Outside Air Economizer | 2020 | Economic | GWh | After Competition Groups | 25.1489 | 0 | 0 | 5476.2214 | 0.0045924 | 27 | Residential_2020_Economic_GWh_After Competition Groups_27 | Outside Air Economizer | 0.4592% | 0 | 25.1489 | Residential_2020_Economic_GWh_After Competition Groups_Outside Air Economizer
Residential | Res ¦ Duct Insulation MF | 2020 | Economic | GWh | After Competition Groups | 23.5684 | 0 | 0 | 5476.2214 | 0.0043038 | 28 | Residential_2020_Economic_GWh_After Competition Groups_28 | Duct Insulation MF | 0.4304% | 0 | 23.5684 | Residential_2020_Economic_GWh_After Competition Groups_Duct Insulation MF
Residential | Res ¦ Demand Control Ventilation | 2020 | Economic | GWh | After Competition Groups | 22.1207 | 0 | 0 | 5476.2214 | 0.0040394 | 29 | Residential_2020_Economic_GWh_After Competition Groups_29 | Demand Control Ventilation | 0.4039% | 0 | 22.1207 | Residential_2020_Economic_GWh_After Competition Groups_Demand Control Ventilation
Residential | Res ¦ Variable Frequency Drive (VFD) | 2020 | Economic | GWh | After Competition Groups | 17.5198 | 0 | 0 | 5476.2214 | 0.0031993 | 30 | Residential_2020_Economic_GWh_After Competition Groups_30 | Variable Frequency Drive (VFD) | 0.3199% | 0 | 17.5198 | Residential_2020_Economic_GWh_After Competition Groups_Variable Frequency Drive (VFD)
Residential | Res ¦ CO Sensors for parking garage exhaust fans | 2020 | Economic | GWh | After Competition Groups | 15.867 | 0 | 0 | 5476.2214 | 0.0028974 | 31 | Residential_2020_Economic_GWh_After Competition Groups_31 | CO Sensors for parking garage exhaust fans | 0.2897% | 0 | 15.867 | Residential_2020_Economic_GWh_After Competition Groups_CO Sensors for parking garage exhaust fans
Residential | Res ¦ ENERGY STAR LED LAMPS (REFLECTOR LAMPs/MR16/PAR 16) | 2020 | Economic | GWh | After Competition Groups | 14.2671 | 0 | 0 | 5476.2214 | 0.0026053 | 32 | Residential_2020_Economic_GWh_After Competition Groups_32 | ENERGY STAR LED LAMPS (REFLECTOR LAMPs/MR16/PAR 16) | 0.2605% | 0 | 14.2671 | Residential_2020_Economic_GWh_After Competition Groups_ENERGY STAR LED LAMPS (REFLECTOR LAMPs/MR16/PAR 16)
Residential | Res ¦ Water Heater Temperature Setback | 2020 | Economic | GWh | After Competition Groups | 13.0919 | 0 | 0 | 5476.2214 | 0.0023907 | 33 | Residential_2020_Economic_GWh_After Competition Groups_33 | Water Heater Temperature Setback | 0.2391% | 0 | 13.0919 | Residential_2020_Economic_GWh_After Competition Groups_Water Heater Temperature Setback
Residential | Res ¦ LED Tube Re-Lamp | 2020 | Economic | GWh | After Competition Groups | 8.8246 | 0 | 0 | 5476.2214 | 0.0016114 | 34 | Residential_2020_Economic_GWh_After Competition Groups_34 | LED Tube Re-Lamp | 0.1611% | 0 | 8.8246 | Residential_2020_Economic_GWh_After Competition Groups_LED Tube Re-Lamp
Residential | Res ¦ Heat Recovery Ventilator | 2020 | Economic | GWh | After Competition Groups | 6.8141 | 0 | 0 | 5476.2214 | 0.0012443 | 35 | Residential_2020_Economic_GWh_After Competition Groups_35 | Heat Recovery Ventilator | 0.1244% | 0 | 6.8141 | Residential_2020_Economic_GWh_After Competition Groups_Heat Recovery Ventilator
Residential | Res ¦ VFD on Pumps | 2020 | Economic | GWh | After Competition Groups | 5.3875 | 0 | 0 | 5476.2214 | 0.00098381 | 36 | Residential_2020_Economic_GWh_After Competition Groups_36 | VFD on Pumps | 0.09838% | 0 | 5.3875 | Residential_2020_Economic_GWh_After Competition Groups_VFD on Pumps
Residential | Res ¦ ENERGY STAR LED Lamps (General Service Lamps) | 2020 | Economic | GWh | After Competition Groups | 4.4565 | 0 | 0 | 5476.2214 | 0.00081379 | 37 | Residential_2020_Economic_GWh_After Competition Groups_37 | ENERGY STAR LED Lamps (General Service Lamps) | 0.08138% | 0 | 4.4565 | Residential_2020_Economic_GWh_After Competition Groups_ENERGY STAR LED Lamps (General Service Lamps)
Residential | Res ¦ Condensing Make Up Air Unit | 2020 | Economic | GWh | After Competition Groups | 2.9935 | 0 | 0 | 5476.2214 | 0.00054664 | 38 | Residential_2020_Economic_GWh_After Competition Groups_38 | Condensing Make Up Air Unit | 0.05466% | 0 | 2.9935 | Residential_2020_Economic_GWh_After Competition Groups_Condensing Make Up Air Unit
Residential | Res ¦ High Efficiency Chiller (avg of water and air cooled) | 2020 | Economic | GWh | After Competition Groups | 2.7602 | 0 | 0 | 5476.2214 | 0.00050403 | 39 | Residential_2020_Economic_GWh_After Competition Groups_39 | High Efficiency Chiller (avg of water and air cooled) | 0.0504% | 0 | 2.7602 | Residential_2020_Economic_GWh_After Competition Groups_High Efficiency Chiller (avg of water and air cooled)
Residential | Res ¦ ECM MOTORS FOR HVAC APPLICATION (FAN-POWERED VAV BOX) | 2020 | Economic | GWh | After Competition Groups | 2.5643 | 0 | 0 | 5476.2214 | 0.00046826 | 40 | Residential_2020_Economic_GWh_After Competition Groups_40 | ECM MOTORS FOR HVAC APPLICATION (FAN-POWERED VAV BOX) | 0.04683% | 0 | 2.5643 | Residential_2020_Economic_GWh_After Competition Groups_ECM MOTORS FOR HVAC APPLICATION (FAN-POWERED VAV BOX)
Residential | Res ¦ Beverage Vending Machine Controls | 2020 | Economic | GWh | After Competition Groups | 1.4011 | 0 | 0 | 5476.2214 | 0.00025586 | 41 | Residential_2020_Economic_GWh_After Competition Groups_41 | Beverage Vending Machine Controls | 0.02559% | 0 | 1.4011 | Residential_2020_Economic_GWh_After Competition Groups_Beverage Vending Machine Controls
Residential | Res ¦ Wall Insulation | 2020 | Economic | GWh | After Competition Groups | 0.87845 | 0 | 0 | 5476.2214 | 0.00016041 | 42 | Residential_2020_Economic_GWh_After Competition Groups_42 | Wall Insulation | 0.01604% | 0 | 0.87845 | Residential_2020_Economic_GWh_After Competition Groups_Wall Insulation
Residential | Res ¦ Home Energy Reports | 2020 | Economic | GWh | After Competition Groups | 0.33328 | 0 | 0 | 5476.2214 | 6.086e-05 | 43 | Residential_2020_Economic_GWh_After Competition Groups_43 | Home Energy Reports | 0.006086% | 0 | 0.33328 | Residential_2020_Economic_GWh_After Competition Groups_Home Energy Reports
Residential | Res ¦ LED High Bay Fixture | 2020 | Economic | GWh | After Competition Groups | 0.28814 | 0 | 0 | 5476.2214 | 5.2617e-05 | 44 | Residential_2020_Economic_GWh_After Competition Groups_44 | LED High Bay Fixture | 0.005262% | 0 | 0.28814 | Residential_2020_Economic_GWh_After Competition Groups_LED High Bay Fixture
Residential | Res ¦ Chilled Water Optimization | 2020 | Economic | GWh | After Competition Groups | 0.0725 | 0 | 0 | 5476.2214 | 1.3239e-05 | 45 | Residential_2020_Economic_GWh_After Competition Groups_45 | Chilled Water Optimization | 0.001324% | 0 | 0.0725 | Residential_2020_Economic_GWh_After Competition Groups_Chilled Water Optimization
Residential | Res ¦ Wall Insulation MF | 2020 | Economic | GWh | After Competition Groups | 0.053239 | 0 | 0 | 5476.2214 | 9.7218e-06 | 46 | Residential_2020_Economic_GWh_After Competition Groups_46 | Wall Insulation MF | 0.0009722% | 0 | 0.053239 | Residential_2020_Economic_GWh_After Competition Groups_Wall Insulation MF
Residential | Res ¦ Energy Star A Line, PAR, MR Lamps | 2020 | Economic | GWh | After Competition Groups | 0 | 0 | 0 | 5476.2214 | 0 | 47 | Residential_2020_Economic_GWh_After Competition Groups_47 | Energy Star A Line, PAR, MR Lamps | 0% | 0 | 0 | Residential_2020_Economic_GWh_After Competition Groups_Energy Star A Line, PAR, MR Lamps
Residential | Res ¦ Energy Star Clothes Dryer | 2020 | Economic | GWh | After Competition Groups | 0 | 0 | 0 | 5476.2214 | 0 | 48 | Residential_2020_Economic_GWh_After Competition Groups_48 | Energy Star Clothes Dryer | 0% | 0 | 0 | Residential_2020_Economic_GWh_After Competition Groups_Energy Star Clothes Dryer
Residential | Res ¦ Energy Star Dehumidifier | 2020 | Economic | GWh | After Competition Groups | 0 | 0 | 0 | 5476.2214 | 0 | 49 | Residential_2020_Economic_GWh_After Competition Groups_49 | Energy Star Dehumidifier | 0% | 0 | 0 | Residential_2020_Economic_GWh_After Competition Groups_Energy Star Dehumidifier
Residential | Res ¦ Energy Star Freezer | 2020 | Economic | GWh | After Competition Groups | 0 | 0 | 0 | 5476.2214 | 0 | 50 | Residential_2020_Economic_GWh_After Competition Groups_50 | Energy Star Freezer | 0% | 0 | 0 | Residential_2020_Economic_GWh_After Competition Groups_Energy Star Freezer
Residential | Res ¦ Heavy Duty Outdoor/Holiday Plug-in Timers | 2020 | Economic | GWh | After Competition Groups | 0 | 0 | 0 | 5476.2214 | 0 | 51 | Residential_2020_Economic_GWh_After Competition Groups_51 | Heavy Duty Outdoor/Holiday Plug-in Timers | 0% | 0 | 0 | Residential_2020_Economic_GWh_After Competition Groups_Heavy Duty Outdoor/Holiday Plug-in Timers
Residential | Res ¦ LED Downlight | 2020 | Economic | GWh | After Competition Groups | 0 | 0 | 0 | 5476.2214 | 0 | 52 | Residential_2020_Economic_GWh_After Competition Groups_52 | LED Downlight | 0% | 0 | 0 | Residential_2020_Economic_GWh_After Competition Groups_LED Downlight
Residential | Res ¦ Smart Burners | 2020 | Economic | GWh | After Competition Groups | 0 | 0 | 0 | 5476.2214 | 0 | 53 | Residential_2020_Economic_GWh_After Competition Groups_53 | Smart Burners | 0% | 0 | 0 | Residential_2020_Economic_GWh_After Competition Groups_Smart Burners
Residential | Res ¦ Smart Power Bar | 2020 | Economic | GWh | After Competition Groups | 0 | 0 | 0 | 5476.2214 | 0 | 54 | Residential_2020_Economic_GWh_After Competition Groups_54 | Smart Power Bar | 0% | 0 | 0 | Residential_2020_Economic_GWh_After Competition Groups_Smart Power Bar
Residential | Res ¦ Tankless Water Heater | 2020 | Economic | GWh | After Competition Groups | 0 | 0 | 0 | 5476.2214 | 0 | 55 | Residential_2020_Economic_GWh_After Competition Groups_55 | Tankless Water Heater | 0% | 0 | 0 | Residential_2020_Economic_GWh_After Competition Groups_Tankless Water Heater
Residential | Res ¦ Energy Star LED Specialty Bulbs | 2020 | SC A | GWh | After Competition Groups | 275.052 | 2403014.4308 | 2.403 | 561.6434 | 0.48973 | 1 | Residential_2020_SC A_GWh_After Competition Groups_1 | Energy Star LED Specialty Bulbs | 48.97% | 2.403 | 275.052 | Residential_2020_SC A_GWh_After Competition Groups_Energy Star LED Specialty Bulbs
Residential | Res ¦ Energy Star A Line, PAR, MR Lamps | 2020 | SC A | GWh | After Competition Groups | 56.1657 | 404762.8983 | 0.40476 | 561.6434 | 0.1 | 2 | Residential_2020_SC A_GWh_After Competition Groups_2 | Energy Star A Line, PAR, MR Lamps | 10% | 0.40476 | 56.1657 | Residential_2020_SC A_GWh_After Competition Groups_Energy Star A Line, PAR, MR Lamps
Residential | Res ¦ Energy Star Clothes Washer | 2020 | SC A | GWh | After Competition Groups | 39.8632 | 4197678.3231 | 4.1977 | 561.6434 | 0.070976 | 3 | Residential_2020_SC A_GWh_After Competition Groups_3 | Energy Star Clothes Washer | 7.098% | 4.1977 | 39.8632 | Residential_2020_SC A_GWh_After Competition Groups_Energy Star Clothes Washer
Residential | Res ¦ Ductless Mini-Split Heat Pump | 2020 | SC A | GWh | After Competition Groups | 23.1044 | 1667816.6433 | 1.6678 | 561.6434 | 0.041137 | 4 | Residential_2020_SC A_GWh_After Competition Groups_4 | Ductless Mini-Split Heat Pump | 4.114% | 1.6678 | 23.1044 | Residential_2020_SC A_GWh_After Competition Groups_Ductless Mini-Split Heat Pump
Residential | Res ¦ LED Parking Lot Fixture | 2020 | SC A | GWh | After Competition Groups | 20.9271 | 0 | 0 | 561.6434 | 0.03726 | 5 | Residential_2020_SC A_GWh_After Competition Groups_5 | LED Parking Lot Fixture | 3.726% | 0 | 20.9271 | Residential_2020_SC A_GWh_After Competition Groups_LED Parking Lot Fixture
Residential | Res ¦ Car Block Heater Timer | 2020 | SC A | GWh | After Competition Groups | 17.312 | 173199.6249 | 0.1732 | 561.6434 | 0.030824 | 6 | Residential_2020_SC A_GWh_After Competition Groups_6 | Car Block Heater Timer | 3.082% | 0.1732 | 17.312 | Residential_2020_SC A_GWh_After Competition Groups_Car Block Heater Timer
Residential | Res ¦ Building Recommissioning, Operations and Maintenance (O&M) Improvements | 2020 | SC A | GWh | After Competition Groups | 14.7194 | 79444.4887 | 0.079444 | 561.6434 | 0.026208 | 7 | Residential_2020_SC A_GWh_After Competition Groups_7 | Building Recommissioning, Operations and Maintenance (O&M) Improvements | 2.621% | 0.079444 | 14.7194 | Residential_2020_SC A_GWh_After Competition Groups_Building Recommissioning, Operations and Maintenance (O&M) Improvements
Residential | Res ¦ Variable Speed Pool Pump Motor | 2020 | SC A | GWh | After Competition Groups | 14.0452 | 1404641.1918 | 1.4046 | 561.6434 | 0.025007 | 8 | Residential_2020_SC A_GWh_After Competition Groups_8 | Variable Speed Pool Pump Motor | 2.501% | 1.4046 | 14.0452 | Residential_2020_SC A_GWh_After Competition Groups_Variable Speed Pool Pump Motor
Residential | Res ¦ Adaptive Thermostat | 2020 | SC A | GWh | After Competition Groups | 11.662 | 222250.8531 | 0.22225 | 561.6434 | 0.020764 | 9 | Residential_2020_SC A_GWh_After Competition Groups_9 | Adaptive Thermostat | 2.076% | 0.22225 | 11.662 | Residential_2020_SC A_GWh_After Competition Groups_Adaptive Thermostat
Residential | Res ¦ Energy Star Torchiere | 2020 | SC A | GWh | After Competition Groups | 10.0965 | 396951.6368 | 0.39695 | 561.6434 | 0.017977 | 10 | Residential_2020_SC A_GWh_After Competition Groups_10 | Energy Star Torchiere | 1.798% | 0.39695 | 10.0965 | Residential_2020_SC A_GWh_After Competition Groups_Energy Star Torchiere
Residential | Res ¦ LED Exterior Area Lights - LED Fixture (200W) | 2020 | SC A | GWh | After Competition Groups | 8.4802 | 1235839.033 | 1.2358 | 561.6434 | 0.015099 | 11 | Residential_2020_SC A_GWh_After Competition Groups_11 | LED Exterior Area Lights - LED Fixture (200W) | 1.51% | 1.2358 | 8.4802 | Residential_2020_SC A_GWh_After Competition Groups_LED Exterior Area Lights - LED Fixture (200W)
Residential | Res ¦ Air Sealing | 2020 | SC A | GWh | After Competition Groups | 7.3974 | 845464.6859 | 0.84546 | 561.6434 | 0.013171 | 12 | Residential_2020_SC A_GWh_After Competition Groups_12 | Air Sealing | 1.317% | 0.84546 | 7.3974 | Residential_2020_SC A_GWh_After Competition Groups_Air Sealing
Residential | Res ¦ Comprehensive Draft Proofing | 2020 | SC A | GWh | After Competition Groups | 7.3444 | 0 | 0 | 561.6434 | 0.013077 | 13 | Residential_2020_SC A_GWh_After Competition Groups_13 | Comprehensive Draft Proofing | 1.308% | 0 | 7.3444 | Residential_2020_SC A_GWh_After Competition Groups_Comprehensive Draft Proofing
Residential | Res ¦ LED Tube Re-Lamp | 2020 | SC A | GWh | After Competition Groups | 6.7418 | 715499.5539 | 0.7155 | 561.6434 | 0.012004 | 14 | Residential_2020_SC A_GWh_After Competition Groups_14 | LED Tube Re-Lamp | 1.2% | 0.7155 | 6.7418 | Residential_2020_SC A_GWh_After Competition Groups_LED Tube Re-Lamp
Residential | Res ¦ Basement Wall Insulation | 2020 | SC A | GWh | After Competition Groups | 6.3417 | 924930.8087 | 0.92493 | 561.6434 | 0.011291 | 15 | Residential_2020_SC A_GWh_After Competition Groups_15 | Basement Wall Insulation | 1.129% | 0.92493 | 6.3417 | Residential_2020_SC A_GWh_After Competition Groups_Basement Wall Insulation
Residential | Res ¦ ENERGY STAR LED LAMPS (REFLECTOR LAMPs/MR16/PAR 16) | 2020 | SC A | GWh | After Competition Groups | 6.051 | 329133.2527 | 0.32913 | 561.6434 | 0.010774 | 16 | Residential_2020_SC A_GWh_After Competition Groups_16 | ENERGY STAR LED LAMPS (REFLECTOR LAMPs/MR16/PAR 16) | 1.077% | 0.32913 | 6.051 | Residential_2020_SC A_GWh_After Competition Groups_ENERGY STAR LED LAMPS (REFLECTOR LAMPs/MR16/PAR 16)
Residential | Res ¦ Occupancy Sensors MF | 2020 | SC A | GWh | After Competition Groups | 5.203 | 9772.198 | 0.0097722 | 561.6434 | 0.0092639 | 17 | Residential_2020_SC A_GWh_After Competition Groups_17 | Occupancy Sensors MF | 0.9264% | 0.0097722 | 5.203 | Residential_2020_SC A_GWh_After Competition Groups_Occupancy Sensors MF
Residential | Res ¦ Energy Star Light Fixture | 2020 | SC A | GWh | After Competition Groups | 3.9233 | 669833.3605 | 0.66983 | 561.6434 | 0.0069855 | 18 | Residential_2020_SC A_GWh_After Competition Groups_18 | Energy Star Light Fixture | 0.6985% | 0.66983 | 3.9233 | Residential_2020_SC A_GWh_After Competition Groups_Energy Star Light Fixture
Residential | Res ¦ Energy Star Air Source Heat Pump | 2020 | SC A | GWh | After Competition Groups | 3.1853 | 385858.0187 | 0.38586 | 561.6434 | 0.0056713 | 19 | Residential_2020_SC A_GWh_After Competition Groups_19 | Energy Star Air Source Heat Pump | 0.5671% | 0.38586 | 3.1853 | Residential_2020_SC A_GWh_After Competition Groups_Energy Star Air Source Heat Pump
Residential | Res ¦ Minimize Hot and Warm Clothes Wash | 2020 | SC A | GWh | After Competition Groups | 3.1475 | 0 | 0 | 561.6434 | 0.0056042 | 20 | Residential_2020_SC A_GWh_After Competition Groups_20 | Minimize Hot and Warm Clothes Wash | 0.5604% | 0 | 3.1475 | Residential_2020_SC A_GWh_After Competition Groups_Minimize Hot and Warm Clothes Wash
Residential | Res ¦ Refrigerator Recycling | 2020 | SC A | GWh | After Competition Groups | 2.9118 | 371325.9959 | 0.37133 | 561.6434 | 0.0051844 | 21 | Residential_2020_SC A_GWh_After Competition Groups_21 | Refrigerator Recycling | 0.5184% | 0.37133 | 2.9118 | Residential_2020_SC A_GWh_After Competition Groups_Refrigerator Recycling
Residential | Res ¦ Outside Air Economizer | 2020 | SC A | GWh | After Competition Groups | 2.6242 | 141452.2073 | 0.14145 | 561.6434 | 0.0046724 | 22 | Residential_2020_SC A_GWh_After Competition Groups_22 | Outside Air Economizer | 0.4672% | 0.14145 | 2.6242 | Residential_2020_SC A_GWh_After Competition Groups_Outside Air Economizer
Residential | Res ¦ Attic Insulation | 2020 | SC A | GWh | After Competition Groups | 2.3901 | 388540.5927 | 0.38854 | 561.6434 | 0.0042555 | 23 | Residential_2020_SC A_GWh_After Competition Groups_23 | Attic Insulation | 0.4255% | 0.38854 | 2.3901 | Residential_2020_SC A_GWh_After Competition Groups_Attic Insulation
Residential | Res ¦ High Efficiency Chiller (avg of water and air cooled) | 2020 | SC A | GWh | After Competition Groups | 2.1666 | 168697.5769 | 0.1687 | 561.6434 | 0.0038576 | 24 | Residential_2020_SC A_GWh_After Competition Groups_24 | High Efficiency Chiller (avg of water and air cooled) | 0.3858% | 0.1687 | 2.1666 | Residential_2020_SC A_GWh_After Competition Groups_High Efficiency Chiller (avg of water and air cooled)
Residential | Res ¦ ENERGY STAR LED Lamps (General Service Lamps) | 2020 | SC A | GWh | After Competition Groups | 1.8792 | 109803.7009 | 0.1098 | 561.6434 | 0.0033459 | 25 | Residential_2020_SC A_GWh_After Competition Groups_25 | ENERGY STAR LED Lamps (General Service Lamps) | 0.3346% | 0.1098 | 1.8792 | Residential_2020_SC A_GWh_After Competition Groups_ENERGY STAR LED Lamps (General Service Lamps)
Residential | Res ¦ Furnace Whistle | 2020 | SC A | GWh | After Competition Groups | 1.8551 | 15532.0919 | 0.015532 | 561.6434 | 0.003303 | 26 | Residential_2020_SC A_GWh_After Competition Groups_26 | Furnace Whistle | 0.3303% | 0.015532 | 1.8551 | Residential_2020_SC A_GWh_After Competition Groups_Furnace Whistle
Residential | Res ¦ Energy Star Room Air Conditioner | 2020 | SC A | GWh | After Competition Groups | 1.7607 | 176450.6439 | 0.17645 | 561.6434 | 0.0031349 | 27 | Residential_2020_SC A_GWh_After Competition Groups_27 | Energy Star Room Air Conditioner | 0.3135% | 0.17645 | 1.7607 | Residential_2020_SC A_GWh_After Competition Groups_Energy Star Room Air Conditioner
Residential | Res ¦ Advanced BAS/Controllers | 2020 | SC A | GWh | After Competition Groups | 1.5151 | 201099.4836 | 0.2011 | 561.6434 | 0.0026977 | 28 | Residential_2020_SC A_GWh_After Competition Groups_28 | Advanced BAS/Controllers | 0.2698% | 0.2011 | 1.5151 | Residential_2020_SC A_GWh_After Competition Groups_Advanced BAS/Controllers
Residential | Res ¦ Variable Frequency Drive (VFD) | 2020 | SC A | GWh | After Competition Groups | 0.78693 | 94300.349 | 0.0943 | 561.6434 | 0.0014011 | 29 | Residential_2020_SC A_GWh_After Competition Groups_29 | Variable Frequency Drive (VFD) | 0.1401% | 0.0943 | 0.78693 | Residential_2020_SC A_GWh_After Competition Groups_Variable Frequency Drive (VFD)
Residential | Res ¦ Demand Control Ventilation | 2020 | SC A | GWh | After Competition Groups | 0.62589 | 0 | 0 | 561.6434 | 0.0011144 | 30 | Residential_2020_SC A_GWh_After Competition Groups_30 | Demand Control Ventilation | 0.1114% | 0 | 0.62589 | Residential_2020_SC A_GWh_After Competition Groups_Demand Control Ventilation
Residential | Res ¦ CO Sensors for parking garage exhaust fans | 2020 | SC A | GWh | After Competition Groups | 0.59474 | 78754.2224 | 0.078754 | 561.6434 | 0.0010589 | 31 | Residential_2020_SC A_GWh_After Competition Groups_31 | CO Sensors for parking garage exhaust fans | 0.1059% | 0.078754 | 0.59474 | Residential_2020_SC A_GWh_After Competition Groups_CO Sensors for parking garage exhaust fans
Residential | Res ¦ Water Heater Temperature Setback | 2020 | SC A | GWh | After Competition Groups | 0.58423 | 14957.0275 | 0.014957 | 561.6434 | 0.0010402 | 32 | Residential_2020_SC A_GWh_After Competition Groups_32 | Water Heater Temperature Setback | 0.104% | 0.014957 | 0.58423 | Residential_2020_SC A_GWh_After Competition Groups_Water Heater Temperature Setback
Residential | Res ¦ Clothes Drying Racks | 2020 | SC A | GWh | After Competition Groups | 0.25703 | 0 | 0 | 561.6434 | 0.00045763 | 33 | Residential_2020_SC A_GWh_After Competition Groups_33 | Clothes Drying Racks | 0.04576% | 0 | 0.25703 | Residential_2020_SC A_GWh_After Competition Groups_Clothes Drying Racks
Residential | Res ¦ VFD on Pumps | 2020 | SC A | GWh | After Competition Groups | 0.22628 | 30463.9223 | 0.030464 | 561.6434 | 0.00040288 | 34 | Residential_2020_SC A_GWh_After Competition Groups_34 | VFD on Pumps | 0.04029% | 0.030464 | 0.22628 | Residential_2020_SC A_GWh_After Competition Groups_VFD on Pumps
Residential | Res ¦ Floor Insulation | 2020 | SC A | GWh | After Competition Groups | 0.17212 | 25143.3847 | 0.025143 | 561.6434 | 0.00030645 | 35 | Residential_2020_SC A_GWh_After Competition Groups_35 | Floor Insulation | 0.03065% | 0.025143 | 0.17212 | Residential_2020_SC A_GWh_After Competition Groups_Floor Insulation
Residential | Res ¦ Condensing Make Up Air Unit | 2020 | SC A | GWh | After Competition Groups | 0.13665 | 21944.3262 | 0.021944 | 561.6434 | 0.00024331 | 36 | Residential_2020_SC A_GWh_After Competition Groups_36 | Condensing Make Up Air Unit | 0.02433% | 0.021944 | 0.13665 | Residential_2020_SC A_GWh_After Competition Groups_Condensing Make Up Air Unit
Residential | Res ¦ ECM MOTORS FOR HVAC APPLICATION (FAN-POWERED VAV BOX) | 2020 | SC A | GWh | After Competition Groups | 0.11698 | 15359.1801 | 0.015359 | 561.6434 | 0.00020827 | 37 | Residential_2020_SC A_GWh_After Competition Groups_37 | ECM MOTORS FOR HVAC APPLICATION (FAN-POWERED VAV BOX) | 0.02083% | 0.015359 | 0.11698 | Residential_2020_SC A_GWh_After Competition Groups_ECM MOTORS FOR HVAC APPLICATION (FAN-POWERED VAV BOX)
Residential | Res ¦ Duct Insulation | 2020 | SC A | GWh | After Competition Groups | 0.11353 | 426.921 | 0.00042692 | 561.6434 | 0.00020214 | 38 | Residential_2020_SC A_GWh_After Competition Groups_38 | Duct Insulation | 0.02021% | 0.00042692 | 0.11353 | Residential_2020_SC A_GWh_After Competition Groups_Duct Insulation
Residential | Res ¦ Duct Insulation MF | 2020 | SC A | GWh | After Competition Groups | 0.058222 | 7013.1001 | 0.0070131 | 561.6434 | 0.00010366 | 39 | Residential_2020_SC A_GWh_After Competition Groups_39 | Duct Insulation MF | 0.01037% | 0.0070131 | 0.058222 | Residential_2020_SC A_GWh_After Competition Groups_Duct Insulation MF
Residential | Res ¦ Beverage Vending Machine Controls | 2020 | SC A | GWh | After Competition Groups | 0.048019 | 2996.4114 | 0.0029964 | 561.6434 | 8.5497e-05 | 40 | Residential_2020_SC A_GWh_After Competition Groups_40 | Beverage Vending Machine Controls | 0.00855% | 0.0029964 | 0.048019 | Residential_2020_SC A_GWh_After Competition Groups_Beverage Vending Machine Controls
Residential | Res ¦ Heat Recovery Ventilator | 2020 | SC A | GWh | After Competition Groups | 0.033811 | 0 | 0 | 561.6434 | 6.0199e-05 | 41 | Residential_2020_SC A_GWh_After Competition Groups_41 | Heat Recovery Ventilator | 0.00602% | 0 | 0.033811 | Residential_2020_SC A_GWh_After Competition Groups_Heat Recovery Ventilator
Residential | Res ¦ Chilled Water Optimization | 2020 | SC A | GWh | After Competition Groups | 0.012423 | 46.6888 | 4.6689e-05 | 561.6434 | 2.2119e-05 | 42 | Residential_2020_SC A_GWh_After Competition Groups_42 | Chilled Water Optimization | 0.002212% | 4.6689e-05 | 0.012423 | Residential_2020_SC A_GWh_After Competition Groups_Chilled Water Optimization
Residential | Res ¦ LED High Bay Fixture | 2020 | SC A | GWh | After Competition Groups | 0.0076865 | 5563.1467 | 0.0055631 | 561.6434 | 1.3686e-05 | 43 | Residential_2020_SC A_GWh_After Competition Groups_43 | LED High Bay Fixture | 0.001369% | 0.0055631 | 0.0076865 | Residential_2020_SC A_GWh_After Competition Groups_LED High Bay Fixture
Residential | Res ¦ Wall Insulation | 2020 | SC A | GWh | After Competition Groups | 0.0015316 | 0 | 0 | 561.6434 | 2.7269e-06 | 44 | Residential_2020_SC A_GWh_After Competition Groups_44 | Wall Insulation | 0.0002727% | 0 | 0.0015316 | Residential_2020_SC A_GWh_After Competition Groups_Wall Insulation
Residential | Res ¦ Wall Insulation MF | 2020 | SC A | GWh | After Competition Groups | 0.001117 | 0 | 0 | 561.6434 | 1.9888e-06 | 45 | Residential_2020_SC A_GWh_After Competition Groups_45 | Wall Insulation MF | 0.0001989% | 0 | 0.001117 | Residential_2020_SC A_GWh_After Competition Groups_Wall Insulation MF
Residential | Res ¦ Freezer Recycling | 2020 | SC A | GWh | After Competition Groups | 0.00033305 | 0 | 0 | 561.6434 | 5.9299e-07 | 46 | Residential_2020_SC A_GWh_After Competition Groups_46 | Freezer Recycling | 5.93e-05% | 0 | 0.00033305 | Residential_2020_SC A_GWh_After Competition Groups_Freezer Recycling
Residential | Res ¦ Energy Star LED Bulbs General Purpose LEDs | 2020 | SC A | GWh | After Competition Groups | 3.3456e-11 | 7.7231e-07 | 7.7231e-13 | 561.6434 | 5.9567e-14 | 47 | Residential_2020_SC A_GWh_After Competition Groups_47 | Energy Star LED Bulbs General Purpose LEDs | 5.957e-12% | 7.7231e-13 | 3.3456e-11 | Residential_2020_SC A_GWh_After Competition Groups_Energy Star LED Bulbs General Purpose LEDs
Residential | Res ¦ Energy Star Clothes Dryer | 2020 | SC A | GWh | After Competition Groups | 0 | 0 | 0 | 561.6434 | 0 | 48 | Residential_2020_SC A_GWh_After Competition Groups_48 | Energy Star Clothes Dryer | 0% | 0 | 0 | Residential_2020_SC A_GWh_After Competition Groups_Energy Star Clothes Dryer
Residential | Res ¦ Energy Star Dehumidifier | 2020 | SC A | GWh | After Competition Groups | 0 | 0 | 0 | 561.6434 | 0 | 49 | Residential_2020_SC A_GWh_After Competition Groups_49 | Energy Star Dehumidifier | 0% | 0 | 0 | Residential_2020_SC A_GWh_After Competition Groups_Energy Star Dehumidifier
Residential | Res ¦ Energy Star Freezer | 2020 | SC A | GWh | After Competition Groups | 0 | 0 | 0 | 561.6434 | 0 | 50 | Residential_2020_SC A_GWh_After Competition Groups_50 | Energy Star Freezer | 0% | 0 | 0 | Residential_2020_SC A_GWh_After Competition Groups_Energy Star Freezer
Residential | Res ¦ Heavy Duty Outdoor/Holiday Plug-in Timers | 2020 | SC A | GWh | After Competition Groups | 0 | 0 | 0 | 561.6434 | 0 | 51 | Residential_2020_SC A_GWh_After Competition Groups_51 | Heavy Duty Outdoor/Holiday Plug-in Timers | 0% | 0 | 0 | Residential_2020_SC A_GWh_After Competition Groups_Heavy Duty Outdoor/Holiday Plug-in Timers
Residential | Res ¦ Home Energy Reports | 2020 | SC A | GWh | After Competition Groups | 0 | 0 | 0 | 561.6434 | 0 | 52 | Residential_2020_SC A_GWh_After Competition Groups_52 | Home Energy Reports | 0% | 0 | 0 | Residential_2020_SC A_GWh_After Competition Groups_Home Energy Reports
Residential | Res ¦ LED Downlight | 2020 | SC A | GWh | After Competition Groups | 0 | 0 | 0 | 561.6434 | 0 | 53 | Residential_2020_SC A_GWh_After Competition Groups_53 | LED Downlight | 0% | 0 | 0 | Residential_2020_SC A_GWh_After Competition Groups_LED Downlight
Residential | Res ¦ Smart Burners | 2020 | SC A | GWh | After Competition Groups | 0 | 0 | 0 | 561.6434 | 0 | 54 | Residential_2020_SC A_GWh_After Competition Groups_54 | Smart Burners | 0% | 0 | 0 | Residential_2020_SC A_GWh_After Competition Groups_Smart Burners
Residential | Res ¦ Smart Power Bar | 2020 | SC A | GWh | After Competition Groups | 0 | 0 | 0 | 561.6434 | 0 | 55 | Residential_2020_SC A_GWh_After Competition Groups_55 | Smart Power Bar | 0% | 0 | 0 | Residential_2020_SC A_GWh_After Competition Groups_Smart Power Bar
Residential | Res ¦ Tankless Water Heater | 2020 | SC A | GWh | After Competition Groups | 0 | 0 | 0 | 561.6434 | 0 | 56 | Residential_2020_SC A_GWh_After Competition Groups_56 | Tankless Water Heater | 0% | 0 | 0 | Residential_2020_SC A_GWh_After Competition Groups_Tankless Water Heater
Residential | Res ¦ Energy Star LED Bulbs General Purpose LEDs | 2020 | SC B | GWh | After Competition Groups | 144 | 6111707.8035 | 6.1117 | 770.5926 | 0.18687 | 1 | Residential_2020_SC B_GWh_After Competition Groups_1 | Energy Star LED Bulbs General Purpose LEDs | 18.69% | 6.1117 | 144 | Residential_2020_SC B_GWh_After Competition Groups_Energy Star LED Bulbs General Purpose LEDs
Residential | Res ¦ Energy Star LED Specialty Bulbs | 2020 | SC B | GWh | After Competition Groups | 135.1978 | 1160176.9506 | 1.1602 | 770.5926 | 0.17545 | 2 | Residential_2020_SC B_GWh_After Competition Groups_2 | Energy Star LED Specialty Bulbs | 17.54% | 1.1602 | 135.1978 | Residential_2020_SC B_GWh_After Competition Groups_Energy Star LED Specialty Bulbs
Residential | Res ¦ Energy Star Clothes Washer | 2020 | SC B | GWh | After Competition Groups | 62.9229 | 12763603.4304 | 12.7636 | 770.5926 | 0.081655 | 3 | Residential_2020_SC B_GWh_After Competition Groups_3 | Energy Star Clothes Washer | 8.166% | 12.7636 | 62.9229 | Residential_2020_SC B_GWh_After Competition Groups_Energy Star Clothes Washer
Residential | Res ¦ Energy Star A Line, PAR, MR Lamps | 2020 | SC B | GWh | After Competition Groups | 62.3234 | 487570.5418 | 0.48757 | 770.5926 | 0.080877 | 4 | Residential_2020_SC B_GWh_After Competition Groups_4 | Energy Star A Line, PAR, MR Lamps | 8.088% | 0.48757 | 62.3234 | Residential_2020_SC B_GWh_After Competition Groups_Energy Star A Line, PAR, MR Lamps
Residential | Res ¦ Variable Speed Pool Pump Motor | 2020 | SC B | GWh | After Competition Groups | 50.4841 | 7003146.2206 | 7.0031 | 770.5926 | 0.065513 | 5 | Residential_2020_SC B_GWh_After Competition Groups_5 | Variable Speed Pool Pump Motor | 6.551% | 7.0031 | 50.4841 | Residential_2020_SC B_GWh_After Competition Groups_Variable Speed Pool Pump Motor
Residential | Res ¦ Car Block Heater Timer | 2020 | SC B | GWh | After Competition Groups | 39.9062 | 406947.5908 | 0.40695 | 770.5926 | 0.051786 | 6 | Residential_2020_SC B_GWh_After Competition Groups_6 | Car Block Heater Timer | 5.179% | 0.40695 | 39.9062 | Residential_2020_SC B_GWh_After Competition Groups_Car Block Heater Timer
Residential | Res ¦ Building Recommissioning, Operations and Maintenance (O&M) Improvements | 2020 | SC B | GWh | After Competition Groups | 39.128 | 213899.8991 | 0.2139 | 770.5926 | 0.050776 | 7 | Residential_2020_SC B_GWh_After Competition Groups_7 | Building Recommissioning, Operations and Maintenance (O&M) Improvements | 5.078% | 0.2139 | 39.128 | Residential_2020_SC B_GWh_After Competition Groups_Building Recommissioning, Operations and Maintenance (O&M) Improvements
Residential | Res ¦ Adaptive Thermostat | 2020 | SC B | GWh | After Competition Groups | 24.8304 | 3126582.4704 | 3.1266 | 770.5926 | 0.032223 | 8 | Residential_2020_SC B_GWh_After Competition Groups_8 | Adaptive Thermostat | 3.222% | 3.1266 | 24.8304 | Residential_2020_SC B_GWh_After Competition Groups_Adaptive Thermostat
Residential | Res ¦ Ductless Mini-Split Heat Pump | 2020 | SC B | GWh | After Competition Groups | 24.2405 | 1824280.0294 | 1.8243 | 770.5926 | 0.031457 | 9 | Residential_2020_SC B_GWh_After Competition Groups_9 | Ductless Mini-Split Heat Pump | 3.146% | 1.8243 | 24.2405 | Residential_2020_SC B_GWh_After Competition Groups_Ductless Mini-Split Heat Pump
Residential | Res ¦ LED Parking Lot Fixture | 2020 | SC B | GWh | After Competition Groups | 22.7732 | 1219670.3374 | 1.2197 | 770.5926 | 0.029553 | 10 | Residential_2020_SC B_GWh_After Competition Groups_10 | LED Parking Lot Fixture | 2.955% | 1.2197 | 22.7732 | Residential_2020_SC B_GWh_After Competition Groups_LED Parking Lot Fixture
Residential | Res ¦ Comprehensive Draft Proofing | 2020 | SC B | GWh | After Competition Groups | 19.9011 | 0 | 0 | 770.5926 | 0.025826 | 11 | Residential_2020_SC B_GWh_After Competition Groups_11 | Comprehensive Draft Proofing | 2.583% | 0 | 19.9011 | Residential_2020_SC B_GWh_After Competition Groups_Comprehensive Draft Proofing
Residential | Res ¦ Occupancy Sensors MF | 2020 | SC B | GWh | After Competition Groups | 13.8283 | 26311.7075 | 0.026312 | 770.5926 | 0.017945 | 12 | Residential_2020_SC B_GWh_After Competition Groups_12 | Occupancy Sensors MF | 1.794% | 0.026312 | 13.8283 | Residential_2020_SC B_GWh_After Competition Groups_Occupancy Sensors MF
Residential | Res ¦ Air Sealing | 2020 | SC B | GWh | After Competition Groups | 12.0787 | 2167158.6678 | 2.1672 | 770.5926 | 0.015675 | 13 | Residential_2020_SC B_GWh_After Competition Groups_13 | Air Sealing | 1.567% | 2.1672 | 12.0787 | Residential_2020_SC B_GWh_After Competition Groups_Air Sealing
Residential | Res ¦ Energy Star Torchiere | 2020 | SC B | GWh | After Competition Groups | 11.3694 | 490598.1675 | 0.4906 | 770.5926 | 0.014754 | 14 | Residential_2020_SC B_GWh_After Competition Groups_14 | Energy Star Torchiere | 1.475% | 0.4906 | 11.3694 | Residential_2020_SC B_GWh_After Competition Groups_Energy Star Torchiere
Residential | Res ¦ Refrigerator Recycling | 2020 | SC B | GWh | After Competition Groups | 10.2556 | 1780563.2816 | 1.7806 | 770.5926 | 0.013309 | 15 | Residential_2020_SC B_GWh_After Competition Groups_15 | Refrigerator Recycling | 1.331% | 1.7806 | 10.2556 | Residential_2020_SC B_GWh_After Competition Groups_Refrigerator Recycling
Residential | Res ¦ Clothes Drying Racks | 2020 | SC B | GWh | After Competition Groups | 9.3604 | 7689152.7525 | 7.6892 | 770.5926 | 0.012147 | 16 | Residential_2020_SC B_GWh_After Competition Groups_16 | Clothes Drying Racks | 1.215% | 7.6892 | 9.3604 | Residential_2020_SC B_GWh_After Competition Groups_Clothes Drying Racks
Residential | Res ¦ Freezer Recycling | 2020 | SC B | GWh | After Competition Groups | 8.9716 | 38231700.2535 | 38.2317 | 770.5926 | 0.011642 | 17 | Residential_2020_SC B_GWh_After Competition Groups_17 | Freezer Recycling | 1.164% | 38.2317 | 8.9716 | Residential_2020_SC B_GWh_After Competition Groups_Freezer Recycling
Residential | Res ¦ LED Exterior Area Lights - LED Fixture (200W) | 2020 | SC B | GWh | After Competition Groups | 8.4802 | 1381013.3604 | 1.381 | 770.5926 | 0.011005 | 18 | Residential_2020_SC B_GWh_After Competition Groups_18 | LED Exterior Area Lights - LED Fixture (200W) | 1.1% | 1.381 | 8.4802 | Residential_2020_SC B_GWh_After Competition Groups_LED Exterior Area Lights - LED Fixture (200W)
Residential | Res ¦ LED Tube Re-Lamp | 2020 | SC B | GWh | After Competition Groups | 6.7418 | 1196461.4043 | 1.1965 | 770.5926 | 0.0087488 | 19 | Residential_2020_SC B_GWh_After Competition Groups_19 | LED Tube Re-Lamp | 0.8749% | 1.1965 | 6.7418 | Residential_2020_SC B_GWh_After Competition Groups_LED Tube Re-Lamp
Residential | Res ¦ Basement Wall Insulation | 2020 | SC B | GWh | After Competition Groups | 6.3409 | 924722.6593 | 0.92472 | 770.5926 | 0.0082286 | 20 | Residential_2020_SC B_GWh_After Competition Groups_20 | Basement Wall Insulation | 0.8229% | 0.92472 | 6.3409 | Residential_2020_SC B_GWh_After Competition Groups_Basement Wall Insulation
Residential | Res ¦ ENERGY STAR LED LAMPS (REFLECTOR LAMPs/MR16/PAR 16) | 2020 | SC B | GWh | After Competition Groups | 6.051 | 330822.0947 | 0.33082 | 770.5926 | 0.0078524 | 21 | Residential_2020_SC B_GWh_After Competition Groups_21 | ENERGY STAR LED LAMPS (REFLECTOR LAMPs/MR16/PAR 16) | 0.7852% | 0.33082 | 6.051 | Residential_2020_SC B_GWh_After Competition Groups_ENERGY STAR LED LAMPS (REFLECTOR LAMPs/MR16/PAR 16)
Residential | Res ¦ Advanced BAS/Controllers | 2020 | SC B | GWh | After Competition Groups | 5.726 | 1045707.3693 | 1.0457 | 770.5926 | 0.0074307 | 22 | Residential_2020_SC B_GWh_After Competition Groups_22 | Advanced BAS/Controllers | 0.7431% | 1.0457 | 5.726 | Residential_2020_SC B_GWh_After Competition Groups_Advanced BAS/Controllers
Residential | Res ¦ Energy Star Light Fixture | 2020 | SC B | GWh | After Competition Groups | 5.041 | 1414388.3552 | 1.4144 | 770.5926 | 0.0065417 | 23 | Residential_2020_SC B_GWh_After Competition Groups_23 | Energy Star Light Fixture | 0.6542% | 1.4144 | 5.041 | Residential_2020_SC B_GWh_After Competition Groups_Energy Star Light Fixture
Residential | Res ¦ Furnace Whistle | 2020 | SC B | GWh | After Competition Groups | 4.9314 | 41820.0367 | 0.04182 | 770.5926 | 0.0063995 | 24 | Residential_2020_SC B_GWh_After Competition Groups_24 | Furnace Whistle | 0.6399% | 0.04182 | 4.9314 | Residential_2020_SC B_GWh_After Competition Groups_Furnace Whistle
Residential | Res ¦ Attic Insulation | 2020 | SC B | GWh | After Competition Groups | 4.8908 | 1617409.2955 | 1.6174 | 770.5926 | 0.0063469 | 25 | Residential_2020_SC B_GWh_After Competition Groups_25 | Attic Insulation | 0.6347% | 1.6174 | 4.8908 | Residential_2020_SC B_GWh_After Competition Groups_Attic Insulation
Residential | Res ¦ Outside Air Economizer | 2020 | SC B | GWh | After Competition Groups | 4.3692 | 240918.5054 | 0.24092 | 770.5926 | 0.0056699 | 26 | Residential_2020_SC B_GWh_After Competition Groups_26 | Outside Air Economizer | 0.567% | 0.24092 | 4.3692 | Residential_2020_SC B_GWh_After Competition Groups_Outside Air Economizer
Residential | Res ¦ Energy Star Air Source Heat Pump | 2020 | SC B | GWh | After Competition Groups | 3.3833 | 431238.83 | 0.43124 | 770.5926 | 0.0043906 | 27 | Residential_2020_SC B_GWh_After Competition Groups_27 | Energy Star Air Source Heat Pump | 0.4391% | 0.43124 | 3.3833 | Residential_2020_SC B_GWh_After Competition Groups_Energy Star Air Source Heat Pump
Residential | Res ¦ Minimize Hot and Warm Clothes Wash | 2020 | SC B | GWh | After Competition Groups | 3.1475 | 0 | 0 | 770.5926 | 0.0040846 | 28 | Residential_2020_SC B_GWh_After Competition Groups_28 | Minimize Hot and Warm Clothes Wash | 0.4085% | 0 | 3.1475 | Residential_2020_SC B_GWh_After Competition Groups_Minimize Hot and Warm Clothes Wash
Residential | Res ¦ Energy Star Room Air Conditioner | 2020 | SC B | GWh | After Competition Groups | 3.101 | 713989.2885 | 0.71399 | 770.5926 | 0.0040242 | 29 | Residential_2020_SC B_GWh_After Competition Groups_29 | Energy Star Room Air Conditioner | 0.4024% | 0.71399 | 3.101 | Residential_2020_SC B_GWh_After Competition Groups_Energy Star Room Air Conditioner
Residential | Res ¦ Demand Control Ventilation | 2020 | SC B | GWh | After Competition Groups | 2.6407 | 597663.0923 | 0.59766 | 770.5926 | 0.0034268 | 30 | Residential_2020_SC B_GWh_After Competition Groups_30 | Demand Control Ventilation | 0.3427% | 0.59766 | 2.6407 | Residential_2020_SC B_GWh_After Competition Groups_Demand Control Ventilation
Residential | Res ¦ High Efficiency Chiller (avg of water and air cooled) | 2020 | SC B | GWh | After Competition Groups | 2.182 | 171091.7433 | 0.17109 | 770.5926 | 0.0028316 | 31 | Residential_2020_SC B_GWh_After Competition Groups_31 | High Efficiency Chiller (avg of water and air cooled) | 0.2832% | 0.17109 | 2.182 | Residential_2020_SC B_GWh_After Competition Groups_High Efficiency Chiller (avg of water and air cooled)
Residential | Res ¦ Variable Frequency Drive (VFD) | 2020 | SC B | GWh | After Competition Groups | 2.0918 | 253885.0773 | 0.25389 | 770.5926 | 0.0027145 | 32 | Residential_2020_SC B_GWh_After Competition Groups_32 | Variable Frequency Drive (VFD) | 0.2714% | 0.25389 | 2.0918 | Residential_2020_SC B_GWh_After Competition Groups_Variable Frequency Drive (VFD)
Residential | Res ¦ ENERGY STAR LED Lamps (General Service Lamps) | 2020 | SC B | GWh | After Competition Groups | 1.8792 | 109792.7205 | 0.10979 | 770.5926 | 0.0024386 | 33 | Residential_2020_SC B_GWh_After Competition Groups_33 | ENERGY STAR LED Lamps (General Service Lamps) | 0.2439% | 0.10979 | 1.8792 | Residential_2020_SC B_GWh_After Competition Groups_ENERGY STAR LED Lamps (General Service Lamps)
Residential | Res ¦ CO Sensors for parking garage exhaust fans | 2020 | SC B | GWh | After Competition Groups | 1.8776 | 359980.1572 | 0.35998 | 770.5926 | 0.0024366 | 34 | Residential_2020_SC B_GWh_After Competition Groups_34 | CO Sensors for parking garage exhaust fans | 0.2437% | 0.35998 | 1.8776 | Residential_2020_SC B_GWh_After Competition Groups_CO Sensors for parking garage exhaust fans
Residential | Res ¦ Water Heater Temperature Setback | 2020 | SC B | GWh | After Competition Groups | 1.5632 | 42107.3443 | 0.042107 | 770.5926 | 0.0020285 | 35 | Residential_2020_SC B_GWh_After Competition Groups_35 | Water Heater Temperature Setback | 0.2029% | 0.042107 | 1.5632 | Residential_2020_SC B_GWh_After Competition Groups_Water Heater Temperature Setback
Residential | Res ¦ Floor Insulation | 2020 | SC B | GWh | After Competition Groups | 1.2814 | 662559.9402 | 0.66256 | 770.5926 | 0.0016628 | 36 | Residential_2020_SC B_GWh_After Competition Groups_36 | Floor Insulation | 0.1663% | 0.66256 | 1.2814 | Residential_2020_SC B_GWh_After Competition Groups_Floor Insulation
Residential | Res ¦ Duct Insulation | 2020 | SC B | GWh | After Competition Groups | 1.0049 | 500175.33 | 0.50018 | 770.5926 | 0.001304 | 37 | Residential_2020_SC B_GWh_After Competition Groups_37 | Duct Insulation | 0.1304% | 0.50018 | 1.0049 | Residential_2020_SC B_GWh_After Competition Groups_Duct Insulation
Residential | Res ¦ VFD on Pumps | 2020 | SC B | GWh | After Competition Groups | 0.64323 | 95100.5346 | 0.095101 | 770.5926 | 0.00083472 | 38 | Residential_2020_SC B_GWh_After Competition Groups_38 | VFD on Pumps | 0.08347% | 0.095101 | 0.64323 | Residential_2020_SC B_GWh_After Competition Groups_VFD on Pumps
Residential | Res ¦ Condensing Make Up Air Unit | 2020 | SC B | GWh | After Competition Groups | 0.51533 | 279694.2158 | 0.27969 | 770.5926 | 0.00066874 | 39 | Residential_2020_SC B_GWh_After Competition Groups_39 | Condensing Make Up Air Unit | 0.06687% | 0.27969 | 0.51533 | Residential_2020_SC B_GWh_After Competition Groups_Condensing Make Up Air Unit
Residential | Res ¦ Duct Insulation MF | 2020 | SC B | GWh | After Competition Groups | 0.49415 | 422958.7275 | 0.42296 | 770.5926 | 0.00064126 | 40 | Residential_2020_SC B_GWh_After Competition Groups_40 | Duct Insulation MF | 0.06413% | 0.42296 | 0.49415 | Residential_2020_SC B_GWh_After Competition Groups_Duct Insulation MF
Residential | Res ¦ ECM MOTORS FOR HVAC APPLICATION (FAN-POWERED VAV BOX) | 2020 | SC B | GWh | After Competition Groups | 0.29523 | 39537.9202 | 0.039538 | 770.5926 | 0.00038313 | 41 | Residential_2020_SC B_GWh_After Competition Groups_41 | ECM MOTORS FOR HVAC APPLICATION (FAN-POWERED VAV BOX) | 0.03831% | 0.039538 | 0.29523 | Residential_2020_SC B_GWh_After Competition Groups_ECM MOTORS FOR HVAC APPLICATION (FAN-POWERED VAV BOX)
Residential | Res ¦ Heat Recovery Ventilator | 2020 | SC B | GWh | After Competition Groups | 0.16662 | 140770.2139 | 0.14077 | 770.5926 | 0.00021623 | 42 | Residential_2020_SC B_GWh_After Competition Groups_42 | Heat Recovery Ventilator | 0.02162% | 0.14077 | 0.16662 | Residential_2020_SC B_GWh_After Competition Groups_Heat Recovery Ventilator
Residential | Res ¦ Beverage Vending Machine Controls | 2020 | SC B | GWh | After Competition Groups | 0.13255 | 10719.331 | 0.010719 | 770.5926 | 0.00017202 | 43 | Residential_2020_SC B_GWh_After Competition Groups_43 | Beverage Vending Machine Controls | 0.0172% | 0.010719 | 0.13255 | Residential_2020_SC B_GWh_After Competition Groups_Beverage Vending Machine Controls
Residential | Res ¦ Wall Insulation | 2020 | SC B | GWh | After Competition Groups | 0.018418 | 0 | 0 | 770.5926 | 2.3901e-05 | 44 | Residential_2020_SC B_GWh_After Competition Groups_44 | Wall Insulation | 0.00239% | 0 | 0.018418 | Residential_2020_SC B_GWh_After Competition Groups_Wall Insulation
Residential | Res ¦ LED High Bay Fixture | 2020 | SC B | GWh | After Competition Groups | 0.016127 | 21603.9838 | 0.021604 | 770.5926 | 2.0928e-05 | 45 | Residential_2020_SC B_GWh_After Competition Groups_45 | LED High Bay Fixture | 0.002093% | 0.021604 | 0.016127 | Residential_2020_SC B_GWh_After Competition Groups_LED High Bay Fixture
Residential | Res ¦ Chilled Water Optimization | 2020 | SC B | GWh | After Competition Groups | 0.013315 | 52.9765 | 5.2976e-05 | 770.5926 | 1.728e-05 | 46 | Residential_2020_SC B_GWh_After Competition Groups_46 | Chilled Water Optimization | 0.001728% | 5.2976e-05 | 0.013315 | Residential_2020_SC B_GWh_After Competition Groups_Chilled Water Optimization
Residential | Res ¦ Wall Insulation MF | 2020 | SC B | GWh | After Competition Groups | 0.0011169 | 0 | 0 | 770.5926 | 1.4495e-06 | 47 | Residential_2020_SC B_GWh_After Competition Groups_47 | Wall Insulation MF | 0.0001449% | 0 | 0.0011169 | Residential_2020_SC B_GWh_After Competition Groups_Wall Insulation MF
Residential | Res ¦ Energy Star Clothes Dryer | 2020 | SC B | GWh | After Competition Groups | 0 | 0 | 0 | 770.5926 | 0 | 48 | Residential_2020_SC B_GWh_After Competition Groups_48 | Energy Star Clothes Dryer | 0% | 0 | 0 | Residential_2020_SC B_GWh_After Competition Groups_Energy Star Clothes Dryer
Residential | Res ¦ Energy Star Dehumidifier | 2020 | SC B | GWh | After Competition Groups | 0 | 0 | 0 | 770.5926 | 0 | 49 | Residential_2020_SC B_GWh_After Competition Groups_49 | Energy Star Dehumidifier | 0% | 0 | 0 | Residential_2020_SC B_GWh_After Competition Groups_Energy Star Dehumidifier
Residential | Res ¦ Energy Star Freezer | 2020 | SC B | GWh | After Competition Groups | 0 | 0 | 0 | 770.5926 | 0 | 50 | Residential_2020_SC B_GWh_After Competition Groups_50 | Energy Star Freezer | 0% | 0 | 0 | Residential_2020_SC B_GWh_After Competition Groups_Energy Star Freezer
Residential | Res ¦ Heavy Duty Outdoor/Holiday Plug-in Timers | 2020 | SC B | GWh | After Competition Groups | 0 | 0 | 0 | 770.5926 | 0 | 51 | Residential_2020_SC B_GWh_After Competition Groups_51 | Heavy Duty Outdoor/Holiday Plug-in Timers | 0% | 0 | 0 | Residential_2020_SC B_GWh_After Competition Groups_Heavy Duty Outdoor/Holiday Plug-in Timers
Residential | Res ¦ Home Energy Reports | 2020 | SC B | GWh | After Competition Groups | 0 | 0 | 0 | 770.5926 | 0 | 52 | Residential_2020_SC B_GWh_After Competition Groups_52 | Home Energy Reports | 0% | 0 | 0 | Residential_2020_SC B_GWh_After Competition Groups_Home Energy Reports
Residential | Res ¦ LED Downlight | 2020 | SC B | GWh | After Competition Groups | 0 | 0 | 0 | 770.5926 | 0 | 53 | Residential_2020_SC B_GWh_After Competition Groups_53 | LED Downlight | 0% | 0 | 0 | Residential_2020_SC B_GWh_After Competition Groups_LED Downlight
Residential | Res ¦ Smart Burners | 2020 | SC B | GWh | After Competition Groups | 0 | 0 | 0 | 770.5926 | 0 | 54 | Residential_2020_SC B_GWh_After Competition Groups_54 | Smart Burners | 0% | 0 | 0 | Residential_2020_SC B_GWh_After Competition Groups_Smart Burners
Residential | Res ¦ Smart Power Bar | 2020 | SC B | GWh | After Competition Groups | 0 | 0 | 0 | 770.5926 | 0 | 55 | Residential_2020_SC B_GWh_After Competition Groups_55 | Smart Power Bar | 0% | 0 | 0 | Residential_2020_SC B_GWh_After Competition Groups_Smart Power Bar
Residential | Res ¦ Tankless Water Heater | 2020 | SC B | GWh | After Competition Groups | 0 | 0 | 0 | 770.5926 | 0 | 56 | Residential_2020_SC B_GWh_After Competition Groups_56 | Tankless Water Heater | 0% | 0 | 0 | Residential_2020_SC B_GWh_After Competition Groups_Tankless Water Heater
Residential | Res ¦ Energy Star LED Specialty Bulbs | 2020 | SC C | GWh | After Competition Groups | 275.052 | 2403014.4308 | 2.403 | 606.367 | 0.45361 | 1 | Residential_2020_SC C_GWh_After Competition Groups_1 | Energy Star LED Specialty Bulbs | 45.36% | 2.403 | 275.052 | Residential_2020_SC C_GWh_After Competition Groups_Energy Star LED Specialty Bulbs
Residential | Res ¦ Energy Star Clothes Washer | 2020 | SC C | GWh | After Competition Groups | 60.8824 | 11975067.0967 | 11.9751 | 606.367 | 0.10041 | 2 | Residential_2020_SC C_GWh_After Competition Groups_2 | Energy Star Clothes Washer | 10.04% | 11.9751 | 60.8824 | Residential_2020_SC C_GWh_After Competition Groups_Energy Star Clothes Washer
Residential | Res ¦ Energy Star A Line, PAR, MR Lamps | 2020 | SC C | GWh | After Competition Groups | 56.1657 | 404762.8983 | 0.40476 | 606.367 | 0.092627 | 3 | Residential_2020_SC C_GWh_After Competition Groups_3 | Energy Star A Line, PAR, MR Lamps | 9.263% | 0.40476 | 56.1657 | Residential_2020_SC C_GWh_After Competition Groups_Energy Star A Line, PAR, MR Lamps
Residential | Res ¦ Ductless Mini-Split Heat Pump | 2020 | SC C | GWh | After Competition Groups | 23.1043 | 1667810.8771 | 1.6678 | 606.367 | 0.038103 | 4 | Residential_2020_SC C_GWh_After Competition Groups_4 | Ductless Mini-Split Heat Pump | 3.81% | 1.6678 | 23.1043 | Residential_2020_SC C_GWh_After Competition Groups_Ductless Mini-Split Heat Pump
Residential | Res ¦ LED Parking Lot Fixture | 2020 | SC C | GWh | After Competition Groups | 20.9271 | 0 | 0 | 606.367 | 0.034512 | 5 | Residential_2020_SC C_GWh_After Competition Groups_5 | LED Parking Lot Fixture | 3.451% | 0 | 20.9271 | Residential_2020_SC C_GWh_After Competition Groups_LED Parking Lot Fixture
Residential | Res ¦ Variable Speed Pool Pump Motor | 2020 | SC C | GWh | After Competition Groups | 18.9932 | 2601278.8065 | 2.6013 | 606.367 | 0.031323 | 6 | Residential_2020_SC C_GWh_After Competition Groups_6 | Variable Speed Pool Pump Motor | 3.132% | 2.6013 | 18.9932 | Residential_2020_SC C_GWh_After Competition Groups_Variable Speed Pool Pump Motor
Residential | Res ¦ Adaptive Thermostat | 2020 | SC C | GWh | After Competition Groups | 17.9286 | 3128248.8919 | 3.1282 | 606.367 | 0.029567 | 7 | Residential_2020_SC C_GWh_After Competition Groups_7 | Adaptive Thermostat | 2.957% | 3.1282 | 17.9286 | Residential_2020_SC C_GWh_After Competition Groups_Adaptive Thermostat
Residential | Res ¦ Car Block Heater Timer | 2020 | SC C | GWh | After Competition Groups | 17.312 | 173199.6249 | 0.1732 | 606.367 | 0.02855 | 8 | Residential_2020_SC C_GWh_After Competition Groups_8 | Car Block Heater Timer | 2.855% | 0.1732 | 17.312 | Residential_2020_SC C_GWh_After Competition Groups_Car Block Heater Timer
Residential | Res ¦ Building Recommissioning, Operations and Maintenance (O&M) Improvements | 2020 | SC C | GWh | After Competition Groups | 14.7194 | 79444.4887 | 0.079444 | 606.367 | 0.024275 | 9 | Residential_2020_SC C_GWh_After Competition Groups_9 | Building Recommissioning, Operations and Maintenance (O&M) Improvements | 2.427% | 0.079444 | 14.7194 | Residential_2020_SC C_GWh_After Competition Groups_Building Recommissioning, Operations and Maintenance (O&M) Improvements
Residential | Res ¦ Air Sealing | 2020 | SC C | GWh | After Competition Groups | 11.172 | 2167752.075 | 2.1678 | 606.367 | 0.018425 | 10 | Residential_2020_SC C_GWh_After Competition Groups_10 | Air Sealing | 1.842% | 2.1678 | 11.172 | Residential_2020_SC C_GWh_After Competition Groups_Air Sealing
Residential | Res ¦ Energy Star Torchiere | 2020 | SC C | GWh | After Competition Groups | 10.0965 | 396951.6368 | 0.39695 | 606.367 | 0.016651 | 11 | Residential_2020_SC C_GWh_After Competition Groups_11 | Energy Star Torchiere | 1.665% | 0.39695 | 10.0965 | Residential_2020_SC C_GWh_After Competition Groups_Energy Star Torchiere
Residential | Res ¦ LED Exterior Area Lights - LED Fixture (200W) | 2020 | SC C | GWh | After Competition Groups | 8.4802 | 1381151.4756 | 1.3812 | 606.367 | 0.013985 | 12 | Residential_2020_SC C_GWh_After Competition Groups_12 | LED Exterior Area Lights - LED Fixture (200W) | 1.399% | 1.3812 | 8.4802 | Residential_2020_SC C_GWh_After Competition Groups_LED Exterior Area Lights - LED Fixture (200W)
Residential | Res ¦ Comprehensive Draft Proofing | 2020 | SC C | GWh | After Competition Groups | 7.4864 | 0 | 0 | 606.367 | 0.012346 | 13 | Residential_2020_SC C_GWh_After Competition Groups_13 | Comprehensive Draft Proofing | 1.235% | 0 | 7.4864 | Residential_2020_SC C_GWh_After Competition Groups_Comprehensive Draft Proofing
Residential | Res ¦ LED Tube Re-Lamp | 2020 | SC C | GWh | After Competition Groups | 6.7418 | 1196581.0624 | 1.1966 | 606.367 | 0.011118 | 14 | Residential_2020_SC C_GWh_After Competition Groups_14 | LED Tube Re-Lamp | 1.112% | 1.1966 | 6.7418 | Residential_2020_SC C_GWh_After Competition Groups_LED Tube Re-Lamp
Residential | Res ¦ Basement Wall Insulation | 2020 | SC C | GWh | After Competition Groups | 6.3417 | 924930.8087 | 0.92493 | 606.367 | 0.010459 | 15 | Residential_2020_SC C_GWh_After Competition Groups_15 | Basement Wall Insulation | 1.046% | 0.92493 | 6.3417 | Residential_2020_SC C_GWh_After Competition Groups_Basement Wall Insulation
Residential | Res ¦ ENERGY STAR LED LAMPS (REFLECTOR LAMPs/MR16/PAR 16) | 2020 | SC C | GWh | After Competition Groups | 6.051 | 330855.1802 | 0.33086 | 606.367 | 0.0099791 | 16 | Residential_2020_SC C_GWh_After Competition Groups_16 | ENERGY STAR LED LAMPS (REFLECTOR LAMPs/MR16/PAR 16) | 0.9979% | 0.33086 | 6.051 | Residential_2020_SC C_GWh_After Competition Groups_ENERGY STAR LED LAMPS (REFLECTOR LAMPs/MR16/PAR 16)
Residential | Res ¦ Occupancy Sensors MF | 2020 | SC C | GWh | After Competition Groups | 5.203 | 9772.198 | 0.0097722 | 606.367 | 0.0085806 | 17 | Residential_2020_SC C_GWh_After Competition Groups_17 | Occupancy Sensors MF | 0.8581% | 0.0097722 | 5.203 | Residential_2020_SC C_GWh_After Competition Groups_Occupancy Sensors MF
Residential | Res ¦ Energy Star Light Fixture | 2020 | SC C | GWh | After Competition Groups | 4.8759 | 1344124.6711 | 1.3441 | 606.367 | 0.0080411 | 18 | Residential_2020_SC C_GWh_After Competition Groups_18 | Energy Star Light Fixture | 0.8041% | 1.3441 | 4.8759 | Residential_2020_SC C_GWh_After Competition Groups_Energy Star Light Fixture
Residential | Res ¦ Attic Insulation | 2020 | SC C | GWh | After Competition Groups | 4.7949 | 1618053.9522 | 1.6181 | 606.367 | 0.0079077 | 19 | Residential_2020_SC C_GWh_After Competition Groups_19 | Attic Insulation | 0.7908% | 1.6181 | 4.7949 | Residential_2020_SC C_GWh_After Competition Groups_Attic Insulation
Residential | Res ¦ Refrigerator Recycling | 2020 | SC C | GWh | After Competition Groups | 3.8584 | 661390.5336 | 0.66139 | 606.367 | 0.0063632 | 20 | Residential_2020_SC C_GWh_After Competition Groups_20 | Refrigerator Recycling | 0.6363% | 0.66139 | 3.8584 | Residential_2020_SC C_GWh_After Competition Groups_Refrigerator Recycling
Residential | Res ¦ Energy Star Air Source Heat Pump | 2020 | SC C | GWh | After Competition Groups | 3.1853 | 385858.018 | 0.38586 | 606.367 | 0.005253 | 21 | Residential_2020_SC C_GWh_After Competition Groups_21 | Energy Star Air Source Heat Pump | 0.5253% | 0.38586 | 3.1853 | Residential_2020_SC C_GWh_After Competition Groups_Energy Star Air Source Heat Pump
Residential | Res ¦ Minimize Hot and Warm Clothes Wash | 2020 | SC C | GWh | After Competition Groups | 3.1475 | 0 | 0 | 606.367 | 0.0051908 | 22 | Residential_2020_SC C_GWh_After Competition Groups_22 | Minimize Hot and Warm Clothes Wash | 0.5191% | 0 | 3.1475 | Residential_2020_SC C_GWh_After Competition Groups_Minimize Hot and Warm Clothes Wash
Residential | Res ¦ Energy Star Room Air Conditioner | 2020 | SC C | GWh | After Competition Groups | 3.0019 | 671328.1602 | 0.67133 | 606.367 | 0.0049506 | 23 | Residential_2020_SC C_GWh_After Competition Groups_23 | Energy Star Room Air Conditioner | 0.4951% | 0.67133 | 3.0019 | Residential_2020_SC C_GWh_After Competition Groups_Energy Star Room Air Conditioner
Residential | Res ¦ Outside Air Economizer | 2020 | SC C | GWh | After Competition Groups | 2.6242 | 141452.2073 | 0.14145 | 606.367 | 0.0043278 | 24 | Residential_2020_SC C_GWh_After Competition Groups_24 | Outside Air Economizer | 0.4328% | 0.14145 | 2.6242 | Residential_2020_SC C_GWh_After Competition Groups_Outside Air Economizer
Residential | Res ¦ High Efficiency Chiller (avg of water and air cooled) | 2020 | SC C | GWh | After Competition Groups | 2.1666 | 168697.5769 | 0.1687 | 606.367 | 0.0035731 | 25 | Residential_2020_SC C_GWh_After Competition Groups_25 | High Efficiency Chiller (avg of water and air cooled) | 0.3573% | 0.1687 | 2.1666 | Residential_2020_SC C_GWh_After Competition Groups_High Efficiency Chiller (avg of water and air cooled)
Residential | Res ¦ Advanced BAS/Controllers | 2020 | SC C | GWh | After Competition Groups | 2.1544 | 388442.3839 | 0.38844 | 606.367 | 0.0035529 | 26 | Residential_2020_SC C_GWh_After Competition Groups_26 | Advanced BAS/Controllers | 0.3553% | 0.38844 | 2.1544 | Residential_2020_SC C_GWh_After Competition Groups_Advanced BAS/Controllers
Residential | Res ¦ ENERGY STAR LED Lamps (General Service Lamps) | 2020 | SC C | GWh | After Competition Groups | 1.8792 | 109803.7009 | 0.1098 | 606.367 | 0.0030991 | 27 | Residential_2020_SC C_GWh_After Competition Groups_27 | ENERGY STAR LED Lamps (General Service Lamps) | 0.3099% | 0.1098 | 1.8792 | Residential_2020_SC C_GWh_After Competition Groups_ENERGY STAR LED Lamps (General Service Lamps)
Residential | Res ¦ Furnace Whistle | 2020 | SC C | GWh | After Competition Groups | 1.8551 | 15532.0919 | 0.015532 | 606.367 | 0.0030594 | 28 | Residential_2020_SC C_GWh_After Competition Groups_28 | Furnace Whistle | 0.3059% | 0.015532 | 1.8551 | Residential_2020_SC C_GWh_After Competition Groups_Furnace Whistle
Residential | Res ¦ Floor Insulation | 2020 | SC C | GWh | After Competition Groups | 1.0073 | 663024.4353 | 0.66302 | 606.367 | 0.0016612 | 29 | Residential_2020_SC C_GWh_After Competition Groups_29 | Floor Insulation | 0.1661% | 0.66302 | 1.0073 | Residential_2020_SC C_GWh_After Competition Groups_Floor Insulation
Residential | Res ¦ Demand Control Ventilation | 2020 | SC C | GWh | After Competition Groups | 0.99359 | 222143.2378 | 0.22214 | 606.367 | 0.0016386 | 30 | Residential_2020_SC C_GWh_After Competition Groups_30 | Demand Control Ventilation | 0.1639% | 0.22214 | 0.99359 | Residential_2020_SC C_GWh_After Competition Groups_Demand Control Ventilation
Residential | Res ¦ Variable Frequency Drive (VFD) | 2020 | SC C | GWh | After Competition Groups | 0.78693 | 94300.349 | 0.0943 | 606.367 | 0.0012978 | 31 | Residential_2020_SC C_GWh_After Competition Groups_31 | Variable Frequency Drive (VFD) | 0.1298% | 0.0943 | 0.78693 | Residential_2020_SC C_GWh_After Competition Groups_Variable Frequency Drive (VFD)
Residential | Res ¦ CO Sensors for parking garage exhaust fans | 2020 | SC C | GWh | After Competition Groups | 0.77682 | 146415.1669 | 0.14642 | 606.367 | 0.0012811 | 32 | Residential_2020_SC C_GWh_After Competition Groups_32 | CO Sensors for parking garage exhaust fans | 0.1281% | 0.14642 | 0.77682 | Residential_2020_SC C_GWh_After Competition Groups_CO Sensors for parking garage exhaust fans
Residential | Res ¦ Water Heater Temperature Setback | 2020 | SC C | GWh | After Competition Groups | 0.58804 | 15638.9888 | 0.015639 | 606.367 | 0.00096978 | 33 | Residential_2020_SC C_GWh_After Competition Groups_33 | Water Heater Temperature Setback | 0.09698% | 0.015639 | 0.58804 | Residential_2020_SC C_GWh_After Competition Groups_Water Heater Temperature Setback
Residential | Res ¦ Condensing Make Up Air Unit | 2020 | SC C | GWh | After Competition Groups | 0.47902 | 244949.1155 | 0.24495 | 606.367 | 0.00078998 | 34 | Residential_2020_SC C_GWh_After Competition Groups_34 | Condensing Make Up Air Unit | 0.079% | 0.24495 | 0.47902 | Residential_2020_SC C_GWh_After Competition Groups_Condensing Make Up Air Unit
Residential | Res ¦ Duct Insulation MF | 2020 | SC C | GWh | After Competition Groups | 0.45576 | 423335.0429 | 0.42334 | 606.367 | 0.00075162 | 35 | Residential_2020_SC C_GWh_After Competition Groups_35 | Duct Insulation MF | 0.07516% | 0.42334 | 0.45576 | Residential_2020_SC C_GWh_After Competition Groups_Duct Insulation MF
Residential | Res ¦ Duct Insulation | 2020 | SC C | GWh | After Competition Groups | 0.31307 | 501506.3143 | 0.50151 | 606.367 | 0.00051631 | 36 | Residential_2020_SC C_GWh_After Competition Groups_36 | Duct Insulation | 0.05163% | 0.50151 | 0.31307 | Residential_2020_SC C_GWh_After Competition Groups_Duct Insulation
Residential | Res ¦ Clothes Drying Racks | 2020 | SC C | GWh | After Competition Groups | 0.25703 | 0 | 0 | 606.367 | 0.00042388 | 37 | Residential_2020_SC C_GWh_After Competition Groups_37 | Clothes Drying Racks | 0.04239% | 0 | 0.25703 | Residential_2020_SC C_GWh_After Competition Groups_Clothes Drying Racks
Residential | Res ¦ VFD on Pumps | 2020 | SC C | GWh | After Competition Groups | 0.24199 | 35323.7158 | 0.035324 | 606.367 | 0.00039908 | 38 | Residential_2020_SC C_GWh_After Competition Groups_38 | VFD on Pumps | 0.03991% | 0.035324 | 0.24199 | Residential_2020_SC C_GWh_After Competition Groups_VFD on Pumps
Residential | Res ¦ ECM MOTORS FOR HVAC APPLICATION (FAN-POWERED VAV BOX) | 2020 | SC C | GWh | After Competition Groups | 0.11723 | 15465.8836 | 0.015466 | 606.367 | 0.00019333 | 39 | Residential_2020_SC C_GWh_After Competition Groups_39 | ECM MOTORS FOR HVAC APPLICATION (FAN-POWERED VAV BOX) | 0.01933% | 0.015466 | 0.11723 | Residential_2020_SC C_GWh_After Competition Groups_ECM MOTORS FOR HVAC APPLICATION (FAN-POWERED VAV BOX)
Residential | Res ¦ Heat Recovery Ventilator | 2020 | SC C | GWh | After Competition Groups | 0.064987 | 133751.4567 | 0.13375 | 606.367 | 0.00010717 | 40 | Residential_2020_SC C_GWh_After Competition Groups_40 | Heat Recovery Ventilator | 0.01072% | 0.13375 | 0.064987 | Residential_2020_SC C_GWh_After Competition Groups_Heat Recovery Ventilator
Residential | Res ¦ Beverage Vending Machine Controls | 2020 | SC C | GWh | After Competition Groups | 0.052959 | 4208.05 | 0.004208 | 606.367 | 8.7337e-05 | 41 | Residential_2020_SC C_GWh_After Competition Groups_41 | Beverage Vending Machine Controls | 0.008734% | 0.004208 | 0.052959 | Residential_2020_SC C_GWh_After Competition Groups_Beverage Vending Machine Controls
Residential | Res ¦ LED High Bay Fixture | 2020 | SC C | GWh | After Competition Groups | 0.016127 | 21606.1444 | 0.021606 | 606.367 | 2.6597e-05 | 42 | Residential_2020_SC C_GWh_After Competition Groups_42 | LED High Bay Fixture | 0.00266% | 0.021606 | 0.016127 | Residential_2020_SC C_GWh_After Competition Groups_LED High Bay Fixture
Residential | Res ¦ Chilled Water Optimization | 2020 | SC C | GWh | After Competition Groups | 0.012423 | 46.6888 | 4.6689e-05 | 606.367 | 2.0488e-05 | 43 | Residential_2020_SC C_GWh_After Competition Groups_43 | Chilled Water Optimization | 0.002049% | 4.6689e-05 | 0.012423 | Residential_2020_SC C_GWh_After Competition Groups_Chilled Water Optimization
Residential | Res ¦ Wall Insulation | 2020 | SC C | GWh | After Competition Groups | 0.0015316 | 0 | 0 | 606.367 | 2.5258e-06 | 44 | Residential_2020_SC C_GWh_After Competition Groups_44 | Wall Insulation | 0.0002526% | 0 | 0.0015316 | Residential_2020_SC C_GWh_After Competition Groups_Wall Insulation
Residential | Res ¦ Wall Insulation MF | 2020 | SC C | GWh | After Competition Groups | 0.001117 | 0 | 0 | 606.367 | 1.8421e-06 | 45 | Residential_2020_SC C_GWh_After Competition Groups_45 | Wall Insulation MF | 0.0001842% | 0 | 0.001117 | Residential_2020_SC C_GWh_After Competition Groups_Wall Insulation MF
Residential | Res ¦ Freezer Recycling | 2020 | SC C | GWh | After Competition Groups | 0.00033305 | 0 | 0 | 606.367 | 5.4925e-07 | 46 | Residential_2020_SC C_GWh_After Competition Groups_46 | Freezer Recycling | 5.493e-05% | 0 | 0.00033305 | Residential_2020_SC C_GWh_After Competition Groups_Freezer Recycling
Residential | Res ¦ Energy Star LED Bulbs General Purpose LEDs | 2020 | SC C | GWh | After Competition Groups | 3.3456e-11 | 7.7231e-07 | 7.7231e-13 | 606.367 | 5.5174e-14 | 47 | Residential_2020_SC C_GWh_After Competition Groups_47 | Energy Star LED Bulbs General Purpose LEDs | 5.517e-12% | 7.7231e-13 | 3.3456e-11 | Residential_2020_SC C_GWh_After Competition Groups_Energy Star LED Bulbs General Purpose LEDs
Residential | Res ¦ Energy Star Clothes Dryer | 2020 | SC C | GWh | After Competition Groups | 0 | 0 | 0 | 606.367 | 0 | 48 | Residential_2020_SC C_GWh_After Competition Groups_48 | Energy Star Clothes Dryer | 0% | 0 | 0 | Residential_2020_SC C_GWh_After Competition Groups_Energy Star Clothes Dryer
Residential | Res ¦ Energy Star Dehumidifier | 2020 | SC C | GWh | After Competition Groups | 0 | 0 | 0 | 606.367 | 0 | 49 | Residential_2020_SC C_GWh_After Competition Groups_49 | Energy Star Dehumidifier | 0% | 0 | 0 | Residential_2020_SC C_GWh_After Competition Groups_Energy Star Dehumidifier
Residential | Res ¦ Energy Star Freezer | 2020 | SC C | GWh | After Competition Groups | 0 | 0 | 0 | 606.367 | 0 | 50 | Residential_2020_SC C_GWh_After Competition Groups_50 | Energy Star Freezer | 0% | 0 | 0 | Residential_2020_SC C_GWh_After Competition Groups_Energy Star Freezer
Residential | Res ¦ Heavy Duty Outdoor/Holiday Plug-in Timers | 2020 | SC C | GWh | After Competition Groups | 0 | 0 | 0 | 606.367 | 0 | 51 | Residential_2020_SC C_GWh_After Competition Groups_51 | Heavy Duty Outdoor/Holiday Plug-in Timers | 0% | 0 | 0 | Residential_2020_SC C_GWh_After Competition Groups_Heavy Duty Outdoor/Holiday Plug-in Timers
Residential | Res ¦ Home Energy Reports | 2020 | SC C | GWh | After Competition Groups | 0 | 0 | 0 | 606.367 | 0 | 52 | Residential_2020_SC C_GWh_After Competition Groups_52 | Home Energy Reports | 0% | 0 | 0 | Residential_2020_SC C_GWh_After Competition Groups_Home Energy Reports
Residential | Res ¦ LED Downlight | 2020 | SC C | GWh | After Competition Groups | 0 | 0 | 0 | 606.367 | 0 | 53 | Residential_2020_SC C_GWh_After Competition Groups_53 | LED Downlight | 0% | 0 | 0 | Residential_2020_SC C_GWh_After Competition Groups_LED Downlight
Residential | Res ¦ Smart Burners | 2020 | SC C | GWh | After Competition Groups | 0 | 0 | 0 | 606.367 | 0 | 54 | Residential_2020_SC C_GWh_After Competition Groups_54 | Smart Burners | 0% | 0 | 0 | Residential_2020_SC C_GWh_After Competition Groups_Smart Burners
Residential | Res ¦ Smart Power Bar | 2020 | SC C | GWh | After Competition Groups | 0 | 0 | 0 | 606.367 | 0 | 55 | Residential_2020_SC C_GWh_After Competition Groups_55 | Smart Power Bar | 0% | 0 | 0 | Residential_2020_SC C_GWh_After Competition Groups_Smart Power Bar
Residential | Res ¦ Tankless Water Heater | 2020 | SC C | GWh | After Competition Groups | 0 | 0 | 0 | 606.367 | 0 | 56 | Residential_2020_SC C_GWh_After Competition Groups_56 | Tankless Water Heater | 0% | 0 | 0 | Residential_2020_SC C_GWh_After Competition Groups_Tankless Water Heater
Residential | Res ¦ Energy Star LED Bulbs General Purpose LEDs | 2020 | SC D | GWh | After Competition Groups | 198.0279 | 0 | 0 | 546.8458 | 0.36213 | 1 | Residential_2020_SC D_GWh_After Competition Groups_1 | Energy Star LED Bulbs General Purpose LEDs | 36.21% | 0 | 198.0279 | Residential_2020_SC D_GWh_After Competition Groups_Energy Star LED Bulbs General Purpose LEDs
Residential | Res ¦ Energy Star LED Specialty Bulbs | 2020 | SC D | GWh | After Competition Groups | 90.1214 | 0 | 0 | 546.8458 | 0.1648 | 2 | Residential_2020_SC D_GWh_After Competition Groups_2 | Energy Star LED Specialty Bulbs | 16.48% | 0 | 90.1214 | Residential_2020_SC D_GWh_After Competition Groups_Energy Star LED Specialty Bulbs
Residential | Res ¦ Energy Star A Line, PAR, MR Lamps | 2020 | SC D | GWh | After Competition Groups | 56.3725 | 0 | 0 | 546.8458 | 0.10309 | 3 | Residential_2020_SC D_GWh_After Competition Groups_3 | Energy Star A Line, PAR, MR Lamps | 10.31% | 0 | 56.3725 | Residential_2020_SC D_GWh_After Competition Groups_Energy Star A Line, PAR, MR Lamps
Residential | Res ¦ Energy Star Clothes Washer | 2020 | SC D | GWh | After Competition Groups | 35.8649 | 0 | 0 | 546.8458 | 0.065585 | 4 | Residential_2020_SC D_GWh_After Competition Groups_4 | Energy Star Clothes Washer | 6.558% | 0 | 35.8649 | Residential_2020_SC D_GWh_After Competition Groups_Energy Star Clothes Washer
Residential | Res ¦ Ductless Mini-Split Heat Pump | 2020 | SC D | GWh | After Competition Groups | 23.1044 | 0 | 0 | 546.8458 | 0.04225 | 5 | Residential_2020_SC D_GWh_After Competition Groups_5 | Ductless Mini-Split Heat Pump | 4.225% | 0 | 23.1044 | Residential_2020_SC D_GWh_After Competition Groups_Ductless Mini-Split Heat Pump
Residential | Res ¦ LED Parking Lot Fixture | 2020 | SC D | GWh | After Competition Groups | 20.9271 | 0 | 0 | 546.8458 | 0.038269 | 6 | Residential_2020_SC D_GWh_After Competition Groups_6 | LED Parking Lot Fixture | 3.827% | 0 | 20.9271 | Residential_2020_SC D_GWh_After Competition Groups_LED Parking Lot Fixture
Residential | Res ¦ Building Recommissioning, Operations and Maintenance (O&M) Improvements | 2020 | SC D | GWh | After Competition Groups | 14.7194 | 0 | 0 | 546.8458 | 0.026917 | 7 | Residential_2020_SC D_GWh_After Competition Groups_7 | Building Recommissioning, Operations and Maintenance (O&M) Improvements | 2.692% | 0 | 14.7194 | Residential_2020_SC D_GWh_After Competition Groups_Building Recommissioning, Operations and Maintenance (O&M) Improvements
Residential | Res ¦ Variable Speed Pool Pump Motor | 2020 | SC D | GWh | After Competition Groups | 13.0417 | 0 | 0 | 546.8458 | 0.023849 | 8 | Residential_2020_SC D_GWh_After Competition Groups_8 | Variable Speed Pool Pump Motor | 2.385% | 0 | 13.0417 | Residential_2020_SC D_GWh_After Competition Groups_Variable Speed Pool Pump Motor
Residential | Res ¦ Adaptive Thermostat | 2020 | SC D | GWh | After Competition Groups | 10.6815 | 0 | 0 | 546.8458 | 0.019533 | 9 | Residential_2020_SC D_GWh_After Competition Groups_9 | Adaptive Thermostat | 1.953% | 0 | 10.6815 | Residential_2020_SC D_GWh_After Competition Groups_Adaptive Thermostat
Residential | Res ¦ Energy Star Torchiere | 2020 | SC D | GWh | After Competition Groups | 8.8817 | 0 | 0 | 546.8458 | 0.016242 | 10 | Residential_2020_SC D_GWh_After Competition Groups_10 | Energy Star Torchiere | 1.624% | 0 | 8.8817 | Residential_2020_SC D_GWh_After Competition Groups_Energy Star Torchiere
Residential | Res ¦ LED Exterior Area Lights - LED Fixture (200W) | 2020 | SC D | GWh | After Competition Groups | 7.8153 | 0 | 0 | 546.8458 | 0.014292 | 11 | Residential_2020_SC D_GWh_After Competition Groups_11 | LED Exterior Area Lights - LED Fixture (200W) | 1.429% | 0 | 7.8153 | Residential_2020_SC D_GWh_After Competition Groups_LED Exterior Area Lights - LED Fixture (200W)
Residential | Res ¦ Comprehensive Draft Proofing | 2020 | SC D | GWh | After Competition Groups | 6.7665 | 0 | 0 | 546.8458 | 0.012374 | 12 | Residential_2020_SC D_GWh_After Competition Groups_12 | Comprehensive Draft Proofing | 1.237% | 0 | 6.7665 | Residential_2020_SC D_GWh_After Competition Groups_Comprehensive Draft Proofing
Residential | Res ¦ LED Tube Re-Lamp | 2020 | SC D | GWh | After Competition Groups | 6.6734 | 0 | 0 | 546.8458 | 0.012204 | 13 | Residential_2020_SC D_GWh_After Competition Groups_13 | LED Tube Re-Lamp | 1.22% | 0 | 6.6734 | Residential_2020_SC D_GWh_After Competition Groups_LED Tube Re-Lamp
Residential | Res ¦ Basement Wall Insulation | 2020 | SC D | GWh | After Competition Groups | 6.122 | 0 | 0 | 546.8458 | 0.011195 | 14 | Residential_2020_SC D_GWh_After Competition Groups_14 | Basement Wall Insulation | 1.12% | 0 | 6.122 | Residential_2020_SC D_GWh_After Competition Groups_Basement Wall Insulation
Residential | Res ¦ ENERGY STAR LED LAMPS (REFLECTOR LAMPs/MR16/PAR 16) | 2020 | SC D | GWh | After Competition Groups | 6.051 | 0 | 0 | 546.8458 | 0.011065 | 15 | Residential_2020_SC D_GWh_After Competition Groups_15 | ENERGY STAR LED LAMPS (REFLECTOR LAMPs/MR16/PAR 16) | 1.107% | 0 | 6.051 | Residential_2020_SC D_GWh_After Competition Groups_ENERGY STAR LED LAMPS (REFLECTOR LAMPs/MR16/PAR 16)
Residential | Res ¦ Occupancy Sensors MF | 2020 | SC D | GWh | After Competition Groups | 5.203 | 0 | 0 | 546.8458 | 0.0095146 | 16 | Residential_2020_SC D_GWh_After Competition Groups_16 | Occupancy Sensors MF | 0.9515% | 0 | 5.203 | Residential_2020_SC D_GWh_After Competition Groups_Occupancy Sensors MF
Residential | Res ¦ Air Sealing | 2020 | SC D | GWh | After Competition Groups | 4.9066 | 0 | 0 | 546.8458 | 0.0089726 | 17 | Residential_2020_SC D_GWh_After Competition Groups_17 | Air Sealing | 0.8973% | 0 | 4.9066 | Residential_2020_SC D_GWh_After Competition Groups_Air Sealing
Residential | Res ¦ Energy Star Air Source Heat Pump | 2020 | SC D | GWh | After Competition Groups | 3.1853 | 0 | 0 | 546.8458 | 0.0058248 | 18 | Residential_2020_SC D_GWh_After Competition Groups_18 | Energy Star Air Source Heat Pump | 0.5825% | 0 | 3.1853 | Residential_2020_SC D_GWh_After Competition Groups_Energy Star Air Source Heat Pump
Residential | Res ¦ Minimize Hot and Warm Clothes Wash | 2020 | SC D | GWh | After Competition Groups | 3.1475 | 0 | 0 | 546.8458 | 0.0057558 | 19 | Residential_2020_SC D_GWh_After Competition Groups_19 | Minimize Hot and Warm Clothes Wash | 0.5756% | 0 | 3.1475 | Residential_2020_SC D_GWh_After Competition Groups_Minimize Hot and Warm Clothes Wash
Residential | Res ¦ Energy Star Light Fixture | 2020 | SC D | GWh | After Competition Groups | 3.0736 | 0 | 0 | 546.8458 | 0.0056206 | 20 | Residential_2020_SC D_GWh_After Competition Groups_20 | Energy Star Light Fixture | 0.5621% | 0 | 3.0736 | Residential_2020_SC D_GWh_After Competition Groups_Energy Star Light Fixture
Residential | Res ¦ Energy Star Room Air Conditioner | 2020 | SC D | GWh | After Competition Groups | 3.0021 | 0 | 0 | 546.8458 | 0.0054898 | 21 | Residential_2020_SC D_GWh_After Competition Groups_21 | Energy Star Room Air Conditioner | 0.549% | 0 | 3.0021 | Residential_2020_SC D_GWh_After Competition Groups_Energy Star Room Air Conditioner
Residential | Res ¦ Attic Insulation | 2020 | SC D | GWh | After Competition Groups | 2.8683 | 0 | 0 | 546.8458 | 0.0052452 | 22 | Residential_2020_SC D_GWh_After Competition Groups_22 | Attic Insulation | 0.5245% | 0 | 2.8683 | Residential_2020_SC D_GWh_After Competition Groups_Attic Insulation
Residential | Res ¦ Outside Air Economizer | 2020 | SC D | GWh | After Competition Groups | 2.6242 | 0 | 0 | 546.8458 | 0.0047989 | 23 | Residential_2020_SC D_GWh_After Competition Groups_23 | Outside Air Economizer | 0.4799% | 0 | 2.6242 | Residential_2020_SC D_GWh_After Competition Groups_Outside Air Economizer
Residential | Res ¦ Refrigerator Recycling | 2020 | SC D | GWh | After Competition Groups | 2.4551 | 0 | 0 | 546.8458 | 0.0044896 | 24 | Residential_2020_SC D_GWh_After Competition Groups_24 | Refrigerator Recycling | 0.449% | 0 | 2.4551 | Residential_2020_SC D_GWh_After Competition Groups_Refrigerator Recycling
Residential | Res ¦ High Efficiency Chiller (avg of water and air cooled) | 2020 | SC D | GWh | After Competition Groups | 2.1666 | 0 | 0 | 546.8458 | 0.003962 | 25 | Residential_2020_SC D_GWh_After Competition Groups_25 | High Efficiency Chiller (avg of water and air cooled) | 0.3962% | 0 | 2.1666 | Residential_2020_SC D_GWh_After Competition Groups_High Efficiency Chiller (avg of water and air cooled)
Residential | Res ¦ Advanced BAS/Controllers | 2020 | SC D | GWh | After Competition Groups | 2.1544 | 0 | 0 | 546.8458 | 0.0039396 | 26 | Residential_2020_SC D_GWh_After Competition Groups_26 | Advanced BAS/Controllers | 0.394% | 0 | 2.1544 | Residential_2020_SC D_GWh_After Competition Groups_Advanced BAS/Controllers
Residential | Res ¦ ENERGY STAR LED Lamps (General Service Lamps) | 2020 | SC D | GWh | After Competition Groups | 1.8792 | 0 | 0 | 546.8458 | 0.0034364 | 27 | Residential_2020_SC D_GWh_After Competition Groups_27 | ENERGY STAR LED Lamps (General Service Lamps) | 0.3436% | 0 | 1.8792 | Residential_2020_SC D_GWh_After Competition Groups_ENERGY STAR LED Lamps (General Service Lamps)
Residential | Res ¦ Furnace Whistle | 2020 | SC D | GWh | After Competition Groups | 1.8551 | 0 | 0 | 546.8458 | 0.0033924 | 28 | Residential_2020_SC D_GWh_After Competition Groups_28 | Furnace Whistle | 0.3392% | 0 | 1.8551 | Residential_2020_SC D_GWh_After Competition Groups_Furnace Whistle
Residential | Res ¦ Variable Frequency Drive (VFD) | 2020 | SC D | GWh | After Competition Groups | 0.60948 | 0 | 0 | 546.8458 | 0.0011145 | 29 | Residential_2020_SC D_GWh_After Competition Groups_29 | Variable Frequency Drive (VFD) | 0.1115% | 0 | 0.60948 | Residential_2020_SC D_GWh_After Competition Groups_Variable Frequency Drive (VFD)
Residential | Res ¦ Water Heater Temperature Setback | 2020 | SC D | GWh | After Competition Groups | 0.53119 | 0 | 0 | 546.8458 | 0.00097137 | 30 | Residential_2020_SC D_GWh_After Competition Groups_30 | Water Heater Temperature Setback | 0.09714% | 0 | 0.53119 | Residential_2020_SC D_GWh_After Competition Groups_Water Heater Temperature Setback
Residential | Res ¦ CO Sensors for parking garage exhaust fans | 2020 | SC D | GWh | After Competition Groups | 0.4992 | 0 | 0 | 546.8458 | 0.00091286 | 31 | Residential_2020_SC D_GWh_After Competition Groups_31 | CO Sensors for parking garage exhaust fans | 0.09129% | 0 | 0.4992 | Residential_2020_SC D_GWh_After Competition Groups_CO Sensors for parking garage exhaust fans
Residential | Res ¦ Demand Control Ventilation | 2020 | SC D | GWh | After Competition Groups | 0.42568 | 0 | 0 | 546.8458 | 0.00077842 | 32 | Residential_2020_SC D_GWh_After Competition Groups_32 | Demand Control Ventilation | 0.07784% | 0 | 0.42568 | Residential_2020_SC D_GWh_After Competition Groups_Demand Control Ventilation
Residential | Res ¦ Clothes Drying Racks | 2020 | SC D | GWh | After Competition Groups | 0.25703 | 0 | 0 | 546.8458 | 0.00047002 | 33 | Residential_2020_SC D_GWh_After Competition Groups_33 | Clothes Drying Racks | 0.047% | 0 | 0.25703 | Residential_2020_SC D_GWh_After Competition Groups_Clothes Drying Racks
Residential | Res ¦ Floor Insulation | 2020 | SC D | GWh | After Competition Groups | 0.2029 | 0 | 0 | 546.8458 | 0.00037104 | 34 | Residential_2020_SC D_GWh_After Competition Groups_34 | Floor Insulation | 0.0371% | 0 | 0.2029 | Residential_2020_SC D_GWh_After Competition Groups_Floor Insulation
Residential | Res ¦ VFD on Pumps | 2020 | SC D | GWh | After Competition Groups | 0.17284 | 0 | 0 | 546.8458 | 0.00031607 | 35 | Residential_2020_SC D_GWh_After Competition Groups_35 | VFD on Pumps | 0.03161% | 0 | 0.17284 | Residential_2020_SC D_GWh_After Competition Groups_VFD on Pumps
Residential | Res ¦ Condensing Make Up Air Unit | 2020 | SC D | GWh | After Competition Groups | 0.12358 | 0 | 0 | 546.8458 | 0.00022599 | 36 | Residential_2020_SC D_GWh_After Competition Groups_36 | Condensing Make Up Air Unit | 0.0226% | 0 | 0.12358 | Residential_2020_SC D_GWh_After Competition Groups_Condensing Make Up Air Unit
Residential | Res ¦ Duct Insulation | 2020 | SC D | GWh | After Competition Groups | 0.096984 | 0 | 0 | 546.8458 | 0.00017735 | 37 | Residential_2020_SC D_GWh_After Competition Groups_37 | Duct Insulation | 0.01774% | 0 | 0.096984 | Residential_2020_SC D_GWh_After Competition Groups_Duct Insulation
Residential | Res ¦ ECM MOTORS FOR HVAC APPLICATION (FAN-POWERED VAV BOX) | 2020 | SC D | GWh | After Competition Groups | 0.091991 | 0 | 0 | 546.8458 | 0.00016822 | 38 | Residential_2020_SC D_GWh_After Competition Groups_38 | ECM MOTORS FOR HVAC APPLICATION (FAN-POWERED VAV BOX) | 0.01682% | 0 | 0.091991 | Residential_2020_SC D_GWh_After Competition Groups_ECM MOTORS FOR HVAC APPLICATION (FAN-POWERED VAV BOX)
Residential | Res ¦ Duct Insulation MF | 2020 | SC D | GWh | After Competition Groups | 0.061663 | 0 | 0 | 546.8458 | 0.00011276 | 39 | Residential_2020_SC D_GWh_After Competition Groups_39 | Duct Insulation MF | 0.01128% | 0 | 0.061663 | Residential_2020_SC D_GWh_After Competition Groups_Duct Insulation MF
Residential | Res ¦ Beverage Vending Machine Controls | 2020 | SC D | GWh | After Competition Groups | 0.041671 | 0 | 0 | 546.8458 | 7.6203e-05 | 40 | Residential_2020_SC D_GWh_After Competition Groups_40 | Beverage Vending Machine Controls | 0.00762% | 0 | 0.041671 | Residential_2020_SC D_GWh_After Competition Groups_Beverage Vending Machine Controls
Residential | Res ¦ Heat Recovery Ventilator | 2020 | SC D | GWh | After Competition Groups | 0.020763 | 0 | 0 | 546.8458 | 3.7968e-05 | 41 | Residential_2020_SC D_GWh_After Competition Groups_41 | Heat Recovery Ventilator | 0.003797% | 0 | 0.020763 | Residential_2020_SC D_GWh_After Competition Groups_Heat Recovery Ventilator
Residential | Res ¦ Chilled Water Optimization | 2020 | SC D | GWh | After Competition Groups | 0.012423 | 0 | 0 | 546.8458 | 2.2718e-05 | 42 | Residential_2020_SC D_GWh_After Competition Groups_42 | Chilled Water Optimization | 0.002272% | 0 | 0.012423 | Residential_2020_SC D_GWh_After Competition Groups_Chilled Water Optimization
Residential | Res ¦ LED High Bay Fixture | 2020 | SC D | GWh | After Competition Groups | 0.004875 | 0 | 0 | 546.8458 | 8.9148e-06 | 43 | Residential_2020_SC D_GWh_After Competition Groups_43 | LED High Bay Fixture | 0.0008915% | 0 | 0.004875 | Residential_2020_SC D_GWh_After Competition Groups_LED High Bay Fixture
Residential | Res ¦ Wall Insulation MF | 2020 | SC D | GWh | After Competition Groups | 0.0007709 | 0 | 0 | 546.8458 | 1.4097e-06 | 44 | Residential_2020_SC D_GWh_After Competition Groups_44 | Wall Insulation MF | 0.000141% | 0 | 0.0007709 | Residential_2020_SC D_GWh_After Competition Groups_Wall Insulation MF
Residential | Res ¦ Wall Insulation | 2020 | SC D | GWh | After Competition Groups | 0.00071692 | 0 | 0 | 546.8458 | 1.311e-06 | 45 | Residential_2020_SC D_GWh_After Competition Groups_45 | Wall Insulation | 0.0001311% | 0 | 0.00071692 | Residential_2020_SC D_GWh_After Competition Groups_Wall Insulation
Residential | Res ¦ Freezer Recycling | 2020 | SC D | GWh | After Competition Groups | 0.00033305 | 0 | 0 | 546.8458 | 6.0903e-07 | 46 | Residential_2020_SC D_GWh_After Competition Groups_46 | Freezer Recycling | 6.09e-05% | 0 | 0.00033305 | Residential_2020_SC D_GWh_After Competition Groups_Freezer Recycling
Residential | Res ¦ Energy Star Clothes Dryer | 2020 | SC D | GWh | After Competition Groups | 0 | 0 | 0 | 546.8458 | 0 | 47 | Residential_2020_SC D_GWh_After Competition Groups_47 | Energy Star Clothes Dryer | 0% | 0 | 0 | Residential_2020_SC D_GWh_After Competition Groups_Energy Star Clothes Dryer
Residential | Res ¦ Energy Star Dehumidifier | 2020 | SC D | GWh | After Competition Groups | 0 | 0 | 0 | 546.8458 | 0 | 48 | Residential_2020_SC D_GWh_After Competition Groups_48 | Energy Star Dehumidifier | 0% | 0 | 0 | Residential_2020_SC D_GWh_After Competition Groups_Energy Star Dehumidifier
Residential | Res ¦ Energy Star Freezer | 2020 | SC D | GWh | After Competition Groups | 0 | 0 | 0 | 546.8458 | 0 | 49 | Residential_2020_SC D_GWh_After Competition Groups_49 | Energy Star Freezer | 0% | 0 | 0 | Residential_2020_SC D_GWh_After Competition Groups_Energy Star Freezer
Residential | Res ¦ Home Energy Reports | 2020 | SC D | GWh | After Competition Groups | 0 | 0 | 0 | 546.8458 | 0 | 50 | Residential_2020_SC D_GWh_After Competition Groups_50 | Home Energy Reports | 0% | 0 | 0 | Residential_2020_SC D_GWh_After Competition Groups_Home Energy Reports
Residential | Res ¦ LED Downlight | 2020 | SC D | GWh | After Competition Groups | 0 | 0 | 0 | 546.8458 | 0 | 51 | Residential_2020_SC D_GWh_After Competition Groups_51 | LED Downlight | 0% | 0 | 0 | Residential_2020_SC D_GWh_After Competition Groups_LED Downlight
Residential | Res ¦ Smart Burners | 2020 | SC D | GWh | After Competition Groups | 0 | 0 | 0 | 546.8458 | 0 | 52 | Residential_2020_SC D_GWh_After Competition Groups_52 | Smart Burners | 0% | 0 | 0 | Residential_2020_SC D_GWh_After Competition Groups_Smart Burners
Residential | Res ¦ Smart Power Bar | 2020 | SC D | GWh | After Competition Groups | 0 | 0 | 0 | 546.8458 | 0 | 53 | Residential_2020_SC D_GWh_After Competition Groups_53 | Smart Power Bar | 0% | 0 | 0 | Residential_2020_SC D_GWh_After Competition Groups_Smart Power Bar
Residential | Res ¦ Tankless Water Heater | 2020 | SC D | GWh | After Competition Groups | 0 | 0 | 0 | 546.8458 | 0 | 54 | Residential_2020_SC D_GWh_After Competition Groups_54 | Tankless Water Heater | 0% | 0 | 0 | Residential_2020_SC D_GWh_After Competition Groups_Tankless Water Heater
Residential | Res ¦ Smart Power Bar | 2020 | Technical | GWh | After Competition Groups | 1600.7834 | 0 | 0 | 10279.9239 | 0.15572 | 1 | Residential_2020_Technical_GWh_After Competition Groups_1 | Smart Power Bar | 15.57% | 0 | 1600.7834 | Residential_2020_Technical_GWh_After Competition Groups_Smart Power Bar
Residential | Res ¦ Energy Star LED Bulbs General Purpose LEDs | 2020 | Technical | GWh | After Competition Groups | 1176.1014 | 0 | 0 | 10279.9239 | 0.11441 | 2 | Residential_2020_Technical_GWh_After Competition Groups_2 | Energy Star LED Bulbs General Purpose LEDs | 11.44% | 0 | 1176.1014 | Residential_2020_Technical_GWh_After Competition Groups_Energy Star LED Bulbs General Purpose LEDs
Residential | Res ¦ Adaptive Thermostat | 2020 | Technical | GWh | After Competition Groups | 633.0905 | 0 | 0 | 10279.9239 | 0.061585 | 3 | Residential_2020_Technical_GWh_After Competition Groups_3 | Adaptive Thermostat | 6.159% | 0 | 633.0905 | Residential_2020_Technical_GWh_After Competition Groups_Adaptive Thermostat
Residential | Res ¦ Air Sealing | 2020 | Technical | GWh | After Competition Groups | 575.8 | 0 | 0 | 10279.9239 | 0.056012 | 4 | Residential_2020_Technical_GWh_After Competition Groups_4 | Air Sealing | 5.601% | 0 | 575.8 | Residential_2020_Technical_GWh_After Competition Groups_Air Sealing
Residential | Res ¦ Variable Speed Pool Pump Motor | 2020 | Technical | GWh | After Competition Groups | 422.8522 | 0 | 0 | 10279.9239 | 0.041134 | 5 | Residential_2020_Technical_GWh_After Competition Groups_5 | Variable Speed Pool Pump Motor | 4.113% | 0 | 422.8522 | Residential_2020_Technical_GWh_After Competition Groups_Variable Speed Pool Pump Motor
Residential | Res ¦ Energy Star Central Air Conditioner | 2020 | Technical | GWh | After Competition Groups | 376.7252 | 0 | 0 | 10279.9239 | 0.036647 | 6 | Residential_2020_Technical_GWh_After Competition Groups_6 | Energy Star Central Air Conditioner | 3.665% | 0 | 376.7252 | Residential_2020_Technical_GWh_After Competition Groups_Energy Star Central Air Conditioner
Residential | Res ¦ Passive Attic Ventilation | 2020 | Technical | GWh | After Competition Groups | 340.9528 | 0 | 0 | 10279.9239 | 0.033167 | 7 | Residential_2020_Technical_GWh_After Competition Groups_7 | Passive Attic Ventilation | 3.317% | 0 | 340.9528 | Residential_2020_Technical_GWh_After Competition Groups_Passive Attic Ventilation
Residential | Res ¦ Building Recommissioning, Operations and Maintenance (O&M) Improvements | 2020 | Technical | GWh | After Competition Groups | 327.7028 | 0 | 0 | 10279.9239 | 0.031878 | 8 | Residential_2020_Technical_GWh_After Competition Groups_8 | Building Recommissioning, Operations and Maintenance (O&M) Improvements | 3.188% | 0 | 327.7028 | Residential_2020_Technical_GWh_After Competition Groups_Building Recommissioning, Operations and Maintenance (O&M) Improvements
Residential | Res ¦ Car Block Heater Timer | 2020 | Technical | GWh | After Competition Groups | 321.065 | 0 | 0 | 10279.9239 | 0.031232 | 9 | Residential_2020_Technical_GWh_After Competition Groups_9 | Car Block Heater Timer | 3.123% | 0 | 321.065 | Residential_2020_Technical_GWh_After Competition Groups_Car Block Heater Timer
Residential | Res ¦ Energy Star Windows | 2020 | Technical | GWh | After Competition Groups | 312.2986 | 0 | 0 | 10279.9239 | 0.030379 | 10 | Residential_2020_Technical_GWh_After Competition Groups_10 | Energy Star Windows | 3.038% | 0 | 312.2986 | Residential_2020_Technical_GWh_After Competition Groups_Energy Star Windows
Residential | Res ¦ Basement Wall Insulation | 2020 | Technical | GWh | After Competition Groups | 302.259 | 0 | 0 | 10279.9239 | 0.029403 | 11 | Residential_2020_Technical_GWh_After Competition Groups_11 | Basement Wall Insulation | 2.94% | 0 | 302.259 | Residential_2020_Technical_GWh_After Competition Groups_Basement Wall Insulation
Residential | Res ¦ Basement or Crawlspace Insulation | 2020 | Technical | GWh | After Competition Groups | 251.0043 | 0 | 0 | 10279.9239 | 0.024417 | 12 | Residential_2020_Technical_GWh_After Competition Groups_12 | Basement or Crawlspace Insulation | 2.442% | 0 | 251.0043 | Residential_2020_Technical_GWh_After Competition Groups_Basement or Crawlspace Insulation
Residential | Res ¦ Attic Insulation | 2020 | Technical | GWh | After Competition Groups | 233.1733 | 0 | 0 | 10279.9239 | 0.022682 | 13 | Residential_2020_Technical_GWh_After Competition Groups_13 | Attic Insulation | 2.268% | 0 | 233.1733 | Residential_2020_Technical_GWh_After Competition Groups_Attic Insulation
Residential | Res ¦ Wall Insulation | 2020 | Technical | GWh | After Competition Groups | 182.1797 | 0 | 0 | 10279.9239 | 0.017722 | 14 | Residential_2020_Technical_GWh_After Competition Groups_14 | Wall Insulation | 1.772% | 0 | 182.1797 | Residential_2020_Technical_GWh_After Competition Groups_Wall Insulation
Residential | Res ¦ Heavy Duty Outdoor/Holiday Plug-in Timers | 2020 | Technical | GWh | After Competition Groups | 172.2331 | 0 | 0 | 10279.9239 | 0.016754 | 15 | Residential_2020_Technical_GWh_After Competition Groups_15 | Heavy Duty Outdoor/Holiday Plug-in Timers | 1.675% | 0 | 172.2331 | Residential_2020_Technical_GWh_After Competition Groups_Heavy Duty Outdoor/Holiday Plug-in Timers
Residential | Res ¦ Comprehensive Draft Proofing | 2020 | Technical | GWh | After Competition Groups | 166.6737 | 0 | 0 | 10279.9239 | 0.016214 | 16 | Residential_2020_Technical_GWh_After Competition Groups_16 | Comprehensive Draft Proofing | 1.621% | 0 | 166.6737 | Residential_2020_Technical_GWh_After Competition Groups_Comprehensive Draft Proofing
Residential | Res ¦ Energy Star Refrigerator | 2020 | Technical | GWh | After Competition Groups | 156.2805 | 0 | 0 | 10279.9239 | 0.015202 | 17 | Residential_2020_Technical_GWh_After Competition Groups_17 | Energy Star Refrigerator | 1.52% | 0 | 156.2805 | Residential_2020_Technical_GWh_After Competition Groups_Energy Star Refrigerator
Residential | Res ¦ Energy Star Clothes Washer | 2020 | Technical | GWh | After Competition Groups | 138.5608 | 0 | 0 | 10279.9239 | 0.013479 | 18 | Residential_2020_Technical_GWh_After Competition Groups_18 | Energy Star Clothes Washer | 1.348% | 0 | 138.5608 | Residential_2020_Technical_GWh_After Competition Groups_Energy Star Clothes Washer
Residential | Res ¦ Energy Star Light Fixture | 2020 | Technical | GWh | After Competition Groups | 137.0159 | 0 | 0 | 10279.9239 | 0.013328 | 19 | Residential_2020_Technical_GWh_After Competition Groups_19 | Energy Star Light Fixture | 1.333% | 0 | 137.0159 | Residential_2020_Technical_GWh_After Competition Groups_Energy Star Light Fixture
Residential | Res ¦ Smart Burners | 2020 | Technical | GWh | After Competition Groups | 126.9111 | 0 | 0 | 10279.9239 | 0.012346 | 20 | Residential_2020_Technical_GWh_After Competition Groups_20 | Smart Burners | 1.235% | 0 | 126.9111 | Residential_2020_Technical_GWh_After Competition Groups_Smart Burners
Residential | Res ¦ Furnace with ECM | 2020 | Technical | GWh | After Competition Groups | 125.5839 | 0 | 0 | 10279.9239 | 0.012216 | 21 | Residential_2020_Technical_GWh_After Competition Groups_21 | Furnace with ECM | 1.222% | 0 | 125.5839 | Residential_2020_Technical_GWh_After Competition Groups_Furnace with ECM
Residential | Res ¦ Radiant Barrier | 2020 | Technical | GWh | After Competition Groups | 116.5894 | 0 | 0 | 10279.9239 | 0.011341 | 22 | Residential_2020_Technical_GWh_After Competition Groups_22 | Radiant Barrier | 1.134% | 0 | 116.5894 | Residential_2020_Technical_GWh_After Competition Groups_Radiant Barrier
Residential | Res ¦ Energy Star Ground Source Heat Pump | 2020 | Technical | GWh | After Competition Groups | 115.9963 | 0 | 0 | 10279.9239 | 0.011284 | 23 | Residential_2020_Technical_GWh_After Competition Groups_23 | Energy Star Ground Source Heat Pump | 1.128% | 0 | 115.9963 | Residential_2020_Technical_GWh_After Competition Groups_Energy Star Ground Source Heat Pump
Residential | Res ¦ Ductless Mini-Split Heat Pump | 2020 | Technical | GWh | After Competition Groups | 114.9288 | 0 | 0 | 10279.9239 | 0.01118 | 24 | Residential_2020_Technical_GWh_After Competition Groups_24 | Ductless Mini-Split Heat Pump | 1.118% | 0 | 114.9288 | Residential_2020_Technical_GWh_After Competition Groups_Ductless Mini-Split Heat Pump
Residential | Res ¦ Occupancy Sensors MF | 2020 | Technical | GWh | After Competition Groups | 114.1771 | 0 | 0 | 10279.9239 | 0.011107 | 25 | Residential_2020_Technical_GWh_After Competition Groups_25 | Occupancy Sensors MF | 1.111% | 0 | 114.1771 | Residential_2020_Technical_GWh_After Competition Groups_Occupancy Sensors MF
Residential | Res ¦ Heat Pump Clothes Dryer | 2020 | Technical | GWh | After Competition Groups | 113.3183 | 0 | 0 | 10279.9239 | 0.011023 | 26 | Residential_2020_Technical_GWh_After Competition Groups_26 | Heat Pump Clothes Dryer | 1.102% | 0 | 113.3183 | Residential_2020_Technical_GWh_After Competition Groups_Heat Pump Clothes Dryer
Residential | Res ¦ Ceiling Insulation | 2020 | Technical | GWh | After Competition Groups | 91.3218 | 0 | 0 | 10279.9239 | 0.0088835 | 27 | Residential_2020_Technical_GWh_After Competition Groups_27 | Ceiling Insulation | 0.8884% | 0 | 91.3218 | Residential_2020_Technical_GWh_After Competition Groups_Ceiling Insulation
Residential | Res ¦ Window Film | 2020 | Technical | GWh | After Competition Groups | 89.4997 | 0 | 0 | 10279.9239 | 0.0087063 | 28 | Residential_2020_Technical_GWh_After Competition Groups_28 | Window Film | 0.8706% | 0 | 89.4997 | Residential_2020_Technical_GWh_After Competition Groups_Window Film
Residential | Res ¦ Refrigerator Recycling | 2020 | Technical | GWh | After Competition Groups | 85.902 | 0 | 0 | 10279.9239 | 0.0083563 | 29 | Residential_2020_Technical_GWh_After Competition Groups_29 | Refrigerator Recycling | 0.8356% | 0 | 85.902 | Residential_2020_Technical_GWh_After Competition Groups_Refrigerator Recycling
Residential | Res ¦ Energy Star Torchiere | 2020 | Technical | GWh | After Competition Groups | 80.1274 | 0 | 0 | 10279.9239 | 0.0077946 | 30 | Residential_2020_Technical_GWh_After Competition Groups_30 | Energy Star Torchiere | 0.7795% | 0 | 80.1274 | Residential_2020_Technical_GWh_After Competition Groups_Energy Star Torchiere
Residential | Res ¦ Clothes Drying Racks | 2020 | Technical | GWh | After Competition Groups | 78.441 | 0 | 0 | 10279.9239 | 0.0076305 | 31 | Residential_2020_Technical_GWh_After Competition Groups_31 | Clothes Drying Racks | 0.763% | 0 | 78.441 | Residential_2020_Technical_GWh_After Competition Groups_Clothes Drying Racks
Residential | Res ¦ Freezer Recycling | 2020 | Technical | GWh | After Competition Groups | 75.3736 | 0 | 0 | 10279.9239 | 0.0073321 | 32 | Residential_2020_Technical_GWh_After Competition Groups_32 | Freezer Recycling | 0.7332% | 0 | 75.3736 | Residential_2020_Technical_GWh_After Competition Groups_Freezer Recycling
Residential | Res ¦ Duct Insulation | 2020 | Technical | GWh | After Competition Groups | 75.0735 | 0 | 0 | 10279.9239 | 0.0073029 | 33 | Residential_2020_Technical_GWh_After Competition Groups_33 | Duct Insulation | 0.7303% | 0 | 75.0735 | Residential_2020_Technical_GWh_After Competition Groups_Duct Insulation
Residential | Res ¦ Variable Refrigerant Flow Heat Pump | 2020 | Technical | GWh | After Competition Groups | 69.87 | 0 | 0 | 10279.9239 | 0.0067967 | 34 | Residential_2020_Technical_GWh_After Competition Groups_34 | Variable Refrigerant Flow Heat Pump | 0.6797% | 0 | 69.87 | Residential_2020_Technical_GWh_After Competition Groups_Variable Refrigerant Flow Heat Pump
Residential | Res ¦ Ductless Mini-Split Air Conditioner | 2020 | Technical | GWh | After Competition Groups | 66.5929 | 0 | 0 | 10279.9239 | 0.006478 | 35 | Residential_2020_Technical_GWh_After Competition Groups_35 | Ductless Mini-Split Air Conditioner | 0.6478% | 0 | 66.5929 | Residential_2020_Technical_GWh_After Competition Groups_Ductless Mini-Split Air Conditioner
Residential | Res ¦ LED Parking Lot Fixture | 2020 | Technical | GWh | After Competition Groups | 65.7149 | 0 | 0 | 10279.9239 | 0.0063925 | 36 | Residential_2020_Technical_GWh_After Competition Groups_36 | LED Parking Lot Fixture | 0.6393% | 0 | 65.7149 | Residential_2020_Technical_GWh_After Competition Groups_LED Parking Lot Fixture
Residential | Res ¦ INTEGRAL LED TROFFERS | 2020 | Technical | GWh | After Competition Groups | 62.4695 | 0 | 0 | 10279.9239 | 0.0060768 | 37 | Residential_2020_Technical_GWh_After Competition Groups_37 | INTEGRAL LED TROFFERS | 0.6077% | 0 | 62.4695 | Residential_2020_Technical_GWh_After Competition Groups_INTEGRAL LED TROFFERS
Residential | Res ¦ Floor Insulation | 2020 | Technical | GWh | After Competition Groups | 61.1113 | 0 | 0 | 10279.9239 | 0.0059447 | 38 | Residential_2020_Technical_GWh_After Competition Groups_38 | Floor Insulation | 0.5945% | 0 | 61.1113 | Residential_2020_Technical_GWh_After Competition Groups_Floor Insulation
Residential | Res ¦ LED Downlight | 2020 | Technical | GWh | After Competition Groups | 53.1898 | 0 | 0 | 10279.9239 | 0.0051741 | 39 | Residential_2020_Technical_GWh_After Competition Groups_39 | LED Downlight | 0.5174% | 0 | 53.1898 | Residential_2020_Technical_GWh_After Competition Groups_LED Downlight
Residential | Res ¦ Dehumidifier Recycling | 2020 | Technical | GWh | After Competition Groups | 52.2654 | 0 | 0 | 10279.9239 | 0.0050842 | 40 | Residential_2020_Technical_GWh_After Competition Groups_40 | Dehumidifier Recycling | 0.5084% | 0 | 52.2654 | Residential_2020_Technical_GWh_After Competition Groups_Dehumidifier Recycling
Residential | Res ¦ Advanced BAS/Controllers | 2020 | Technical | GWh | After Competition Groups | 47.9632 | 0 | 0 | 10279.9239 | 0.0046657 | 41 | Residential_2020_Technical_GWh_After Competition Groups_41 | Advanced BAS/Controllers | 0.4666% | 0 | 47.9632 | Residential_2020_Technical_GWh_After Competition Groups_Advanced BAS/Controllers
Residential | Res ¦ Minimize Hot and Warm Clothes Wash | 2020 | Technical | GWh | After Competition Groups | 41.9248 | 0 | 0 | 10279.9239 | 0.0040783 | 42 | Residential_2020_Technical_GWh_After Competition Groups_42 | Minimize Hot and Warm Clothes Wash | 0.4078% | 0 | 41.9248 | Residential_2020_Technical_GWh_After Competition Groups_Minimize Hot and Warm Clothes Wash
Residential | Res ¦ Furnace Whistle | 2020 | Technical | GWh | After Competition Groups | 41.3009 | 0 | 0 | 10279.9239 | 0.0040176 | 43 | Residential_2020_Technical_GWh_After Competition Groups_43 | Furnace Whistle | 0.4018% | 0 | 41.3009 | Residential_2020_Technical_GWh_After Competition Groups_Furnace Whistle
Residential | Res ¦ Lighting Motion Sensors, Timers, Dimmers | 2020 | Technical | GWh | After Competition Groups | 38.2466 | 0 | 0 | 10279.9239 | 0.0037205 | 44 | Residential_2020_Technical_GWh_After Competition Groups_44 | Lighting Motion Sensors, Timers, Dimmers | 0.3721% | 0 | 38.2466 | Residential_2020_Technical_GWh_After Competition Groups_Lighting Motion Sensors, Timers, Dimmers
Residential | Res ¦ Early Hot Water Heater Replacement | 2020 | Technical | GWh | After Competition Groups | 37.4106 | 0 | 0 | 10279.9239 | 0.0036392 | 45 | Residential_2020_Technical_GWh_After Competition Groups_45 | Early Hot Water Heater Replacement | 0.3639% | 0 | 37.4106 | Residential_2020_Technical_GWh_After Competition Groups_Early Hot Water Heater Replacement
Residential | Res ¦ Duct Insulation MF | 2020 | Technical | GWh | After Competition Groups | 33.119 | 0 | 0 | 10279.9239 | 0.0032217 | 46 | Residential_2020_Technical_GWh_After Competition Groups_46 | Duct Insulation MF | 0.3222% | 0 | 33.119 | Residential_2020_Technical_GWh_After Competition Groups_Duct Insulation MF
Residential | Res ¦ Energy Star Dehumidifier | 2020 | Technical | GWh | After Competition Groups | 30.7092 | 0 | 0 | 10279.9239 | 0.0029873 | 47 | Residential_2020_Technical_GWh_After Competition Groups_47 | Energy Star Dehumidifier | 0.2987% | 0 | 30.7092 | Residential_2020_Technical_GWh_After Competition Groups_Energy Star Dehumidifier
Residential | Res ¦ Central Air Conditioner Maintenance | 2020 | Technical | GWh | After Competition Groups | 30.5625 | 0 | 0 | 10279.9239 | 0.002973 | 48 | Residential_2020_Technical_GWh_After Competition Groups_48 | Central Air Conditioner Maintenance | 0.2973% | 0 | 30.5625 | Residential_2020_Technical_GWh_After Competition Groups_Central Air Conditioner Maintenance
Residential | Res ¦ LED Exterior Area Lights - LED Fixture (200W) | 2020 | Technical | GWh | After Competition Groups | 29.9312 | 0 | 0 | 10279.9239 | 0.0029116 | 49 | Residential_2020_Technical_GWh_After Competition Groups_49 | LED Exterior Area Lights - LED Fixture (200W) | 0.2912% | 0 | 29.9312 | Residential_2020_Technical_GWh_After Competition Groups_LED Exterior Area Lights - LED Fixture (200W)
Residential | Res ¦ Outside Air Economizer | 2020 | Technical | GWh | After Competition Groups | 25.1489 | 0 | 0 | 10279.9239 | 0.0024464 | 50 | Residential_2020_Technical_GWh_After Competition Groups_50 | Outside Air Economizer | 0.2446% | 0 | 25.1489 | Residential_2020_Technical_GWh_After Competition Groups_Outside Air Economizer
Residential | Res ¦ Drain Water Heat Recovery | 2020 | Technical | GWh | After Competition Groups | 25.127 | 0 | 0 | 10279.9239 | 0.0024443 | 51 | Residential_2020_Technical_GWh_After Competition Groups_51 | Drain Water Heat Recovery | 0.2444% | 0 | 25.127 | Residential_2020_Technical_GWh_After Competition Groups_Drain Water Heat Recovery
Residential | Res ¦ Demand Control Ventilation | 2020 | Technical | GWh | After Competition Groups | 22.1207 | 0 | 0 | 10279.9239 | 0.0021518 | 52 | Residential_2020_Technical_GWh_After Competition Groups_52 | Demand Control Ventilation | 0.2152% | 0 | 22.1207 | Residential_2020_Technical_GWh_After Competition Groups_Demand Control Ventilation
Residential | Res ¦ Solar Powered Attic Fan | 2020 | Technical | GWh | After Competition Groups | 18.5445 | 0 | 0 | 10279.9239 | 0.001804 | 53 | Residential_2020_Technical_GWh_After Competition Groups_53 | Solar Powered Attic Fan | 0.1804% | 0 | 18.5445 | Residential_2020_Technical_GWh_After Competition Groups_Solar Powered Attic Fan
Residential | Res ¦ Energy Star Ceiling Fan/Lighting | 2020 | Technical | GWh | After Competition Groups | 18.1167 | 0 | 0 | 10279.9239 | 0.0017623 | 54 | Residential_2020_Technical_GWh_After Competition Groups_54 | Energy Star Ceiling Fan/Lighting | 0.1762% | 0 | 18.1167 | Residential_2020_Technical_GWh_After Competition Groups_Energy Star Ceiling Fan/Lighting
Residential | Res ¦ Variable Frequency Drive (VFD) | 2020 | Technical | GWh | After Competition Groups | 17.5198 | 0 | 0 | 10279.9239 | 0.0017043 | 55 | Residential_2020_Technical_GWh_After Competition Groups_55 | Variable Frequency Drive (VFD) | 0.1704% | 0 | 17.5198 | Residential_2020_Technical_GWh_After Competition Groups_Variable Frequency Drive (VFD)
Residential | Res ¦ CO Sensors for parking garage exhaust fans | 2020 | Technical | GWh | After Competition Groups | 15.867 | 0 | 0 | 10279.9239 | 0.0015435 | 56 | Residential_2020_Technical_GWh_After Competition Groups_56 | CO Sensors for parking garage exhaust fans | 0.1543% | 0 | 15.867 | Residential_2020_Technical_GWh_After Competition Groups_CO Sensors for parking garage exhaust fans
Residential | Res ¦ Energy Star Freezer | 2020 | Technical | GWh | After Competition Groups | 15.6575 | 0 | 0 | 10279.9239 | 0.0015231 | 57 | Residential_2020_Technical_GWh_After Competition Groups_57 | Energy Star Freezer | 0.1523% | 0 | 15.6575 | Residential_2020_Technical_GWh_After Competition Groups_Energy Star Freezer
Residential | Res ¦ ENERGY STAR LED LAMPS (REFLECTOR LAMPs/MR16/PAR 16) | 2020 | Technical | GWh | After Competition Groups | 14.2671 | 0 | 0 | 10279.9239 | 0.0013879 | 58 | Residential_2020_Technical_GWh_After Competition Groups_58 | ENERGY STAR LED LAMPS (REFLECTOR LAMPs/MR16/PAR 16) | 0.1388% | 0 | 14.2671 | Residential_2020_Technical_GWh_After Competition Groups_ENERGY STAR LED LAMPS (REFLECTOR LAMPs/MR16/PAR 16)
Residential | Res ¦ Home Energy Reports | 2020 | Technical | GWh | After Competition Groups | 13.4912 | 0 | 0 | 10279.9239 | 0.0013124 | 59 | Residential_2020_Technical_GWh_After Competition Groups_59 | Home Energy Reports | 0.1312% | 0 | 13.4912 | Residential_2020_Technical_GWh_After Competition Groups_Home Energy Reports
Residential | Res ¦ Water Heater Temperature Setback | 2020 | Technical | GWh | After Competition Groups | 13.0919 | 0 | 0 | 10279.9239 | 0.0012735 | 60 | Residential_2020_Technical_GWh_After Competition Groups_60 | Water Heater Temperature Setback | 0.1274% | 0 | 13.0919 | Residential_2020_Technical_GWh_After Competition Groups_Water Heater Temperature Setback
Residential | Res ¦ DHW Recirculation Systems | 2020 | Technical | GWh | After Competition Groups | 11.82 | 0 | 0 | 10279.9239 | 0.0011498 | 61 | Residential_2020_Technical_GWh_After Competition Groups_61 | DHW Recirculation Systems | 0.115% | 0 | 11.82 | Residential_2020_Technical_GWh_After Competition Groups_DHW Recirculation Systems
Residential | Res ¦ Heat Pump Water Heater | 2020 | Technical | GWh | After Competition Groups | 11.5277 | 0 | 0 | 10279.9239 | 0.0011214 | 62 | Residential_2020_Technical_GWh_After Competition Groups_62 | Heat Pump Water Heater | 0.1121% | 0 | 11.5277 | Residential_2020_Technical_GWh_After Competition Groups_Heat Pump Water Heater
Residential | Res ¦ Central Lighting Control System | 2020 | Technical | GWh | After Competition Groups | 10.8957 | 0 | 0 | 10279.9239 | 0.0010599 | 63 | Residential_2020_Technical_GWh_After Competition Groups_63 | Central Lighting Control System | 0.106% | 0 | 10.8957 | Residential_2020_Technical_GWh_After Competition Groups_Central Lighting Control System
Residential | Res ¦ Air Source Heat Pump Maintenance | 2020 | Technical | GWh | After Competition Groups | 10.6897 | 0 | 0 | 10279.9239 | 0.0010399 | 64 | Residential_2020_Technical_GWh_After Competition Groups_64 | Air Source Heat Pump Maintenance | 0.104% | 0 | 10.6897 | Residential_2020_Technical_GWh_After Competition Groups_Air Source Heat Pump Maintenance
Residential | Res ¦ LED Tube Re-Lamp | 2020 | Technical | GWh | After Competition Groups | 8.8246 | 0 | 0 | 10279.9239 | 0.00085843 | 65 | Residential_2020_Technical_GWh_After Competition Groups_65 | LED Tube Re-Lamp | 0.08584% | 0 | 8.8246 | Residential_2020_Technical_GWh_After Competition Groups_LED Tube Re-Lamp
Residential | Res ¦ Heat Recovery Ventilator | 2020 | Technical | GWh | After Competition Groups | 7.0253 | 0 | 0 | 10279.9239 | 0.0006834 | 66 | Residential_2020_Technical_GWh_After Competition Groups_66 | Heat Recovery Ventilator | 0.06834% | 0 | 7.0253 | Residential_2020_Technical_GWh_After Competition Groups_Heat Recovery Ventilator
Residential | Res ¦ VFD on Pumps | 2020 | Technical | GWh | After Competition Groups | 5.3875 | 0 | 0 | 10279.9239 | 0.00052408 | 67 | Residential_2020_Technical_GWh_After Competition Groups_67 | VFD on Pumps | 0.05241% | 0 | 5.3875 | Residential_2020_Technical_GWh_After Competition Groups_VFD on Pumps
Residential | Res ¦ Energy Star Dishwasher | 2020 | Technical | GWh | After Competition Groups | 4.9153 | 0 | 0 | 10279.9239 | 0.00047815 | 68 | Residential_2020_Technical_GWh_After Competition Groups_68 | Energy Star Dishwasher | 0.04781% | 0 | 4.9153 | Residential_2020_Technical_GWh_After Competition Groups_Energy Star Dishwasher
Residential | Res ¦ ENERGY STAR LED Lamps (General Service Lamps) | 2020 | Technical | GWh | After Competition Groups | 4.4565 | 0 | 0 | 10279.9239 | 0.00043352 | 69 | Residential_2020_Technical_GWh_After Competition Groups_69 | ENERGY STAR LED Lamps (General Service Lamps) | 0.04335% | 0 | 4.4565 | Residential_2020_Technical_GWh_After Competition Groups_ENERGY STAR LED Lamps (General Service Lamps)
Residential | Res ¦ Condensing Make Up Air Unit | 2020 | Technical | GWh | After Competition Groups | 2.9935 | 0 | 0 | 10279.9239 | 0.0002912 | 70 | Residential_2020_Technical_GWh_After Competition Groups_70 | Condensing Make Up Air Unit | 0.02912% | 0 | 2.9935 | Residential_2020_Technical_GWh_After Competition Groups_Condensing Make Up Air Unit
Residential | Res ¦ High Efficiency Chiller (avg of water and air cooled) | 2020 | Technical | GWh | After Competition Groups | 2.7602 | 0 | 0 | 10279.9239 | 0.0002685 | 71 | Residential_2020_Technical_GWh_After Competition Groups_71 | High Efficiency Chiller (avg of water and air cooled) | 0.02685% | 0 | 2.7602 | Residential_2020_Technical_GWh_After Competition Groups_High Efficiency Chiller (avg of water and air cooled)
Residential | Res ¦ ECM MOTORS FOR HVAC APPLICATION (FAN-POWERED VAV BOX) | 2020 | Technical | GWh | After Competition Groups | 2.5643 | 0 | 0 | 10279.9239 | 0.00024945 | 72 | Residential_2020_Technical_GWh_After Competition Groups_72 | ECM MOTORS FOR HVAC APPLICATION (FAN-POWERED VAV BOX) | 0.02494% | 0 | 2.5643 | Residential_2020_Technical_GWh_After Competition Groups_ECM MOTORS FOR HVAC APPLICATION (FAN-POWERED VAV BOX)
Residential | Res ¦ Beverage Vending Machine Controls | 2020 | Technical | GWh | After Competition Groups | 1.4011 | 0 | 0 | 10279.9239 | 0.0001363 | 73 | Residential_2020_Technical_GWh_After Competition Groups_73 | Beverage Vending Machine Controls | 0.01363% | 0 | 1.4011 | Residential_2020_Technical_GWh_After Competition Groups_Beverage Vending Machine Controls
Residential | Res ¦ HVAC Optimization | 2020 | Technical | GWh | After Competition Groups | 1.3239 | 0 | 0 | 10279.9239 | 0.00012879 | 74 | Residential_2020_Technical_GWh_After Competition Groups_74 | HVAC Optimization | 0.01288% | 0 | 1.3239 | Residential_2020_Technical_GWh_After Competition Groups_HVAC Optimization
Residential | Res ¦ Wall Insulation MF | 2020 | Technical | GWh | After Competition Groups | 0.66517 | 0 | 0 | 10279.9239 | 6.4706e-05 | 75 | Residential_2020_Technical_GWh_After Competition Groups_75 | Wall Insulation MF | 0.006471% | 0 | 0.66517 | Residential_2020_Technical_GWh_After Competition Groups_Wall Insulation MF
Residential | Res ¦ Tankless Water Heater | 2020 | Technical | GWh | After Competition Groups | 0.62871 | 0 | 0 | 10279.9239 | 6.1159e-05 | 76 | Residential_2020_Technical_GWh_After Competition Groups_76 | Tankless Water Heater | 0.006116% | 0 | 0.62871 | Residential_2020_Technical_GWh_After Competition Groups_Tankless Water Heater
Residential | Res ¦ LED Recessed Downlights | 2020 | Technical | GWh | After Competition Groups | 0.33719 | 0 | 0 | 10279.9239 | 3.2801e-05 | 77 | Residential_2020_Technical_GWh_After Competition Groups_77 | LED Recessed Downlights | 0.00328% | 0 | 0.33719 | Residential_2020_Technical_GWh_After Competition Groups_LED Recessed Downlights
Residential | Res ¦ LED High Bay Fixture | 2020 | Technical | GWh | After Competition Groups | 0.28814 | 0 | 0 | 10279.9239 | 2.803e-05 | 78 | Residential_2020_Technical_GWh_After Competition Groups_78 | LED High Bay Fixture | 0.002803% | 0 | 0.28814 | Residential_2020_Technical_GWh_After Competition Groups_LED High Bay Fixture
Residential | Res ¦ Chilled Water Optimization | 2020 | Technical | GWh | After Competition Groups | 0.0725 | 0 | 0 | 10279.9239 | 7.0526e-06 | 79 | Residential_2020_Technical_GWh_After Competition Groups_79 | Chilled Water Optimization | 0.0007053% | 0 | 0.0725 | Residential_2020_Technical_GWh_After Competition Groups_Chilled Water Optimization
Residential | Res ¦ Solar Water Preheat (Pools/DHW) | 2020 | Technical | GWh | After Competition Groups | 0.015922 | 0 | 0 | 10279.9239 | 1.5489e-06 | 80 | Residential_2020_Technical_GWh_After Competition Groups_80 | Solar Water Preheat (Pools/DHW) | 0.0001549% | 0 | 0.015922 | Residential_2020_Technical_GWh_After Competition Groups_Solar Water Preheat (Pools/DHW)
Residential | Res ¦ Photocell Controls (Outdoor) | 2020 | Technical | GWh | After Competition Groups | 0.00035677 | 0 | 0 | 10279.9239 | 3.4706e-08 | 81 | Residential_2020_Technical_GWh_After Competition Groups_81 | Photocell Controls (Outdoor) | 3.471e-06% | 0 | 0.00035677 | Residential_2020_Technical_GWh_After Competition Groups_Photocell Controls (Outdoor)
Residential | Res ¦ Energy Star A Line, PAR, MR Lamps | 2020 | Technical | GWh | After Competition Groups | 0 | 0 | 0 | 10279.9239 | 0 | 82 | Residential_2020_Technical_GWh_After Competition Groups_82 | Energy Star A Line, PAR, MR Lamps | 0% | 0 | 0 | Residential_2020_Technical_GWh_After Competition Groups_Energy Star A Line, PAR, MR Lamps
Residential | Res ¦ Energy Star LED Bulbs General Purpose LEDs | 2021 | Economic | GWh | After Competition Groups | 1176.1014 | 0 | 0 | 5884.3118 | 0.19987 | 1 | Residential_2021_Economic_GWh_After Competition Groups_1 | Energy Star LED Bulbs General Purpose LEDs | 19.99% | 0 | 1176.1014 | Residential_2021_Economic_GWh_After Competition Groups_Energy Star LED Bulbs General Purpose LEDs
Residential | Res ¦ Adaptive Thermostat | 2021 | Economic | GWh | After Competition Groups | 638.2914 | 0 | 0 | 5884.3118 | 0.10847 | 2 | Residential_2021_Economic_GWh_After Competition Groups_2 | Adaptive Thermostat | 10.85% | 0 | 638.2914 | Residential_2021_Economic_GWh_After Competition Groups_Adaptive Thermostat
Residential | Res ¦ Air Sealing | 2021 | Economic | GWh | After Competition Groups | 566.7024 | 0 | 0 | 5884.3118 | 0.096307 | 3 | Residential_2021_Economic_GWh_After Competition Groups_3 | Air Sealing | 9.631% | 0 | 566.7024 | Residential_2021_Economic_GWh_After Competition Groups_Air Sealing
Residential | Res ¦ Variable Speed Pool Pump Motor | 2021 | Economic | GWh | After Competition Groups | 416.1711 | 0 | 0 | 5884.3118 | 0.070726 | 4 | Residential_2021_Economic_GWh_After Competition Groups_4 | Variable Speed Pool Pump Motor | 7.073% | 0 | 416.1711 | Residential_2021_Economic_GWh_After Competition Groups_Variable Speed Pool Pump Motor
Residential | Res ¦ Car Block Heater Timer | 2021 | Economic | GWh | After Competition Groups | 325.1616 | 0 | 0 | 5884.3118 | 0.055259 | 5 | Residential_2021_Economic_GWh_After Competition Groups_5 | Car Block Heater Timer | 5.526% | 0 | 325.1616 | Residential_2021_Economic_GWh_After Competition Groups_Car Block Heater Timer
Residential | Res ¦ Building Recommissioning, Operations and Maintenance (O&M) Improvements | 2021 | Economic | GWh | After Competition Groups | 322.5251 | 0 | 0 | 5884.3118 | 0.054811 | 6 | Residential_2021_Economic_GWh_After Competition Groups_6 | Building Recommissioning, Operations and Maintenance (O&M) Improvements | 5.481% | 0 | 322.5251 | Residential_2021_Economic_GWh_After Competition Groups_Building Recommissioning, Operations and Maintenance (O&M) Improvements
Residential | Res ¦ Basement Wall Insulation | 2021 | Economic | GWh | After Competition Groups | 297.4833 | 0 | 0 | 5884.3118 | 0.050555 | 7 | Residential_2021_Economic_GWh_After Competition Groups_7 | Basement Wall Insulation | 5.056% | 0 | 297.4833 | Residential_2021_Economic_GWh_After Competition Groups_Basement Wall Insulation
Residential | Res ¦ Attic Insulation | 2021 | Economic | GWh | After Competition Groups | 229.4892 | 0 | 0 | 5884.3118 | 0.039 | 8 | Residential_2021_Economic_GWh_After Competition Groups_8 | Attic Insulation | 3.9% | 0 | 229.4892 | Residential_2021_Economic_GWh_After Competition Groups_Attic Insulation
Residential | Res ¦ Energy Star Clothes Washer | 2021 | Economic | GWh | After Competition Groups | 200.5499 | 0 | 0 | 5884.3118 | 0.034082 | 9 | Residential_2021_Economic_GWh_After Competition Groups_9 | Energy Star Clothes Washer | 3.408% | 0 | 200.5499 | Residential_2021_Economic_GWh_After Competition Groups_Energy Star Clothes Washer
Residential | Res ¦ Energy Star A Line, PAR, MR Lamps | 2021 | Economic | GWh | After Competition Groups | 191.8943 | 0 | 0 | 5884.3118 | 0.032611 | 10 | Residential_2021_Economic_GWh_After Competition Groups_10 | Energy Star A Line, PAR, MR Lamps | 3.261% | 0 | 191.8943 | Residential_2021_Economic_GWh_After Competition Groups_Energy Star A Line, PAR, MR Lamps
Residential | Res ¦ Ductless Mini-Split Heat Pump | 2021 | Economic | GWh | After Competition Groups | 168.7741 | 0 | 0 | 5884.3118 | 0.028682 | 11 | Residential_2021_Economic_GWh_After Competition Groups_11 | Ductless Mini-Split Heat Pump | 2.868% | 0 | 168.7741 | Residential_2021_Economic_GWh_After Competition Groups_Ductless Mini-Split Heat Pump
Residential | Res ¦ Comprehensive Draft Proofing | 2021 | Economic | GWh | After Competition Groups | 164.0403 | 0 | 0 | 5884.3118 | 0.027878 | 12 | Residential_2021_Economic_GWh_After Competition Groups_12 | Comprehensive Draft Proofing | 2.788% | 0 | 164.0403 | Residential_2021_Economic_GWh_After Competition Groups_Comprehensive Draft Proofing
Residential | Res ¦ Energy Star Torchiere | 2021 | Economic | GWh | After Competition Groups | 112.6872 | 0 | 0 | 5884.3118 | 0.01915 | 13 | Residential_2021_Economic_GWh_After Competition Groups_13 | Energy Star Torchiere | 1.915% | 0 | 112.6872 | Residential_2021_Economic_GWh_After Competition Groups_Energy Star Torchiere
Residential | Res ¦ Occupancy Sensors MF | 2021 | Economic | GWh | After Competition Groups | 109.1689 | 0 | 0 | 5884.3118 | 0.018553 | 14 | Residential_2021_Economic_GWh_After Competition Groups_14 | Occupancy Sensors MF | 1.855% | 0 | 109.1689 | Residential_2021_Economic_GWh_After Competition Groups_Occupancy Sensors MF
Residential | Res ¦ Energy Star Air Source Heat Pump | 2021 | Economic | GWh | After Competition Groups | 96.3462 | 0 | 0 | 5884.3118 | 0.016373 | 15 | Residential_2021_Economic_GWh_After Competition Groups_15 | Energy Star Air Source Heat Pump | 1.637% | 0 | 96.3462 | Residential_2021_Economic_GWh_After Competition Groups_Energy Star Air Source Heat Pump
Residential | Res ¦ Refrigerator Recycling | 2021 | Economic | GWh | After Competition Groups | 84.5448 | 0 | 0 | 5884.3118 | 0.014368 | 16 | Residential_2021_Economic_GWh_After Competition Groups_16 | Refrigerator Recycling | 1.437% | 0 | 84.5448 | Residential_2021_Economic_GWh_After Competition Groups_Refrigerator Recycling
Residential | Res ¦ Clothes Drying Racks | 2021 | Economic | GWh | After Competition Groups | 77.2016 | 0 | 0 | 5884.3118 | 0.01312 | 17 | Residential_2021_Economic_GWh_After Competition Groups_17 | Clothes Drying Racks | 1.312% | 0 | 77.2016 | Residential_2021_Economic_GWh_After Competition Groups_Clothes Drying Racks
Residential | Res ¦ Freezer Recycling | 2021 | Economic | GWh | After Competition Groups | 74.1827 | 0 | 0 | 5884.3118 | 0.012607 | 18 | Residential_2021_Economic_GWh_After Competition Groups_18 | Freezer Recycling | 1.261% | 0 | 74.1827 | Residential_2021_Economic_GWh_After Competition Groups_Freezer Recycling
Residential | Res ¦ LED Parking Lot Fixture | 2021 | Economic | GWh | After Competition Groups | 71.2795 | 0 | 0 | 5884.3118 | 0.012113 | 19 | Residential_2021_Economic_GWh_After Competition Groups_19 | LED Parking Lot Fixture | 1.211% | 0 | 71.2795 | Residential_2021_Economic_GWh_After Competition Groups_LED Parking Lot Fixture
Residential | Res ¦ Floor Insulation | 2021 | Economic | GWh | After Competition Groups | 60.1457 | 0 | 0 | 5884.3118 | 0.010221 | 20 | Residential_2021_Economic_GWh_After Competition Groups_20 | Floor Insulation | 1.022% | 0 | 60.1457 | Residential_2021_Economic_GWh_After Competition Groups_Floor Insulation
Residential | Res ¦ Duct Insulation | 2021 | Economic | GWh | After Competition Groups | 55.2931 | 0 | 0 | 5884.3118 | 0.0093967 | 21 | Residential_2021_Economic_GWh_After Competition Groups_21 | Duct Insulation | 0.9397% | 0 | 55.2931 | Residential_2021_Economic_GWh_After Competition Groups_Duct Insulation
Residential | Res ¦ Advanced BAS/Controllers | 2021 | Economic | GWh | After Competition Groups | 47.2054 | 0 | 0 | 5884.3118 | 0.0080222 | 22 | Residential_2021_Economic_GWh_After Competition Groups_22 | Advanced BAS/Controllers | 0.8022% | 0 | 47.2054 | Residential_2021_Economic_GWh_After Competition Groups_Advanced BAS/Controllers
Residential | Res ¦ Energy Star Light Fixture | 2021 | Economic | GWh | After Competition Groups | 47.1568 | 0 | 0 | 5884.3118 | 0.008014 | 23 | Residential_2021_Economic_GWh_After Competition Groups_23 | Energy Star Light Fixture | 0.8014% | 0 | 47.1568 | Residential_2021_Economic_GWh_After Competition Groups_Energy Star Light Fixture
Residential | Res ¦ Minimize Hot and Warm Clothes Wash | 2021 | Economic | GWh | After Competition Groups | 41.2624 | 0 | 0 | 5884.3118 | 0.0070123 | 24 | Residential_2021_Economic_GWh_After Competition Groups_24 | Minimize Hot and Warm Clothes Wash | 0.7012% | 0 | 41.2624 | Residential_2021_Economic_GWh_After Competition Groups_Minimize Hot and Warm Clothes Wash
Residential | Res ¦ Furnace Whistle | 2021 | Economic | GWh | After Competition Groups | 40.6484 | 0 | 0 | 5884.3118 | 0.0069079 | 25 | Residential_2021_Economic_GWh_After Competition Groups_25 | Furnace Whistle | 0.6908% | 0 | 40.6484 | Residential_2021_Economic_GWh_After Competition Groups_Furnace Whistle
Residential | Res ¦ Energy Star Room Air Conditioner | 2021 | Economic | GWh | After Competition Groups | 36.5917 | 0 | 0 | 5884.3118 | 0.0062185 | 26 | Residential_2021_Economic_GWh_After Competition Groups_26 | Energy Star Room Air Conditioner | 0.6219% | 0 | 36.5917 | Residential_2021_Economic_GWh_After Competition Groups_Energy Star Room Air Conditioner
Residential | Res ¦ LED Exterior Area Lights - LED Fixture (200W) | 2021 | Economic | GWh | After Competition Groups | 32.3668 | 0 | 0 | 5884.3118 | 0.0055005 | 27 | Residential_2021_Economic_GWh_After Competition Groups_27 | LED Exterior Area Lights - LED Fixture (200W) | 0.5501% | 0 | 32.3668 | Residential_2021_Economic_GWh_After Competition Groups_LED Exterior Area Lights - LED Fixture (200W)
Residential | Res ¦ Outside Air Economizer | 2021 | Economic | GWh | After Competition Groups | 25.6073 | 0 | 0 | 5884.3118 | 0.0043518 | 28 | Residential_2021_Economic_GWh_After Competition Groups_28 | Outside Air Economizer | 0.4352% | 0 | 25.6073 | Residential_2021_Economic_GWh_After Competition Groups_Outside Air Economizer
Residential | Res ¦ Energy Star Clothes Dryer | 2021 | Economic | GWh | After Competition Groups | 23.5195 | 0 | 0 | 5884.3118 | 0.003997 | 29 | Residential_2021_Economic_GWh_After Competition Groups_29 | Energy Star Clothes Dryer | 0.3997% | 0 | 23.5195 | Residential_2021_Economic_GWh_After Competition Groups_Energy Star Clothes Dryer
Residential | Res ¦ Duct Insulation MF | 2021 | Economic | GWh | After Competition Groups | 23.196 | 0 | 0 | 5884.3118 | 0.003942 | 30 | Residential_2021_Economic_GWh_After Competition Groups_30 | Duct Insulation MF | 0.3942% | 0 | 23.196 | Residential_2021_Economic_GWh_After Competition Groups_Duct Insulation MF
Residential | Res ¦ Demand Control Ventilation | 2021 | Economic | GWh | After Competition Groups | 21.7711 | 0 | 0 | 5884.3118 | 0.0036999 | 31 | Residential_2021_Economic_GWh_After Competition Groups_31 | Demand Control Ventilation | 0.37% | 0 | 21.7711 | Residential_2021_Economic_GWh_After Competition Groups_Demand Control Ventilation
Residential | Res ¦ Variable Frequency Drive (VFD) | 2021 | Economic | GWh | After Competition Groups | 17.243 | 0 | 0 | 5884.3118 | 0.0029303 | 32 | Residential_2021_Economic_GWh_After Competition Groups_32 | Variable Frequency Drive (VFD) | 0.293% | 0 | 17.243 | Residential_2021_Economic_GWh_After Competition Groups_Variable Frequency Drive (VFD)
Residential | Res ¦ CO Sensors for parking garage exhaust fans | 2021 | Economic | GWh | After Competition Groups | 16.1562 | 0 | 0 | 5884.3118 | 0.0027456 | 33 | Residential_2021_Economic_GWh_After Competition Groups_33 | CO Sensors for parking garage exhaust fans | 0.2746% | 0 | 16.1562 | Residential_2021_Economic_GWh_After Competition Groups_CO Sensors for parking garage exhaust fans
Residential | Res ¦ ENERGY STAR LED LAMPS (REFLECTOR LAMPs/MR16/PAR 16) | 2021 | Economic | GWh | After Competition Groups | 15.1589 | 0 | 0 | 5884.3118 | 0.0025761 | 34 | Residential_2021_Economic_GWh_After Competition Groups_34 | ENERGY STAR LED LAMPS (REFLECTOR LAMPs/MR16/PAR 16) | 0.2576% | 0 | 15.1589 | Residential_2021_Economic_GWh_After Competition Groups_ENERGY STAR LED LAMPS (REFLECTOR LAMPs/MR16/PAR 16)
Residential | Res ¦ Water Heater Temperature Setback | 2021 | Economic | GWh | After Competition Groups | 12.885 | 0 | 0 | 5884.3118 | 0.0021897 | 35 | Residential_2021_Economic_GWh_After Competition Groups_35 | Water Heater Temperature Setback | 0.219% | 0 | 12.885 | Residential_2021_Economic_GWh_After Competition Groups_Water Heater Temperature Setback
Residential | Res ¦ LED Tube Re-Lamp | 2021 | Economic | GWh | After Competition Groups | 12.4206 | 0 | 0 | 5884.3118 | 0.0021108 | 36 | Residential_2021_Economic_GWh_After Competition Groups_36 | LED Tube Re-Lamp | 0.2111% | 0 | 12.4206 | Residential_2021_Economic_GWh_After Competition Groups_LED Tube Re-Lamp
Residential | Res ¦ Heat Recovery Ventilator | 2021 | Economic | GWh | After Competition Groups | 10.1091 | 0 | 0 | 5884.3118 | 0.001718 | 37 | Residential_2021_Economic_GWh_After Competition Groups_37 | Heat Recovery Ventilator | 0.1718% | 0 | 10.1091 | Residential_2021_Economic_GWh_After Competition Groups_Heat Recovery Ventilator
Residential | Res ¦ VFD on Pumps | 2021 | Economic | GWh | After Competition Groups | 5.3024 | 0 | 0 | 5884.3118 | 0.00090111 | 38 | Residential_2021_Economic_GWh_After Competition Groups_38 | VFD on Pumps | 0.09011% | 0 | 5.3024 | Residential_2021_Economic_GWh_After Competition Groups_VFD on Pumps
Residential | Res ¦ Condensing Make Up Air Unit | 2021 | Economic | GWh | After Competition Groups | 4.4036 | 0 | 0 | 5884.3118 | 0.00074836 | 39 | Residential_2021_Economic_GWh_After Competition Groups_39 | Condensing Make Up Air Unit | 0.07484% | 0 | 4.4036 | Residential_2021_Economic_GWh_After Competition Groups_Condensing Make Up Air Unit
Residential | Res ¦ High Efficiency Chiller (avg of water and air cooled) | 2021 | Economic | GWh | After Competition Groups | 4.0687 | 0 | 0 | 5884.3118 | 0.00069144 | 40 | Residential_2021_Economic_GWh_After Competition Groups_40 | High Efficiency Chiller (avg of water and air cooled) | 0.06914% | 0 | 4.0687 | Residential_2021_Economic_GWh_After Competition Groups_High Efficiency Chiller (avg of water and air cooled)
Residential | Res ¦ ENERGY STAR LED Lamps (General Service Lamps) | 2021 | Economic | GWh | After Competition Groups | 3.362 | 0 | 0 | 5884.3118 | 0.00057134 | 41 | Residential_2021_Economic_GWh_After Competition Groups_41 | ENERGY STAR LED Lamps (General Service Lamps) | 0.05713% | 0 | 3.362 | Residential_2021_Economic_GWh_After Competition Groups_ENERGY STAR LED Lamps (General Service Lamps)
Residential | Res ¦ ECM MOTORS FOR HVAC APPLICATION (FAN-POWERED VAV BOX) | 2021 | Economic | GWh | After Competition Groups | 2.6104 | 0 | 0 | 5884.3118 | 0.00044363 | 42 | Residential_2021_Economic_GWh_After Competition Groups_42 | ECM MOTORS FOR HVAC APPLICATION (FAN-POWERED VAV BOX) | 0.04436% | 0 | 2.6104 | Residential_2021_Economic_GWh_After Competition Groups_ECM MOTORS FOR HVAC APPLICATION (FAN-POWERED VAV BOX)
Residential | Res ¦ Beverage Vending Machine Controls | 2021 | Economic | GWh | After Competition Groups | 1.5468 | 0 | 0 | 5884.3118 | 0.00026287 | 43 | Residential_2021_Economic_GWh_After Competition Groups_43 | Beverage Vending Machine Controls | 0.02629% | 0 | 1.5468 | Residential_2021_Economic_GWh_After Competition Groups_Beverage Vending Machine Controls
Residential | Res ¦ Wall Insulation | 2021 | Economic | GWh | After Competition Groups | 0.86457 | 0 | 0 | 5884.3118 | 0.00014693 | 44 | Residential_2021_Economic_GWh_After Competition Groups_44 | Wall Insulation | 0.01469% | 0 | 0.86457 | Residential_2021_Economic_GWh_After Competition Groups_Wall Insulation
Residential | Res ¦ Home Energy Reports | 2021 | Economic | GWh | After Competition Groups | 0.387 | 0 | 0 | 5884.3118 | 6.5768e-05 | 45 | Residential_2021_Economic_GWh_After Competition Groups_45 | Home Energy Reports | 0.006577% | 0 | 0.387 | Residential_2021_Economic_GWh_After Competition Groups_Home Energy Reports
Residential | Res ¦ LED High Bay Fixture | 2021 | Economic | GWh | After Competition Groups | 0.2755 | 0 | 0 | 5884.3118 | 4.682e-05 | 46 | Residential_2021_Economic_GWh_After Competition Groups_46 | LED High Bay Fixture | 0.004682% | 0 | 0.2755 | Residential_2021_Economic_GWh_After Competition Groups_LED High Bay Fixture
Residential | Res ¦ Chilled Water Optimization | 2021 | Economic | GWh | After Competition Groups | 0.10642 | 0 | 0 | 5884.3118 | 1.8086e-05 | 47 | Residential_2021_Economic_GWh_After Competition Groups_47 | Chilled Water Optimization | 0.001809% | 0 | 0.10642 | Residential_2021_Economic_GWh_After Competition Groups_Chilled Water Optimization
Residential | Res ¦ Wall Insulation MF | 2021 | Economic | GWh | After Competition Groups | 0.052398 | 0 | 0 | 5884.3118 | 8.9047e-06 | 48 | Residential_2021_Economic_GWh_After Competition Groups_48 | Wall Insulation MF | 0.0008905% | 0 | 0.052398 | Residential_2021_Economic_GWh_After Competition Groups_Wall Insulation MF
Residential | Res ¦ Energy Star Dehumidifier | 2021 | Economic | GWh | After Competition Groups | 0 | 0 | 0 | 5884.3118 | 0 | 49 | Residential_2021_Economic_GWh_After Competition Groups_49 | Energy Star Dehumidifier | 0% | 0 | 0 | Residential_2021_Economic_GWh_After Competition Groups_Energy Star Dehumidifier
Residential | Res ¦ Energy Star Freezer | 2021 | Economic | GWh | After Competition Groups | 0 | 0 | 0 | 5884.3118 | 0 | 50 | Residential_2021_Economic_GWh_After Competition Groups_50 | Energy Star Freezer | 0% | 0 | 0 | Residential_2021_Economic_GWh_After Competition Groups_Energy Star Freezer
Residential | Res ¦ Heavy Duty Outdoor/Holiday Plug-in Timers | 2021 | Economic | GWh | After Competition Groups | 0 | 0 | 0 | 5884.3118 | 0 | 51 | Residential_2021_Economic_GWh_After Competition Groups_51 | Heavy Duty Outdoor/Holiday Plug-in Timers | 0% | 0 | 0 | Residential_2021_Economic_GWh_After Competition Groups_Heavy Duty Outdoor/Holiday Plug-in Timers
Residential | Res ¦ LED Downlight | 2021 | Economic | GWh | After Competition Groups | 0 | 0 | 0 | 5884.3118 | 0 | 52 | Residential_2021_Economic_GWh_After Competition Groups_52 | LED Downlight | 0% | 0 | 0 | Residential_2021_Economic_GWh_After Competition Groups_LED Downlight
Residential | Res ¦ Smart Burners | 2021 | Economic | GWh | After Competition Groups | 0 | 0 | 0 | 5884.3118 | 0 | 53 | Residential_2021_Economic_GWh_After Competition Groups_53 | Smart Burners | 0% | 0 | 0 | Residential_2021_Economic_GWh_After Competition Groups_Smart Burners
Residential | Res ¦ Smart Power Bar | 2021 | Economic | GWh | After Competition Groups | 0 | 0 | 0 | 5884.3118 | 0 | 54 | Residential_2021_Economic_GWh_After Competition Groups_54 | Smart Power Bar | 0% | 0 | 0 | Residential_2021_Economic_GWh_After Competition Groups_Smart Power Bar
Residential | Res ¦ Tankless Water Heater | 2021 | Economic | GWh | After Competition Groups | 0 | 0 | 0 | 5884.3118 | 0 | 55 | Residential_2021_Economic_GWh_After Competition Groups_55 | Tankless Water Heater | 0% | 0 | 0 | Residential_2021_Economic_GWh_After Competition Groups_Tankless Water Heater
Residential | Res ¦ Energy Star LED Specialty Bulbs | 2021 | SC A | GWh | After Competition Groups | 323.0263 | 1926355.455 | 1.9264 | 756.6973 | 0.42689 | 1 | Residential_2021_SC A_GWh_After Competition Groups_1 | Energy Star LED Specialty Bulbs | 42.69% | 1.9264 | 323.0263 | Residential_2021_SC A_GWh_After Competition Groups_Energy Star LED Specialty Bulbs
Residential | Res ¦ Energy Star A Line, PAR, MR Lamps | 2021 | SC A | GWh | After Competition Groups | 75.223 | 418703.5992 | 0.4187 | 756.6973 | 0.09941 | 2 | Residential_2021_SC A_GWh_After Competition Groups_2 | Energy Star A Line, PAR, MR Lamps | 9.941% | 0.4187 | 75.223 | Residential_2021_SC A_GWh_After Competition Groups_Energy Star A Line, PAR, MR Lamps
Residential | Res ¦ Energy Star Clothes Washer | 2021 | SC A | GWh | After Competition Groups | 61.5632 | 4566122.739 | 4.5661 | 756.6973 | 0.081358 | 3 | Residential_2021_SC A_GWh_After Competition Groups_3 | Energy Star Clothes Washer | 8.136% | 4.5661 | 61.5632 | Residential_2021_SC A_GWh_After Competition Groups_Energy Star Clothes Washer
Residential | Res ¦ Ductless Mini-Split Heat Pump | 2021 | SC A | GWh | After Competition Groups | 37.0731 | 1965413.8378 | 1.9654 | 756.6973 | 0.048993 | 4 | Residential_2021_SC A_GWh_After Competition Groups_4 | Ductless Mini-Split Heat Pump | 4.899% | 1.9654 | 37.0731 | Residential_2021_SC A_GWh_After Competition Groups_Ductless Mini-Split Heat Pump
Residential | Res ¦ LED Parking Lot Fixture | 2021 | SC A | GWh | After Competition Groups | 29.4373 | 0 | 0 | 756.6973 | 0.038902 | 5 | Residential_2021_SC A_GWh_After Competition Groups_5 | LED Parking Lot Fixture | 3.89% | 0 | 29.4373 | Residential_2021_SC A_GWh_After Competition Groups_LED Parking Lot Fixture
Residential | Res ¦ Car Block Heater Timer | 2021 | SC A | GWh | After Competition Groups | 27.982 | 207186.9804 | 0.20719 | 756.6973 | 0.036979 | 6 | Residential_2021_SC A_GWh_After Competition Groups_6 | Car Block Heater Timer | 3.698% | 0.20719 | 27.982 | Residential_2021_SC A_GWh_After Competition Groups_Car Block Heater Timer
Residential | Res ¦ Building Recommissioning, Operations and Maintenance (O&M) Improvements | 2021 | SC A | GWh | After Competition Groups | 23.582 | 91630.9334 | 0.091631 | 756.6973 | 0.031164 | 7 | Residential_2021_SC A_GWh_After Competition Groups_7 | Building Recommissioning, Operations and Maintenance (O&M) Improvements | 3.116% | 0.091631 | 23.582 | Residential_2021_SC A_GWh_After Competition Groups_Building Recommissioning, Operations and Maintenance (O&M) Improvements
Residential | Res ¦ Variable Speed Pool Pump Motor | 2021 | SC A | GWh | After Competition Groups | 22.0544 | 1573214.7841 | 1.5732 | 756.6973 | 0.029146 | 8 | Residential_2021_SC A_GWh_After Competition Groups_8 | Variable Speed Pool Pump Motor | 2.915% | 1.5732 | 22.0544 | Residential_2021_SC A_GWh_After Competition Groups_Variable Speed Pool Pump Motor
Residential | Res ¦ Adaptive Thermostat | 2021 | SC A | GWh | After Competition Groups | 17.6926 | 237873.9217 | 0.23787 | 756.6973 | 0.023381 | 9 | Residential_2021_SC A_GWh_After Competition Groups_9 | Adaptive Thermostat | 2.338% | 0.23787 | 17.6926 | Residential_2021_SC A_GWh_After Competition Groups_Adaptive Thermostat
Residential | Res ¦ Energy Star Torchiere | 2021 | SC A | GWh | After Competition Groups | 16.4751 | 492925.217 | 0.49293 | 756.6973 | 0.021772 | 10 | Residential_2021_SC A_GWh_After Competition Groups_10 | Energy Star Torchiere | 2.177% | 0.49293 | 16.4751 | Residential_2021_SC A_GWh_After Competition Groups_Energy Star Torchiere
Residential | Res ¦ LED Exterior Area Lights - LED Fixture (200W) | 2021 | SC A | GWh | After Competition Groups | 12.7962 | 1221367.7284 | 1.2214 | 756.6973 | 0.016911 | 11 | Residential_2021_SC A_GWh_After Competition Groups_11 | LED Exterior Area Lights - LED Fixture (200W) | 1.691% | 1.2214 | 12.7962 | Residential_2021_SC A_GWh_After Competition Groups_LED Exterior Area Lights - LED Fixture (200W)
Residential | Res ¦ Comprehensive Draft Proofing | 2021 | SC A | GWh | After Competition Groups | 11.6847 | 0 | 0 | 756.6973 | 0.015442 | 12 | Residential_2021_SC A_GWh_After Competition Groups_12 | Comprehensive Draft Proofing | 1.544% | 0 | 11.6847 | Residential_2021_SC A_GWh_After Competition Groups_Comprehensive Draft Proofing
Residential | Res ¦ Air Sealing | 2021 | SC A | GWh | After Competition Groups | 11.4136 | 917070.8759 | 0.91707 | 756.6973 | 0.015083 | 13 | Residential_2021_SC A_GWh_After Competition Groups_13 | Air Sealing | 1.508% | 0.91707 | 11.4136 | Residential_2021_SC A_GWh_After Competition Groups_Air Sealing
Residential | Res ¦ Basement Wall Insulation | 2021 | SC A | GWh | After Competition Groups | 9.967 | 1033486.3139 | 1.0335 | 756.6973 | 0.013172 | 14 | Residential_2021_SC A_GWh_After Competition Groups_14 | Basement Wall Insulation | 1.317% | 1.0335 | 9.967 | Residential_2021_SC A_GWh_After Competition Groups_Basement Wall Insulation
Residential | Res ¦ LED Tube Re-Lamp | 2021 | SC A | GWh | After Competition Groups | 9.7611 | 675158.8445 | 0.67516 | 756.6973 | 0.0129 | 15 | Residential_2021_SC A_GWh_After Competition Groups_15 | LED Tube Re-Lamp | 1.29% | 0.67516 | 9.7611 | Residential_2021_SC A_GWh_After Competition Groups_LED Tube Re-Lamp
Residential | Res ¦ Occupancy Sensors MF | 2021 | SC A | GWh | After Competition Groups | 8.2028 | 11271.2113 | 0.011271 | 756.6973 | 0.01084 | 16 | Residential_2021_SC A_GWh_After Competition Groups_16 | Occupancy Sensors MF | 1.084% | 0.011271 | 8.2028 | Residential_2021_SC A_GWh_After Competition Groups_Occupancy Sensors MF
Residential | Res ¦ ENERGY STAR LED LAMPS (REFLECTOR LAMPs/MR16/PAR 16) | 2021 | SC A | GWh | After Competition Groups | 7.8466 | 263680.5611 | 0.26368 | 756.6973 | 0.01037 | 17 | Residential_2021_SC A_GWh_After Competition Groups_17 | ENERGY STAR LED LAMPS (REFLECTOR LAMPs/MR16/PAR 16) | 1.037% | 0.26368 | 7.8466 | Residential_2021_SC A_GWh_After Competition Groups_ENERGY STAR LED LAMPS (REFLECTOR LAMPs/MR16/PAR 16)
Residential | Res ¦ Energy Star Light Fixture | 2021 | SC A | GWh | After Competition Groups | 7.4662 | 953907.9273 | 0.95391 | 756.6973 | 0.0098669 | 18 | Residential_2021_SC A_GWh_After Competition Groups_18 | Energy Star Light Fixture | 0.9867% | 0.95391 | 7.4662 | Residential_2021_SC A_GWh_After Competition Groups_Energy Star Light Fixture
Residential | Res ¦ Energy Star Air Source Heat Pump | 2021 | SC A | GWh | After Competition Groups | 5.4316 | 525124.8857 | 0.52512 | 756.6973 | 0.007178 | 19 | Residential_2021_SC A_GWh_After Competition Groups_19 | Energy Star Air Source Heat Pump | 0.7178% | 0.52512 | 5.4316 | Residential_2021_SC A_GWh_After Competition Groups_Energy Star Air Source Heat Pump
Residential | Res ¦ Minimize Hot and Warm Clothes Wash | 2021 | SC A | GWh | After Competition Groups | 4.7213 | 0 | 0 | 756.6973 | 0.0062394 | 20 | Residential_2021_SC A_GWh_After Competition Groups_20 | Minimize Hot and Warm Clothes Wash | 0.6239% | 0 | 4.7213 | Residential_2021_SC A_GWh_After Competition Groups_Minimize Hot and Warm Clothes Wash
Residential | Res ¦ Refrigerator Recycling | 2021 | SC A | GWh | After Competition Groups | 4.5959 | 417276.131 | 0.41728 | 756.6973 | 0.0060736 | 21 | Residential_2021_SC A_GWh_After Competition Groups_21 | Refrigerator Recycling | 0.6074% | 0.41728 | 4.5959 | Residential_2021_SC A_GWh_After Competition Groups_Refrigerator Recycling
Residential | Res ¦ Outside Air Economizer | 2021 | SC A | GWh | After Competition Groups | 4.029 | 150303.5342 | 0.1503 | 756.6973 | 0.0053244 | 22 | Residential_2021_SC A_GWh_After Competition Groups_22 | Outside Air Economizer | 0.5324% | 0.1503 | 4.029 | Residential_2021_SC A_GWh_After Competition Groups_Outside Air Economizer
Residential | Res ¦ Attic Insulation | 2021 | SC A | GWh | After Competition Groups | 3.6549 | 415999.4916 | 0.416 | 756.6973 | 0.0048301 | 23 | Residential_2021_SC A_GWh_After Competition Groups_23 | Attic Insulation | 0.483% | 0.416 | 3.6549 | Residential_2021_SC A_GWh_After Competition Groups_Attic Insulation
Residential | Res ¦ High Efficiency Chiller (avg of water and air cooled) | 2021 | SC A | GWh | After Competition Groups | 3.2452 | 171318.8194 | 0.17132 | 756.6973 | 0.0042886 | 24 | Residential_2021_SC A_GWh_After Competition Groups_24 | High Efficiency Chiller (avg of water and air cooled) | 0.4289% | 0.17132 | 3.2452 | Residential_2021_SC A_GWh_After Competition Groups_High Efficiency Chiller (avg of water and air cooled)
Residential | Res ¦ Furnace Whistle | 2021 | SC A | GWh | After Competition Groups | 2.9721 | 17914.6484 | 0.017915 | 756.6973 | 0.0039277 | 25 | Residential_2021_SC A_GWh_After Competition Groups_25 | Furnace Whistle | 0.3928% | 0.017915 | 2.9721 | Residential_2021_SC A_GWh_After Competition Groups_Furnace Whistle
Residential | Res ¦ Energy Star Room Air Conditioner | 2021 | SC A | GWh | After Competition Groups | 2.8303 | 210105.5583 | 0.21011 | 756.6973 | 0.0037404 | 26 | Residential_2021_SC A_GWh_After Competition Groups_26 | Energy Star Room Air Conditioner | 0.374% | 0.21011 | 2.8303 | Residential_2021_SC A_GWh_After Competition Groups_Energy Star Room Air Conditioner
Residential | Res ¦ Advanced BAS/Controllers | 2021 | SC A | GWh | After Competition Groups | 2.3821 | 224392.7419 | 0.22439 | 756.6973 | 0.003148 | 27 | Residential_2021_SC A_GWh_After Competition Groups_27 | Advanced BAS/Controllers | 0.3148% | 0.22439 | 2.3821 | Residential_2021_SC A_GWh_After Competition Groups_Advanced BAS/Controllers
Residential | Res ¦ ENERGY STAR LED Lamps (General Service Lamps) | 2021 | SC A | GWh | After Competition Groups | 2.157 | 58880.0416 | 0.05888 | 756.6973 | 0.0028505 | 28 | Residential_2021_SC A_GWh_After Competition Groups_28 | ENERGY STAR LED Lamps (General Service Lamps) | 0.2851% | 0.05888 | 2.157 | Residential_2021_SC A_GWh_After Competition Groups_ENERGY STAR LED Lamps (General Service Lamps)
Residential | Res ¦ Energy Star Clothes Dryer | 2021 | SC A | GWh | After Competition Groups | 1.4222 | 318017.0679 | 0.31802 | 756.6973 | 0.0018794 | 29 | Residential_2021_SC A_GWh_After Competition Groups_29 | Energy Star Clothes Dryer | 0.1879% | 0.31802 | 1.4222 | Residential_2021_SC A_GWh_After Competition Groups_Energy Star Clothes Dryer
Residential | Res ¦ Variable Frequency Drive (VFD) | 2021 | SC A | GWh | After Competition Groups | 1.2608 | 108765.6191 | 0.10877 | 756.6973 | 0.0016661 | 30 | Residential_2021_SC A_GWh_After Competition Groups_30 | Variable Frequency Drive (VFD) | 0.1666% | 0.10877 | 1.2608 | Residential_2021_SC A_GWh_After Competition Groups_Variable Frequency Drive (VFD)
Residential | Res ¦ Demand Control Ventilation | 2021 | SC A | GWh | After Competition Groups | 0.9668 | 0 | 0 | 756.6973 | 0.0012777 | 31 | Residential_2021_SC A_GWh_After Competition Groups_31 | Demand Control Ventilation | 0.1278% | 0 | 0.9668 | Residential_2021_SC A_GWh_After Competition Groups_Demand Control Ventilation
Residential | Res ¦ CO Sensors for parking garage exhaust fans | 2021 | SC A | GWh | After Competition Groups | 0.95016 | 91993.0953 | 0.091993 | 756.6973 | 0.0012557 | 32 | Residential_2021_SC A_GWh_After Competition Groups_32 | CO Sensors for parking garage exhaust fans | 0.1256% | 0.091993 | 0.95016 | Residential_2021_SC A_GWh_After Competition Groups_CO Sensors for parking garage exhaust fans
Residential | Res ¦ Water Heater Temperature Setback | 2021 | SC A | GWh | After Competition Groups | 0.93565 | 17240.661 | 0.017241 | 756.6973 | 0.0012365 | 33 | Residential_2021_SC A_GWh_After Competition Groups_33 | Water Heater Temperature Setback | 0.1236% | 0.017241 | 0.93565 | Residential_2021_SC A_GWh_After Competition Groups_Water Heater Temperature Setback
Residential | Res ¦ Clothes Drying Racks | 2021 | SC A | GWh | After Competition Groups | 0.39057 | 0 | 0 | 756.6973 | 0.00051614 | 34 | Residential_2021_SC A_GWh_After Competition Groups_34 | Clothes Drying Racks | 0.05161% | 0 | 0.39057 | Residential_2021_SC A_GWh_After Competition Groups_Clothes Drying Racks
Residential | Res ¦ VFD on Pumps | 2021 | SC A | GWh | After Competition Groups | 0.3612 | 34921.6342 | 0.034922 | 756.6973 | 0.00047734 | 35 | Residential_2021_SC A_GWh_After Competition Groups_35 | VFD on Pumps | 0.04773% | 0.034922 | 0.3612 | Residential_2021_SC A_GWh_After Competition Groups_VFD on Pumps
Residential | Res ¦ Floor Insulation | 2021 | SC A | GWh | After Competition Groups | 0.25639 | 26251.1034 | 0.026251 | 756.6973 | 0.00033883 | 36 | Residential_2021_SC A_GWh_After Competition Groups_36 | Floor Insulation | 0.03388% | 0.026251 | 0.25639 | Residential_2021_SC A_GWh_After Competition Groups_Floor Insulation
Residential | Res ¦ Condensing Make Up Air Unit | 2021 | SC A | GWh | After Competition Groups | 0.22761 | 27768.8932 | 0.027769 | 756.6973 | 0.0003008 | 37 | Residential_2021_SC A_GWh_After Competition Groups_37 | Condensing Make Up Air Unit | 0.03008% | 0.027769 | 0.22761 | Residential_2021_SC A_GWh_After Competition Groups_Condensing Make Up Air Unit
Residential | Res ¦ ECM MOTORS FOR HVAC APPLICATION (FAN-POWERED VAV BOX) | 2021 | SC A | GWh | After Competition Groups | 0.18942 | 18315.6925 | 0.018316 | 756.6973 | 0.00025032 | 38 | Residential_2021_SC A_GWh_After Competition Groups_38 | ECM MOTORS FOR HVAC APPLICATION (FAN-POWERED VAV BOX) | 0.02503% | 0.018316 | 0.18942 | Residential_2021_SC A_GWh_After Competition Groups_ECM MOTORS FOR HVAC APPLICATION (FAN-POWERED VAV BOX)
Residential | Res ¦ Duct Insulation | 2021 | SC A | GWh | After Competition Groups | 0.16595 | 530.1919 | 0.00053019 | 756.6973 | 0.00021931 | 39 | Residential_2021_SC A_GWh_After Competition Groups_39 | Duct Insulation | 0.02193% | 0.00053019 | 0.16595 | Residential_2021_SC A_GWh_After Competition Groups_Duct Insulation
Residential | Res ¦ Duct Insulation MF | 2021 | SC A | GWh | After Competition Groups | 0.088293 | 7363.9848 | 0.007364 | 756.6973 | 0.00011668 | 40 | Residential_2021_SC A_GWh_After Competition Groups_40 | Duct Insulation MF | 0.01167% | 0.007364 | 0.088293 | Residential_2021_SC A_GWh_After Competition Groups_Duct Insulation MF
Residential | Res ¦ Beverage Vending Machine Controls | 2021 | SC A | GWh | After Competition Groups | 0.082367 | 3867.5362 | 0.0038675 | 756.6973 | 0.00010885 | 41 | Residential_2021_SC A_GWh_After Competition Groups_41 | Beverage Vending Machine Controls | 0.01089% | 0.0038675 | 0.082367 | Residential_2021_SC A_GWh_After Competition Groups_Beverage Vending Machine Controls
Residential | Res ¦ Heat Recovery Ventilator | 2021 | SC A | GWh | After Competition Groups | 0.068422 | 0 | 0 | 756.6973 | 9.0422e-05 | 42 | Residential_2021_SC A_GWh_After Competition Groups_42 | Heat Recovery Ventilator | 0.009042% | 0 | 0.068422 | Residential_2021_SC A_GWh_After Competition Groups_Heat Recovery Ventilator
Residential | Res ¦ Home Energy Reports | 2021 | SC A | GWh | After Competition Groups | 0.024721 | 1838.43 | 0.0018384 | 756.6973 | 3.267e-05 | 43 | Residential_2021_SC A_GWh_After Competition Groups_43 | Home Energy Reports | 0.003267% | 0.0018384 | 0.024721 | Residential_2021_SC A_GWh_After Competition Groups_Home Energy Reports
Residential | Res ¦ Chilled Water Optimization | 2021 | SC A | GWh | After Competition Groups | 0.020428 | 57.529 | 5.7529e-05 | 756.6973 | 2.6997e-05 | 44 | Residential_2021_SC A_GWh_After Competition Groups_44 | Chilled Water Optimization | 0.0027% | 5.7529e-05 | 0.020428 | Residential_2021_SC A_GWh_After Competition Groups_Chilled Water Optimization
Residential | Res ¦ LED High Bay Fixture | 2021 | SC A | GWh | After Competition Groups | 0.015559 | 5811.4196 | 0.0058114 | 756.6973 | 2.0561e-05 | 45 | Residential_2021_SC A_GWh_After Competition Groups_45 | LED High Bay Fixture | 0.002056% | 0.0058114 | 0.015559 | Residential_2021_SC A_GWh_After Competition Groups_LED High Bay Fixture
Residential | Res ¦ Wall Insulation | 2021 | SC A | GWh | After Competition Groups | 0.0019764 | 0 | 0 | 756.6973 | 2.6119e-06 | 46 | Residential_2021_SC A_GWh_After Competition Groups_46 | Wall Insulation | 0.0002612% | 0 | 0.0019764 | Residential_2021_SC A_GWh_After Competition Groups_Wall Insulation
Residential | Res ¦ Wall Insulation MF | 2021 | SC A | GWh | After Competition Groups | 0.0017574 | 0 | 0 | 756.6973 | 2.3225e-06 | 47 | Residential_2021_SC A_GWh_After Competition Groups_47 | Wall Insulation MF | 0.0002323% | 0 | 0.0017574 | Residential_2021_SC A_GWh_After Competition Groups_Wall Insulation MF
Residential | Res ¦ Freezer Recycling | 2021 | SC A | GWh | After Competition Groups | 0.00049564 | 0 | 0 | 756.6973 | 6.55e-07 | 48 | Residential_2021_SC A_GWh_After Competition Groups_48 | Freezer Recycling | 6.55e-05% | 0 | 0.00049564 | Residential_2021_SC A_GWh_After Competition Groups_Freezer Recycling
Residential | Res ¦ Energy Star LED Bulbs General Purpose LEDs | 2021 | SC A | GWh | After Competition Groups | 1.2356e-07 | 0.0078566 | 7.8566e-09 | 756.6973 | 1.6329e-10 | 49 | Residential_2021_SC A_GWh_After Competition Groups_49 | Energy Star LED Bulbs General Purpose LEDs | 1.633e-08% | 7.8566e-09 | 1.2356e-07 | Residential_2021_SC A_GWh_After Competition Groups_Energy Star LED Bulbs General Purpose LEDs
Residential | Res ¦ Energy Star Dehumidifier | 2021 | SC A | GWh | After Competition Groups | 0 | 0 | 0 | 756.6973 | 0 | 50 | Residential_2021_SC A_GWh_After Competition Groups_50 | Energy Star Dehumidifier | 0% | 0 | 0 | Residential_2021_SC A_GWh_After Competition Groups_Energy Star Dehumidifier
Residential | Res ¦ Energy Star Freezer | 2021 | SC A | GWh | After Competition Groups | 0 | 0 | 0 | 756.6973 | 0 | 51 | Residential_2021_SC A_GWh_After Competition Groups_51 | Energy Star Freezer | 0% | 0 | 0 | Residential_2021_SC A_GWh_After Competition Groups_Energy Star Freezer
Residential | Res ¦ Heavy Duty Outdoor/Holiday Plug-in Timers | 2021 | SC A | GWh | After Competition Groups | 0 | 0 | 0 | 756.6973 | 0 | 52 | Residential_2021_SC A_GWh_After Competition Groups_52 | Heavy Duty Outdoor/Holiday Plug-in Timers | 0% | 0 | 0 | Residential_2021_SC A_GWh_After Competition Groups_Heavy Duty Outdoor/Holiday Plug-in Timers
Residential | Res ¦ LED Downlight | 2021 | SC A | GWh | After Competition Groups | 0 | 0 | 0 | 756.6973 | 0 | 53 | Residential_2021_SC A_GWh_After Competition Groups_53 | LED Downlight | 0% | 0 | 0 | Residential_2021_SC A_GWh_After Competition Groups_LED Downlight
Residential | Res ¦ Smart Burners | 2021 | SC A | GWh | After Competition Groups | 0 | 0 | 0 | 756.6973 | 0 | 54 | Residential_2021_SC A_GWh_After Competition Groups_54 | Smart Burners | 0% | 0 | 0 | Residential_2021_SC A_GWh_After Competition Groups_Smart Burners
Residential | Res ¦ Smart Power Bar | 2021 | SC A | GWh | After Competition Groups | 0 | 0 | 0 | 756.6973 | 0 | 55 | Residential_2021_SC A_GWh_After Competition Groups_55 | Smart Power Bar | 0% | 0 | 0 | Residential_2021_SC A_GWh_After Competition Groups_Smart Power Bar
Residential | Res ¦ Tankless Water Heater | 2021 | SC A | GWh | After Competition Groups | 0 | 0 | 0 | 756.6973 | 0 | 56 | Residential_2021_SC A_GWh_After Competition Groups_56 | Tankless Water Heater | 0% | 0 | 0 | Residential_2021_SC A_GWh_After Competition Groups_Tankless Water Heater
Residential | Res ¦ Energy Star LED Bulbs General Purpose LEDs | 2021 | SC B | GWh | After Competition Groups | 169.3668 | 1613217.1499 | 1.6132 | 1105.9917 | 0.15314 | 1 | Residential_2021_SC B_GWh_After Competition Groups_1 | Energy Star LED Bulbs General Purpose LEDs | 15.31% | 1.6132 | 169.3668 | Residential_2021_SC B_GWh_After Competition Groups_Energy Star LED Bulbs General Purpose LEDs
Residential | Res ¦ Energy Star LED Specialty Bulbs | 2021 | SC B | GWh | After Competition Groups | 156.9797 | 874541.4445 | 0.87454 | 1105.9917 | 0.14194 | 2 | Residential_2021_SC B_GWh_After Competition Groups_2 | Energy Star LED Specialty Bulbs | 14.19% | 0.87454 | 156.9797 | Residential_2021_SC B_GWh_After Competition Groups_Energy Star LED Specialty Bulbs
Residential | Res ¦ Energy Star Clothes Washer | 2021 | SC B | GWh | After Competition Groups | 100.1348 | 14659170.8369 | 14.6592 | 1105.9917 | 0.090538 | 3 | Residential_2021_SC B_GWh_After Competition Groups_3 | Energy Star Clothes Washer | 9.054% | 14.6592 | 100.1348 | Residential_2021_SC B_GWh_After Competition Groups_Energy Star Clothes Washer
Residential | Res ¦ Energy Star A Line, PAR, MR Lamps | 2021 | SC B | GWh | After Competition Groups | 89.4906 | 596823.7415 | 0.59682 | 1105.9917 | 0.080914 | 4 | Residential_2021_SC B_GWh_After Competition Groups_4 | Energy Star A Line, PAR, MR Lamps | 8.091% | 0.59682 | 89.4906 | Residential_2021_SC B_GWh_After Competition Groups_Energy Star A Line, PAR, MR Lamps
Residential | Res ¦ Variable Speed Pool Pump Motor | 2021 | SC B | GWh | After Competition Groups | 81.5325 | 8145025.514 | 8.145 | 1105.9917 | 0.073719 | 5 | Residential_2021_SC B_GWh_After Competition Groups_5 | Variable Speed Pool Pump Motor | 7.372% | 8.145 | 81.5325 | Residential_2021_SC B_GWh_After Competition Groups_Variable Speed Pool Pump Motor
Residential | Res ¦ Car Block Heater Timer | 2021 | SC B | GWh | After Competition Groups | 65.0861 | 488888.3073 | 0.48889 | 1105.9917 | 0.058849 | 6 | Residential_2021_SC B_GWh_After Competition Groups_6 | Car Block Heater Timer | 5.885% | 0.48889 | 65.0861 | Residential_2021_SC B_GWh_After Competition Groups_Car Block Heater Timer
Residential | Res ¦ Building Recommissioning, Operations and Maintenance (O&M) Improvements | 2021 | SC B | GWh | After Competition Groups | 63.1926 | 248778.3828 | 0.24878 | 1105.9917 | 0.057137 | 7 | Residential_2021_SC B_GWh_After Competition Groups_7 | Building Recommissioning, Operations and Maintenance (O&M) Improvements | 5.714% | 0.24878 | 63.1926 | Residential_2021_SC B_GWh_After Competition Groups_Building Recommissioning, Operations and Maintenance (O&M) Improvements
Residential | Res ¦ Ductless Mini-Split Heat Pump | 2021 | SC B | GWh | After Competition Groups | 41.3475 | 2406707.6828 | 2.4067 | 1105.9917 | 0.037385 | 8 | Residential_2021_SC B_GWh_After Competition Groups_8 | Ductless Mini-Split Heat Pump | 3.738% | 2.4067 | 41.3475 | Residential_2021_SC B_GWh_After Competition Groups_Ductless Mini-Split Heat Pump
Residential | Res ¦ Adaptive Thermostat | 2021 | SC B | GWh | After Competition Groups | 38.5835 | 3458687.6157 | 3.4587 | 1105.9917 | 0.034886 | 9 | Residential_2021_SC B_GWh_After Competition Groups_9 | Adaptive Thermostat | 3.489% | 3.4587 | 38.5835 | Residential_2021_SC B_GWh_After Competition Groups_Adaptive Thermostat
Residential | Res ¦ LED Parking Lot Fixture | 2021 | SC B | GWh | After Competition Groups | 32.4659 | 1418551.9714 | 1.4186 | 1105.9917 | 0.029355 | 10 | Residential_2021_SC B_GWh_After Competition Groups_10 | LED Parking Lot Fixture | 2.935% | 1.4186 | 32.4659 | Residential_2021_SC B_GWh_After Competition Groups_LED Parking Lot Fixture
Residential | Res ¦ Comprehensive Draft Proofing | 2021 | SC B | GWh | After Competition Groups | 32.1407 | 0 | 0 | 1105.9917 | 0.029061 | 11 | Residential_2021_SC B_GWh_After Competition Groups_11 | Comprehensive Draft Proofing | 2.906% | 0 | 32.1407 | Residential_2021_SC B_GWh_After Competition Groups_Comprehensive Draft Proofing
Residential | Res ¦ Occupancy Sensors MF | 2021 | SC B | GWh | After Competition Groups | 21.9738 | 30602.1389 | 0.030602 | 1105.9917 | 0.019868 | 12 | Residential_2021_SC B_GWh_After Competition Groups_12 | Occupancy Sensors MF | 1.987% | 0.030602 | 21.9738 | Residential_2021_SC B_GWh_After Competition Groups_Occupancy Sensors MF
Residential | Res ¦ Energy Star Torchiere | 2021 | SC B | GWh | After Competition Groups | 20.5728 | 711155.9449 | 0.71116 | 1105.9917 | 0.018601 | 13 | Residential_2021_SC B_GWh_After Competition Groups_13 | Energy Star Torchiere | 1.86% | 0.71116 | 20.5728 | Residential_2021_SC B_GWh_After Competition Groups_Energy Star Torchiere
Residential | Res ¦ Air Sealing | 2021 | SC B | GWh | After Competition Groups | 19.0038 | 2421478.2905 | 2.4215 | 1105.9917 | 0.017183 | 14 | Residential_2021_SC B_GWh_After Competition Groups_14 | Air Sealing | 1.718% | 2.4215 | 19.0038 | Residential_2021_SC B_GWh_After Competition Groups_Air Sealing
Residential | Res ¦ Refrigerator Recycling | 2021 | SC B | GWh | After Competition Groups | 16.563 | 2070886.0065 | 2.0709 | 1105.9917 | 0.014976 | 15 | Residential_2021_SC B_GWh_After Competition Groups_15 | Refrigerator Recycling | 1.498% | 2.0709 | 16.563 | Residential_2021_SC B_GWh_After Competition Groups_Refrigerator Recycling
Residential | Res ¦ Clothes Drying Racks | 2021 | SC B | GWh | After Competition Groups | 15.1169 | 8942566.1966 | 8.9426 | 1105.9917 | 0.013668 | 16 | Residential_2021_SC B_GWh_After Competition Groups_16 | Clothes Drying Racks | 1.367% | 8.9426 | 15.1169 | Residential_2021_SC B_GWh_After Competition Groups_Clothes Drying Racks
Residential | Res ¦ Freezer Recycling | 2021 | SC B | GWh | After Competition Groups | 14.487 | 44455583.835 | 44.4556 | 1105.9917 | 0.013099 | 17 | Residential_2021_SC B_GWh_After Competition Groups_17 | Freezer Recycling | 1.31% | 44.4556 | 14.487 | Residential_2021_SC B_GWh_After Competition Groups_Freezer Recycling
Residential | Res ¦ LED Exterior Area Lights - LED Fixture (200W) | 2021 | SC B | GWh | After Competition Groups | 12.7962 | 1419365.1711 | 1.4194 | 1105.9917 | 0.01157 | 18 | Residential_2021_SC B_GWh_After Competition Groups_18 | LED Exterior Area Lights - LED Fixture (200W) | 1.157% | 1.4194 | 12.7962 | Residential_2021_SC B_GWh_After Competition Groups_LED Exterior Area Lights - LED Fixture (200W)
Residential | Res ¦ Basement Wall Insulation | 2021 | SC B | GWh | After Competition Groups | 9.9764 | 1033244.1228 | 1.0332 | 1105.9917 | 0.0090203 | 19 | Residential_2021_SC B_GWh_After Competition Groups_19 | Basement Wall Insulation | 0.902% | 1.0332 | 9.9764 | Residential_2021_SC B_GWh_After Competition Groups_Basement Wall Insulation
Residential | Res ¦ Energy Star Light Fixture | 2021 | SC B | GWh | After Competition Groups | 9.9737 | 2207763.4138 | 2.2078 | 1105.9917 | 0.0090179 | 20 | Residential_2021_SC B_GWh_After Competition Groups_20 | Energy Star Light Fixture | 0.9018% | 2.2078 | 9.9737 | Residential_2021_SC B_GWh_After Competition Groups_Energy Star Light Fixture
Residential | Res ¦ LED Tube Re-Lamp | 2021 | SC B | GWh | After Competition Groups | 9.7611 | 1162140.191 | 1.1621 | 1105.9917 | 0.0088256 | 21 | Residential_2021_SC B_GWh_After Competition Groups_21 | LED Tube Re-Lamp | 0.8826% | 1.1621 | 9.7611 | Residential_2021_SC B_GWh_After Competition Groups_LED Tube Re-Lamp
Residential | Res ¦ Advanced BAS/Controllers | 2021 | SC B | GWh | After Competition Groups | 9.2476 | 1216207.9809 | 1.2162 | 1105.9917 | 0.0083613 | 22 | Residential_2021_SC B_GWh_After Competition Groups_22 | Advanced BAS/Controllers | 0.8361% | 1.2162 | 9.2476 | Residential_2021_SC B_GWh_After Competition Groups_Advanced BAS/Controllers
Residential | Res ¦ Furnace Whistle | 2021 | SC B | GWh | After Competition Groups | 7.9643 | 48639.2647 | 0.048639 | 1105.9917 | 0.0072011 | 23 | Residential_2021_SC B_GWh_After Competition Groups_23 | Furnace Whistle | 0.7201% | 0.048639 | 7.9643 | Residential_2021_SC B_GWh_After Competition Groups_Furnace Whistle
Residential | Res ¦ ENERGY STAR LED LAMPS (REFLECTOR LAMPs/MR16/PAR 16) | 2021 | SC B | GWh | After Competition Groups | 7.8466 | 269488.8461 | 0.26949 | 1105.9917 | 0.0070946 | 24 | Residential_2021_SC B_GWh_After Competition Groups_24 | ENERGY STAR LED LAMPS (REFLECTOR LAMPs/MR16/PAR 16) | 0.7095% | 0.26949 | 7.8466 | Residential_2021_SC B_GWh_After Competition Groups_ENERGY STAR LED LAMPS (REFLECTOR LAMPs/MR16/PAR 16)
Residential | Res ¦ Attic Insulation | 2021 | SC B | GWh | After Competition Groups | 7.6949 | 1807198.1666 | 1.8072 | 1105.9917 | 0.0069574 | 25 | Residential_2021_SC B_GWh_After Competition Groups_25 | Attic Insulation | 0.6957% | 1.8072 | 7.6949 | Residential_2021_SC B_GWh_After Competition Groups_Attic Insulation
Residential | Res ¦ Outside Air Economizer | 2021 | SC B | GWh | After Competition Groups | 6.8685 | 267388.6907 | 0.26739 | 1105.9917 | 0.0062102 | 26 | Residential_2021_SC B_GWh_After Competition Groups_26 | Outside Air Economizer | 0.621% | 0.26739 | 6.8685 | Residential_2021_SC B_GWh_After Competition Groups_Outside Air Economizer
Residential | Res ¦ Energy Star Air Source Heat Pump | 2021 | SC B | GWh | After Competition Groups | 6.5073 | 730092.4484 | 0.73009 | 1105.9917 | 0.0058837 | 27 | Residential_2021_SC B_GWh_After Competition Groups_27 | Energy Star Air Source Heat Pump | 0.5884% | 0.73009 | 6.5073 | Residential_2021_SC B_GWh_After Competition Groups_Energy Star Air Source Heat Pump
Residential | Res ¦ Energy Star Room Air Conditioner | 2021 | SC B | GWh | After Competition Groups | 5.2407 | 939185.0181 | 0.93919 | 1105.9917 | 0.0047385 | 28 | Residential_2021_SC B_GWh_After Competition Groups_28 | Energy Star Room Air Conditioner | 0.4738% | 0.93919 | 5.2407 | Residential_2021_SC B_GWh_After Competition Groups_Energy Star Room Air Conditioner
Residential | Res ¦ Minimize Hot and Warm Clothes Wash | 2021 | SC B | GWh | After Competition Groups | 4.7213 | 0 | 0 | 1105.9917 | 0.0042688 | 29 | Residential_2021_SC B_GWh_After Competition Groups_29 | Minimize Hot and Warm Clothes Wash | 0.4269% | 0 | 4.7213 | Residential_2021_SC B_GWh_After Competition Groups_Minimize Hot and Warm Clothes Wash
Residential | Res ¦ Demand Control Ventilation | 2021 | SC B | GWh | After Competition Groups | 4.2647 | 695082.0905 | 0.69508 | 1105.9917 | 0.003856 | 30 | Residential_2021_SC B_GWh_After Competition Groups_30 | Demand Control Ventilation | 0.3856% | 0.69508 | 4.2647 | Residential_2021_SC B_GWh_After Competition Groups_Demand Control Ventilation
Residential | Res ¦ Variable Frequency Drive (VFD) | 2021 | SC B | GWh | After Competition Groups | 3.3782 | 295282.4582 | 0.29528 | 1105.9917 | 0.0030545 | 31 | Residential_2021_SC B_GWh_After Competition Groups_31 | Variable Frequency Drive (VFD) | 0.3054% | 0.29528 | 3.3782 | Residential_2021_SC B_GWh_After Competition Groups_Variable Frequency Drive (VFD)
Residential | Res ¦ High Efficiency Chiller (avg of water and air cooled) | 2021 | SC B | GWh | After Competition Groups | 3.2972 | 177122.9645 | 0.17712 | 1105.9917 | 0.0029812 | 32 | Residential_2021_SC B_GWh_After Competition Groups_32 | High Efficiency Chiller (avg of water and air cooled) | 0.2981% | 0.17712 | 3.2972 | Residential_2021_SC B_GWh_After Competition Groups_High Efficiency Chiller (avg of water and air cooled)
Residential | Res ¦ CO Sensors for parking garage exhaust fans | 2021 | SC B | GWh | After Competition Groups | 3.0666 | 432901.4471 | 0.4329 | 1105.9917 | 0.0027727 | 33 | Residential_2021_SC B_GWh_After Competition Groups_33 | CO Sensors for parking garage exhaust fans | 0.2773% | 0.4329 | 3.0666 | Residential_2021_SC B_GWh_After Competition Groups_CO Sensors for parking garage exhaust fans
Residential | Res ¦ Energy Star Clothes Dryer | 2021 | SC B | GWh | After Competition Groups | 2.9594 | 1727051.2311 | 1.7271 | 1105.9917 | 0.0026758 | 34 | Residential_2021_SC B_GWh_After Competition Groups_34 | Energy Star Clothes Dryer | 0.2676% | 1.7271 | 2.9594 | Residential_2021_SC B_GWh_After Competition Groups_Energy Star Clothes Dryer
Residential | Res ¦ Water Heater Temperature Setback | 2021 | SC B | GWh | After Competition Groups | 2.5246 | 48973.3798 | 0.048973 | 1105.9917 | 0.0022826 | 35 | Residential_2021_SC B_GWh_After Competition Groups_35 | Water Heater Temperature Setback | 0.2283% | 0.048973 | 2.5246 | Residential_2021_SC B_GWh_After Competition Groups_Water Heater Temperature Setback
Residential | Res ¦ ENERGY STAR LED Lamps (General Service Lamps) | 2021 | SC B | GWh | After Competition Groups | 2.157 | 73810.4097 | 0.07381 | 1105.9917 | 0.0019503 | 36 | Residential_2021_SC B_GWh_After Competition Groups_36 | ENERGY STAR LED Lamps (General Service Lamps) | 0.195% | 0.07381 | 2.157 | Residential_2021_SC B_GWh_After Competition Groups_ENERGY STAR LED Lamps (General Service Lamps)
Residential | Res ¦ Floor Insulation | 2021 | SC B | GWh | After Competition Groups | 2.016 | 740288.9281 | 0.74029 | 1105.9917 | 0.0018228 | 37 | Residential_2021_SC B_GWh_After Competition Groups_37 | Floor Insulation | 0.1823% | 0.74029 | 2.016 | Residential_2021_SC B_GWh_After Competition Groups_Floor Insulation
Residential | Res ¦ Duct Insulation | 2021 | SC B | GWh | After Competition Groups | 1.6622 | 601746.8231 | 0.60175 | 1105.9917 | 0.0015029 | 38 | Residential_2021_SC B_GWh_After Competition Groups_38 | Duct Insulation | 0.1503% | 0.60175 | 1.6622 | Residential_2021_SC B_GWh_After Competition Groups_Duct Insulation
Residential | Res ¦ VFD on Pumps | 2021 | SC B | GWh | After Competition Groups | 1.0388 | 110607.0796 | 0.11061 | 1105.9917 | 0.00093927 | 39 | Residential_2021_SC B_GWh_After Competition Groups_39 | VFD on Pumps | 0.09393% | 0.11061 | 1.0388 | Residential_2021_SC B_GWh_After Competition Groups_VFD on Pumps
Residential | Res ¦ Condensing Make Up Air Unit | 2021 | SC B | GWh | After Competition Groups | 0.92614 | 400497.8343 | 0.4005 | 1105.9917 | 0.00083738 | 40 | Residential_2021_SC B_GWh_After Competition Groups_40 | Condensing Make Up Air Unit | 0.08374% | 0.4005 | 0.92614 | Residential_2021_SC B_GWh_After Competition Groups_Condensing Make Up Air Unit
Residential | Res ¦ Duct Insulation MF | 2021 | SC B | GWh | After Competition Groups | 0.77744 | 472572.0022 | 0.47257 | 1105.9917 | 0.00070294 | 41 | Residential_2021_SC B_GWh_After Competition Groups_41 | Duct Insulation MF | 0.07029% | 0.47257 | 0.77744 | Residential_2021_SC B_GWh_After Competition Groups_Duct Insulation MF
Residential | Res ¦ ECM MOTORS FOR HVAC APPLICATION (FAN-POWERED VAV BOX) | 2021 | SC B | GWh | After Competition Groups | 0.48206 | 47436.6865 | 0.047437 | 1105.9917 | 0.00043586 | 42 | Residential_2021_SC B_GWh_After Competition Groups_42 | ECM MOTORS FOR HVAC APPLICATION (FAN-POWERED VAV BOX) | 0.04359% | 0.047437 | 0.48206 | Residential_2021_SC B_GWh_After Competition Groups_ECM MOTORS FOR HVAC APPLICATION (FAN-POWERED VAV BOX)
Residential | Res ¦ Heat Recovery Ventilator | 2021 | SC B | GWh | After Competition Groups | 0.4596 | 487333.7574 | 0.48733 | 1105.9917 | 0.00041556 | 43 | Residential_2021_SC B_GWh_After Competition Groups_43 | Heat Recovery Ventilator | 0.04156% | 0.48733 | 0.4596 | Residential_2021_SC B_GWh_After Competition Groups_Heat Recovery Ventilator
Residential | Res ¦ Beverage Vending Machine Controls | 2021 | SC B | GWh | After Competition Groups | 0.23156 | 14142.0163 | 0.014142 | 1105.9917 | 0.00020937 | 44 | Residential_2021_SC B_GWh_After Competition Groups_44 | Beverage Vending Machine Controls | 0.02094% | 0.014142 | 0.23156 | Residential_2021_SC B_GWh_After Competition Groups_Beverage Vending Machine Controls
Residential | Res ¦ LED High Bay Fixture | 2021 | SC B | GWh | After Competition Groups | 0.034392 | 25689.0127 | 0.025689 | 1105.9917 | 3.1096e-05 | 45 | Residential_2021_SC B_GWh_After Competition Groups_45 | LED High Bay Fixture | 0.00311% | 0.025689 | 0.034392 | Residential_2021_SC B_GWh_After Competition Groups_LED High Bay Fixture
Residential | Res ¦ Wall Insulation | 2021 | SC B | GWh | After Competition Groups | 0.028978 | 0 | 0 | 1105.9917 | 2.62e-05 | 46 | Residential_2021_SC B_GWh_After Competition Groups_46 | Wall Insulation | 0.00262% | 0 | 0.028978 | Residential_2021_SC B_GWh_After Competition Groups_Wall Insulation
Residential | Res ¦ Home Energy Reports | 2021 | SC B | GWh | After Competition Groups | 0.024721 | 1838.43 | 0.0018384 | 1105.9917 | 2.2352e-05 | 47 | Residential_2021_SC B_GWh_After Competition Groups_47 | Home Energy Reports | 0.002235% | 0.0018384 | 0.024721 | Residential_2021_SC B_GWh_After Competition Groups_Home Energy Reports
Residential | Res ¦ Chilled Water Optimization | 2021 | SC B | GWh | After Competition Groups | 0.023711 | 74.706 | 7.4706e-05 | 1105.9917 | 2.1439e-05 | 48 | Residential_2021_SC B_GWh_After Competition Groups_48 | Chilled Water Optimization | 0.002144% | 7.4706e-05 | 0.023711 | Residential_2021_SC B_GWh_After Competition Groups_Chilled Water Optimization
Residential | Res ¦ Wall Insulation MF | 2021 | SC B | GWh | After Competition Groups | 0.0017573 | 0 | 0 | 1105.9917 | 1.5889e-06 | 49 | Residential_2021_SC B_GWh_After Competition Groups_49 | Wall Insulation MF | 0.0001589% | 0 | 0.0017573 | Residential_2021_SC B_GWh_After Competition Groups_Wall Insulation MF
Residential | Res ¦ Energy Star Dehumidifier | 2021 | SC B | GWh | After Competition Groups | 0 | 0 | 0 | 1105.9917 | 0 | 50 | Residential_2021_SC B_GWh_After Competition Groups_50 | Energy Star Dehumidifier | 0% | 0 | 0 | Residential_2021_SC B_GWh_After Competition Groups_Energy Star Dehumidifier
Residential | Res ¦ Energy Star Freezer | 2021 | SC B | GWh | After Competition Groups | 0 | 0 | 0 | 1105.9917 | 0 | 51 | Residential_2021_SC B_GWh_After Competition Groups_51 | Energy Star Freezer | 0% | 0 | 0 | Residential_2021_SC B_GWh_After Competition Groups_Energy Star Freezer
Residential | Res ¦ Heavy Duty Outdoor/Holiday Plug-in Timers | 2021 | SC B | GWh | After Competition Groups | 0 | 0 | 0 | 1105.9917 | 0 | 52 | Residential_2021_SC B_GWh_After Competition Groups_52 | Heavy Duty Outdoor/Holiday Plug-in Timers | 0% | 0 | 0 | Residential_2021_SC B_GWh_After Competition Groups_Heavy Duty Outdoor/Holiday Plug-in Timers
Residential | Res ¦ LED Downlight | 2021 | SC B | GWh | After Competition Groups | 0 | 0 | 0 | 1105.9917 | 0 | 53 | Residential_2021_SC B_GWh_After Competition Groups_53 | LED Downlight | 0% | 0 | 0 | Residential_2021_SC B_GWh_After Competition Groups_LED Downlight
Residential | Res ¦ Smart Burners | 2021 | SC B | GWh | After Competition Groups | 0 | 0 | 0 | 1105.9917 | 0 | 54 | Residential_2021_SC B_GWh_After Competition Groups_54 | Smart Burners | 0% | 0 | 0 | Residential_2021_SC B_GWh_After Competition Groups_Smart Burners
Residential | Res ¦ Smart Power Bar | 2021 | SC B | GWh | After Competition Groups | 0 | 0 | 0 | 1105.9917 | 0 | 55 | Residential_2021_SC B_GWh_After Competition Groups_55 | Smart Power Bar | 0% | 0 | 0 | Residential_2021_SC B_GWh_After Competition Groups_Smart Power Bar
Residential | Res ¦ Tankless Water Heater | 2021 | SC B | GWh | After Competition Groups | 0 | 0 | 0 | 1105.9917 | 0 | 56 | Residential_2021_SC B_GWh_After Competition Groups_56 | Tankless Water Heater | 0% | 0 | 0 | Residential_2021_SC B_GWh_After Competition Groups_Tankless Water Heater
Residential | Res ¦ Energy Star LED Specialty Bulbs | 2021 | SC C | GWh | After Competition Groups | 323.0263 | 1926355.455 | 1.9264 | 829.5807 | 0.38939 | 1 | Residential_2021_SC C_GWh_After Competition Groups_1 | Energy Star LED Specialty Bulbs | 38.94% | 1.9264 | 323.0263 | Residential_2021_SC C_GWh_After Competition Groups_Energy Star LED Specialty Bulbs
Residential | Res ¦ Energy Star Clothes Washer | 2021 | SC C | GWh | After Competition Groups | 93.6898 | 12925333.8892 | 12.9253 | 829.5807 | 0.11294 | 2 | Residential_2021_SC C_GWh_After Competition Groups_2 | Energy Star Clothes Washer | 11.29% | 12.9253 | 93.6898 | Residential_2021_SC C_GWh_After Competition Groups_Energy Star Clothes Washer
Residential | Res ¦ Energy Star A Line, PAR, MR Lamps | 2021 | SC C | GWh | After Competition Groups | 75.223 | 418703.5992 | 0.4187 | 829.5807 | 0.090676 | 3 | Residential_2021_SC C_GWh_After Competition Groups_3 | Energy Star A Line, PAR, MR Lamps | 9.068% | 0.4187 | 75.223 | Residential_2021_SC C_GWh_After Competition Groups_Energy Star A Line, PAR, MR Lamps
Residential | Res ¦ Ductless Mini-Split Heat Pump | 2021 | SC C | GWh | After Competition Groups | 37.0729 | 1965400.9797 | 1.9654 | 829.5807 | 0.044689 | 4 | Residential_2021_SC C_GWh_After Competition Groups_4 | Ductless Mini-Split Heat Pump | 4.469% | 1.9654 | 37.0729 | Residential_2021_SC C_GWh_After Competition Groups_Ductless Mini-Split Heat Pump
Residential | Res ¦ Variable Speed Pool Pump Motor | 2021 | SC C | GWh | After Competition Groups | 30.429 | 3000303.8484 | 3.0003 | 829.5807 | 0.03668 | 5 | Residential_2021_SC C_GWh_After Competition Groups_5 | Variable Speed Pool Pump Motor | 3.668% | 3.0003 | 30.429 | Residential_2021_SC C_GWh_After Competition Groups_Variable Speed Pool Pump Motor
Residential | Res ¦ LED Parking Lot Fixture | 2021 | SC C | GWh | After Competition Groups | 29.4373 | 0 | 0 | 829.5807 | 0.035485 | 6 | Residential_2021_SC C_GWh_After Competition Groups_6 | LED Parking Lot Fixture | 3.548% | 0 | 29.4373 | Residential_2021_SC C_GWh_After Competition Groups_LED Parking Lot Fixture
Residential | Res ¦ Car Block Heater Timer | 2021 | SC C | GWh | After Competition Groups | 27.982 | 207186.9804 | 0.20719 | 829.5807 | 0.03373 | 7 | Residential_2021_SC C_GWh_After Competition Groups_7 | Car Block Heater Timer | 3.373% | 0.20719 | 27.982 | Residential_2021_SC C_GWh_After Competition Groups_Car Block Heater Timer
Residential | Res ¦ Adaptive Thermostat | 2021 | SC C | GWh | After Competition Groups | 27.6547 | 3460624.2098 | 3.4606 | 829.5807 | 0.033336 | 8 | Residential_2021_SC C_GWh_After Competition Groups_8 | Adaptive Thermostat | 3.334% | 3.4606 | 27.6547 | Residential_2021_SC C_GWh_After Competition Groups_Adaptive Thermostat
Residential | Res ¦ Building Recommissioning, Operations and Maintenance (O&M) Improvements | 2021 | SC C | GWh | After Competition Groups | 23.582 | 91630.9334 | 0.091631 | 829.5807 | 0.028426 | 9 | Residential_2021_SC C_GWh_After Competition Groups_9 | Building Recommissioning, Operations and Maintenance (O&M) Improvements | 2.843% | 0.091631 | 23.582 | Residential_2021_SC C_GWh_After Competition Groups_Building Recommissioning, Operations and Maintenance (O&M) Improvements
Residential | Res ¦ Air Sealing | 2021 | SC C | GWh | After Competition Groups | 17.5592 | 2422172.6428 | 2.4222 | 829.5807 | 0.021166 | 10 | Residential_2021_SC C_GWh_After Competition Groups_10 | Air Sealing | 2.117% | 2.4222 | 17.5592 | Residential_2021_SC C_GWh_After Competition Groups_Air Sealing
Residential | Res ¦ Energy Star Torchiere | 2021 | SC C | GWh | After Competition Groups | 16.4751 | 492925.217 | 0.49293 | 829.5807 | 0.01986 | 11 | Residential_2021_SC C_GWh_After Competition Groups_11 | Energy Star Torchiere | 1.986% | 0.49293 | 16.4751 | Residential_2021_SC C_GWh_After Competition Groups_Energy Star Torchiere
Residential | Res ¦ LED Exterior Area Lights - LED Fixture (200W) | 2021 | SC C | GWh | After Competition Groups | 12.7962 | 1419507.1219 | 1.4195 | 829.5807 | 0.015425 | 12 | Residential_2021_SC C_GWh_After Competition Groups_12 | LED Exterior Area Lights - LED Fixture (200W) | 1.542% | 1.4195 | 12.7962 | Residential_2021_SC C_GWh_After Competition Groups_LED Exterior Area Lights - LED Fixture (200W)
Residential | Res ¦ Comprehensive Draft Proofing | 2021 | SC C | GWh | After Competition Groups | 11.9941 | 0 | 0 | 829.5807 | 0.014458 | 13 | Residential_2021_SC C_GWh_After Competition Groups_13 | Comprehensive Draft Proofing | 1.446% | 0 | 11.9941 | Residential_2021_SC C_GWh_After Competition Groups_Comprehensive Draft Proofing
Residential | Res ¦ Basement Wall Insulation | 2021 | SC C | GWh | After Competition Groups | 9.9776 | 1033486.3139 | 1.0335 | 829.5807 | 0.012027 | 14 | Residential_2021_SC C_GWh_After Competition Groups_14 | Basement Wall Insulation | 1.203% | 1.0335 | 9.9776 | Residential_2021_SC C_GWh_After Competition Groups_Basement Wall Insulation
Residential | Res ¦ LED Tube Re-Lamp | 2021 | SC C | GWh | After Competition Groups | 9.7611 | 1162256.4166 | 1.1623 | 829.5807 | 0.011766 | 15 | Residential_2021_SC C_GWh_After Competition Groups_15 | LED Tube Re-Lamp | 1.177% | 1.1623 | 9.7611 | Residential_2021_SC C_GWh_After Competition Groups_LED Tube Re-Lamp
Residential | Res ¦ Energy Star Light Fixture | 2021 | SC C | GWh | After Competition Groups | 9.4202 | 2034027.6279 | 2.034 | 829.5807 | 0.011355 | 16 | Residential_2021_SC C_GWh_After Competition Groups_16 | Energy Star Light Fixture | 1.136% | 2.034 | 9.4202 | Residential_2021_SC C_GWh_After Competition Groups_Energy Star Light Fixture
Residential | Res ¦ Occupancy Sensors MF | 2021 | SC C | GWh | After Competition Groups | 8.2028 | 11271.2113 | 0.011271 | 829.5807 | 0.0098879 | 17 | Residential_2021_SC C_GWh_After Competition Groups_17 | Occupancy Sensors MF | 0.9888% | 0.011271 | 8.2028 | Residential_2021_SC C_GWh_After Competition Groups_Occupancy Sensors MF
Residential | Res ¦ ENERGY STAR LED LAMPS (REFLECTOR LAMPs/MR16/PAR 16) | 2021 | SC C | GWh | After Competition Groups | 7.8466 | 269515.7977 | 0.26952 | 829.5807 | 0.0094585 | 18 | Residential_2021_SC C_GWh_After Competition Groups_18 | ENERGY STAR LED LAMPS (REFLECTOR LAMPs/MR16/PAR 16) | 0.9459% | 0.26952 | 7.8466 | Residential_2021_SC C_GWh_After Competition Groups_ENERGY STAR LED LAMPS (REFLECTOR LAMPs/MR16/PAR 16)
Residential | Res ¦ Attic Insulation | 2021 | SC C | GWh | After Competition Groups | 7.5423 | 1807958.6051 | 1.808 | 829.5807 | 0.0090917 | 19 | Residential_2021_SC C_GWh_After Competition Groups_19 | Attic Insulation | 0.9092% | 1.808 | 7.5423 | Residential_2021_SC C_GWh_After Competition Groups_Attic Insulation
Residential | Res ¦ Refrigerator Recycling | 2021 | SC C | GWh | After Competition Groups | 6.1816 | 762845.0123 | 0.76285 | 829.5807 | 0.0074515 | 20 | Residential_2021_SC C_GWh_After Competition Groups_20 | Refrigerator Recycling | 0.7452% | 0.76285 | 6.1816 | Residential_2021_SC C_GWh_After Competition Groups_Refrigerator Recycling
Residential | Res ¦ Energy Star Air Source Heat Pump | 2021 | SC C | GWh | After Competition Groups | 5.4316 | 525124.8849 | 0.52512 | 829.5807 | 0.0065474 | 21 | Residential_2021_SC C_GWh_After Competition Groups_21 | Energy Star Air Source Heat Pump | 0.6547% | 0.52512 | 5.4316 | Residential_2021_SC C_GWh_After Competition Groups_Energy Star Air Source Heat Pump
Residential | Res ¦ Energy Star Room Air Conditioner | 2021 | SC C | GWh | After Competition Groups | 4.811 | 794175.9523 | 0.79418 | 829.5807 | 0.0057994 | 22 | Residential_2021_SC C_GWh_After Competition Groups_22 | Energy Star Room Air Conditioner | 0.5799% | 0.79418 | 4.811 | Residential_2021_SC C_GWh_After Competition Groups_Energy Star Room Air Conditioner
Residential | Res ¦ Minimize Hot and Warm Clothes Wash | 2021 | SC C | GWh | After Competition Groups | 4.7213 | 0 | 0 | 829.5807 | 0.0056912 | 23 | Residential_2021_SC C_GWh_After Competition Groups_23 | Minimize Hot and Warm Clothes Wash | 0.5691% | 0 | 4.7213 | Residential_2021_SC C_GWh_After Competition Groups_Minimize Hot and Warm Clothes Wash
Residential | Res ¦ Outside Air Economizer | 2021 | SC C | GWh | After Competition Groups | 4.029 | 150303.5342 | 0.1503 | 829.5807 | 0.0048567 | 24 | Residential_2021_SC C_GWh_After Competition Groups_24 | Outside Air Economizer | 0.4857% | 0.1503 | 4.029 | Residential_2021_SC C_GWh_After Competition Groups_Outside Air Economizer
Residential | Res ¦ Advanced BAS/Controllers | 2021 | SC C | GWh | After Competition Groups | 3.4515 | 448027.7841 | 0.44803 | 829.5807 | 0.0041605 | 25 | Residential_2021_SC C_GWh_After Competition Groups_25 | Advanced BAS/Controllers | 0.4161% | 0.44803 | 3.4515 | Residential_2021_SC C_GWh_After Competition Groups_Advanced BAS/Controllers
Residential | Res ¦ High Efficiency Chiller (avg of water and air cooled) | 2021 | SC C | GWh | After Competition Groups | 3.2452 | 171318.8194 | 0.17132 | 829.5807 | 0.0039118 | 26 | Residential_2021_SC C_GWh_After Competition Groups_26 | High Efficiency Chiller (avg of water and air cooled) | 0.3912% | 0.17132 | 3.2452 | Residential_2021_SC C_GWh_After Competition Groups_High Efficiency Chiller (avg of water and air cooled)
Residential | Res ¦ Furnace Whistle | 2021 | SC C | GWh | After Competition Groups | 2.9721 | 17914.6484 | 0.017915 | 829.5807 | 0.0035826 | 27 | Residential_2021_SC C_GWh_After Competition Groups_27 | Furnace Whistle | 0.3583% | 0.017915 | 2.9721 | Residential_2021_SC C_GWh_After Competition Groups_Furnace Whistle
Residential | Res ¦ Energy Star Clothes Dryer | 2021 | SC C | GWh | After Competition Groups | 2.9602 | 1727683.7806 | 1.7277 | 829.5807 | 0.0035683 | 28 | Residential_2021_SC C_GWh_After Competition Groups_28 | Energy Star Clothes Dryer | 0.3568% | 1.7277 | 2.9602 | Residential_2021_SC C_GWh_After Competition Groups_Energy Star Clothes Dryer
Residential | Res ¦ ENERGY STAR LED Lamps (General Service Lamps) | 2021 | SC C | GWh | After Competition Groups | 2.157 | 73817.7915 | 0.073818 | 829.5807 | 0.0026001 | 29 | Residential_2021_SC C_GWh_After Competition Groups_29 | ENERGY STAR LED Lamps (General Service Lamps) | 0.26% | 0.073818 | 2.157 | Residential_2021_SC C_GWh_After Competition Groups_ENERGY STAR LED Lamps (General Service Lamps)
Residential | Res ¦ Demand Control Ventilation | 2021 | SC C | GWh | After Competition Groups | 1.5918 | 256219.0602 | 0.25622 | 829.5807 | 0.0019188 | 30 | Residential_2021_SC C_GWh_After Competition Groups_30 | Demand Control Ventilation | 0.1919% | 0.25622 | 1.5918 | Residential_2021_SC C_GWh_After Competition Groups_Demand Control Ventilation
Residential | Res ¦ Floor Insulation | 2021 | SC C | GWh | After Competition Groups | 1.5854 | 740841.0156 | 0.74084 | 829.5807 | 0.0019111 | 31 | Residential_2021_SC C_GWh_After Competition Groups_31 | Floor Insulation | 0.1911% | 0.74084 | 1.5854 | Residential_2021_SC C_GWh_After Competition Groups_Floor Insulation
Residential | Res ¦ Variable Frequency Drive (VFD) | 2021 | SC C | GWh | After Competition Groups | 1.2608 | 108765.6191 | 0.10877 | 829.5807 | 0.0015197 | 32 | Residential_2021_SC C_GWh_After Competition Groups_32 | Variable Frequency Drive (VFD) | 0.152% | 0.10877 | 1.2608 | Residential_2021_SC C_GWh_After Competition Groups_Variable Frequency Drive (VFD)
Residential | Res ¦ CO Sensors for parking garage exhaust fans | 2021 | SC C | GWh | After Competition Groups | 1.2573 | 174957.4693 | 0.17496 | 829.5807 | 0.0015156 | 33 | Residential_2021_SC C_GWh_After Competition Groups_33 | CO Sensors for parking garage exhaust fans | 0.1516% | 0.17496 | 1.2573 | Residential_2021_SC C_GWh_After Competition Groups_CO Sensors for parking garage exhaust fans
Residential | Res ¦ Water Heater Temperature Setback | 2021 | SC C | GWh | After Competition Groups | 0.94211 | 18037.9428 | 0.018038 | 829.5807 | 0.0011356 | 34 | Residential_2021_SC C_GWh_After Competition Groups_34 | Water Heater Temperature Setback | 0.1136% | 0.018038 | 0.94211 | Residential_2021_SC C_GWh_After Competition Groups_Water Heater Temperature Setback
Residential | Res ¦ Condensing Make Up Air Unit | 2021 | SC C | GWh | After Competition Groups | 0.79184 | 304996.3942 | 0.305 | 829.5807 | 0.0009545 | 35 | Residential_2021_SC C_GWh_After Competition Groups_35 | Condensing Make Up Air Unit | 0.09545% | 0.305 | 0.79184 | Residential_2021_SC C_GWh_After Competition Groups_Condensing Make Up Air Unit
Residential | Res ¦ Duct Insulation MF | 2021 | SC C | GWh | After Competition Groups | 0.71677 | 473020.2183 | 0.47302 | 829.5807 | 0.00086401 | 36 | Residential_2021_SC C_GWh_After Competition Groups_36 | Duct Insulation MF | 0.0864% | 0.47302 | 0.71677 | Residential_2021_SC C_GWh_After Competition Groups_Duct Insulation MF
Residential | Res ¦ Duct Insulation | 2021 | SC C | GWh | After Competition Groups | 0.52519 | 603444.8522 | 0.60344 | 829.5807 | 0.00063308 | 37 | Residential_2021_SC C_GWh_After Competition Groups_37 | Duct Insulation | 0.06331% | 0.60344 | 0.52519 | Residential_2021_SC C_GWh_After Competition Groups_Duct Insulation
Residential | Res ¦ Clothes Drying Racks | 2021 | SC C | GWh | After Competition Groups | 0.39057 | 0 | 0 | 829.5807 | 0.0004708 | 38 | Residential_2021_SC C_GWh_After Competition Groups_38 | Clothes Drying Racks | 0.04708% | 0 | 0.39057 | Residential_2021_SC C_GWh_After Competition Groups_Clothes Drying Racks
Residential | Res ¦ VFD on Pumps | 2021 | SC C | GWh | After Competition Groups | 0.3877 | 40742.2227 | 0.040742 | 829.5807 | 0.00046734 | 39 | Residential_2021_SC C_GWh_After Competition Groups_39 | VFD on Pumps | 0.04673% | 0.040742 | 0.3877 | Residential_2021_SC C_GWh_After Competition Groups_VFD on Pumps
Residential | Res ¦ ECM MOTORS FOR HVAC APPLICATION (FAN-POWERED VAV BOX) | 2021 | SC C | GWh | After Competition Groups | 0.18984 | 18445.9157 | 0.018446 | 829.5807 | 0.00022884 | 40 | Residential_2021_SC C_GWh_After Competition Groups_40 | ECM MOTORS FOR HVAC APPLICATION (FAN-POWERED VAV BOX) | 0.02288% | 0.018446 | 0.18984 | Residential_2021_SC C_GWh_After Competition Groups_ECM MOTORS FOR HVAC APPLICATION (FAN-POWERED VAV BOX)
Residential | Res ¦ Heat Recovery Ventilator | 2021 | SC C | GWh | After Competition Groups | 0.13334 | 273171.2887 | 0.27317 | 829.5807 | 0.00016074 | 41 | Residential_2021_SC C_GWh_After Competition Groups_41 | Heat Recovery Ventilator | 0.01607% | 0.27317 | 0.13334 | Residential_2021_SC C_GWh_After Competition Groups_Heat Recovery Ventilator
Residential | Res ¦ Beverage Vending Machine Controls | 2021 | SC C | GWh | After Competition Groups | 0.091151 | 5456.1404 | 0.0054561 | 829.5807 | 0.00010988 | 42 | Residential_2021_SC C_GWh_After Competition Groups_42 | Beverage Vending Machine Controls | 0.01099% | 0.0054561 | 0.091151 | Residential_2021_SC C_GWh_After Competition Groups_Beverage Vending Machine Controls
Residential | Res ¦ LED High Bay Fixture | 2021 | SC C | GWh | After Competition Groups | 0.034392 | 25691.5818 | 0.025692 | 829.5807 | 4.1457e-05 | 43 | Residential_2021_SC C_GWh_After Competition Groups_43 | LED High Bay Fixture | 0.004146% | 0.025692 | 0.034392 | Residential_2021_SC C_GWh_After Competition Groups_LED High Bay Fixture
Residential | Res ¦ Home Energy Reports | 2021 | SC C | GWh | After Competition Groups | 0.024721 | 1838.43 | 0.0018384 | 829.5807 | 2.9799e-05 | 44 | Residential_2021_SC C_GWh_After Competition Groups_44 | Home Energy Reports | 0.00298% | 0.0018384 | 0.024721 | Residential_2021_SC C_GWh_After Competition Groups_Home Energy Reports
Residential | Res ¦ Chilled Water Optimization | 2021 | SC C | GWh | After Competition Groups | 0.020428 | 57.529 | 5.7529e-05 | 829.5807 | 2.4625e-05 | 45 | Residential_2021_SC C_GWh_After Competition Groups_45 | Chilled Water Optimization | 0.002462% | 5.7529e-05 | 0.020428 | Residential_2021_SC C_GWh_After Competition Groups_Chilled Water Optimization
Residential | Res ¦ Wall Insulation | 2021 | SC C | GWh | After Competition Groups | 0.0024239 | 0 | 0 | 829.5807 | 2.9219e-06 | 46 | Residential_2021_SC C_GWh_After Competition Groups_46 | Wall Insulation | 0.0002922% | 0 | 0.0024239 | Residential_2021_SC C_GWh_After Competition Groups_Wall Insulation
Residential | Res ¦ Wall Insulation MF | 2021 | SC C | GWh | After Competition Groups | 0.0017574 | 0 | 0 | 829.5807 | 2.1185e-06 | 47 | Residential_2021_SC C_GWh_After Competition Groups_47 | Wall Insulation MF | 0.0002118% | 0 | 0.0017574 | Residential_2021_SC C_GWh_After Competition Groups_Wall Insulation MF
Residential | Res ¦ Freezer Recycling | 2021 | SC C | GWh | After Competition Groups | 0.00049564 | 0 | 0 | 829.5807 | 5.9746e-07 | 48 | Residential_2021_SC C_GWh_After Competition Groups_48 | Freezer Recycling | 5.975e-05% | 0 | 0.00049564 | Residential_2021_SC C_GWh_After Competition Groups_Freezer Recycling
Residential | Res ¦ Energy Star LED Bulbs General Purpose LEDs | 2021 | SC C | GWh | After Competition Groups | 1.2356e-07 | 0.0078566 | 7.8566e-09 | 829.5807 | 1.4894e-10 | 49 | Residential_2021_SC C_GWh_After Competition Groups_49 | Energy Star LED Bulbs General Purpose LEDs | 1.489e-08% | 7.8566e-09 | 1.2356e-07 | Residential_2021_SC C_GWh_After Competition Groups_Energy Star LED Bulbs General Purpose LEDs
Residential | Res ¦ Energy Star Dehumidifier | 2021 | SC C | GWh | After Competition Groups | 0 | 0 | 0 | 829.5807 | 0 | 50 | Residential_2021_SC C_GWh_After Competition Groups_50 | Energy Star Dehumidifier | 0% | 0 | 0 | Residential_2021_SC C_GWh_After Competition Groups_Energy Star Dehumidifier
Residential | Res ¦ Energy Star Freezer | 2021 | SC C | GWh | After Competition Groups | 0 | 0 | 0 | 829.5807 | 0 | 51 | Residential_2021_SC C_GWh_After Competition Groups_51 | Energy Star Freezer | 0% | 0 | 0 | Residential_2021_SC C_GWh_After Competition Groups_Energy Star Freezer
Residential | Res ¦ Heavy Duty Outdoor/Holiday Plug-in Timers | 2021 | SC C | GWh | After Competition Groups | 0 | 0 | 0 | 829.5807 | 0 | 52 | Residential_2021_SC C_GWh_After Competition Groups_52 | Heavy Duty Outdoor/Holiday Plug-in Timers | 0% | 0 | 0 | Residential_2021_SC C_GWh_After Competition Groups_Heavy Duty Outdoor/Holiday Plug-in Timers
Residential | Res ¦ LED Downlight | 2021 | SC C | GWh | After Competition Groups | 0 | 0 | 0 | 829.5807 | 0 | 53 | Residential_2021_SC C_GWh_After Competition Groups_53 | LED Downlight | 0% | 0 | 0 | Residential_2021_SC C_GWh_After Competition Groups_LED Downlight
Residential | Res ¦ Smart Burners | 2021 | SC C | GWh | After Competition Groups | 0 | 0 | 0 | 829.5807 | 0 | 54 | Residential_2021_SC C_GWh_After Competition Groups_54 | Smart Burners | 0% | 0 | 0 | Residential_2021_SC C_GWh_After Competition Groups_Smart Burners
Residential | Res ¦ Smart Power Bar | 2021 | SC C | GWh | After Competition Groups | 0 | 0 | 0 | 829.5807 | 0 | 55 | Residential_2021_SC C_GWh_After Competition Groups_55 | Smart Power Bar | 0% | 0 | 0 | Residential_2021_SC C_GWh_After Competition Groups_Smart Power Bar
Residential | Res ¦ Tankless Water Heater | 2021 | SC C | GWh | After Competition Groups | 0 | 0 | 0 | 829.5807 | 0 | 56 | Residential_2021_SC C_GWh_After Competition Groups_56 | Tankless Water Heater | 0% | 0 | 0 | Residential_2021_SC C_GWh_After Competition Groups_Tankless Water Heater
Residential | Res ¦ Energy Star LED Bulbs General Purpose LEDs | 2021 | SC D | GWh | After Competition Groups | 198.0279 | 0 | 0 | 725.3403 | 0.27301 | 1 | Residential_2021_SC D_GWh_After Competition Groups_1 | Energy Star LED Bulbs General Purpose LEDs | 27.3% | 0 | 198.0279 | Residential_2021_SC D_GWh_After Competition Groups_Energy Star LED Bulbs General Purpose LEDs
Residential | Res ¦ Energy Star LED Specialty Bulbs | 2021 | SC D | GWh | After Competition Groups | 138.4056 | 0 | 0 | 725.3403 | 0.19081 | 2 | Residential_2021_SC D_GWh_After Competition Groups_2 | Energy Star LED Specialty Bulbs | 19.08% | 0 | 138.4056 | Residential_2021_SC D_GWh_After Competition Groups_Energy Star LED Specialty Bulbs
Residential | Res ¦ Energy Star A Line, PAR, MR Lamps | 2021 | SC D | GWh | After Competition Groups | 75.5636 | 0 | 0 | 725.3403 | 0.10418 | 3 | Residential_2021_SC D_GWh_After Competition Groups_3 | Energy Star A Line, PAR, MR Lamps | 10.42% | 0 | 75.5636 | Residential_2021_SC D_GWh_After Competition Groups_Energy Star A Line, PAR, MR Lamps
Residential | Res ¦ Energy Star Clothes Washer | 2021 | SC D | GWh | After Competition Groups | 55.4576 | 0 | 0 | 725.3403 | 0.076457 | 4 | Residential_2021_SC D_GWh_After Competition Groups_4 | Energy Star Clothes Washer | 7.646% | 0 | 55.4576 | Residential_2021_SC D_GWh_After Competition Groups_Energy Star Clothes Washer
Residential | Res ¦ Ductless Mini-Split Heat Pump | 2021 | SC D | GWh | After Competition Groups | 37.0731 | 0 | 0 | 725.3403 | 0.051111 | 5 | Residential_2021_SC D_GWh_After Competition Groups_5 | Ductless Mini-Split Heat Pump | 5.111% | 0 | 37.0731 | Residential_2021_SC D_GWh_After Competition Groups_Ductless Mini-Split Heat Pump
Residential | Res ¦ LED Parking Lot Fixture | 2021 | SC D | GWh | After Competition Groups | 29.4373 | 0 | 0 | 725.3403 | 0.040584 | 6 | Residential_2021_SC D_GWh_After Competition Groups_6 | LED Parking Lot Fixture | 4.058% | 0 | 29.4373 | Residential_2021_SC D_GWh_After Competition Groups_LED Parking Lot Fixture
Residential | Res ¦ Building Recommissioning, Operations and Maintenance (O&M) Improvements | 2021 | SC D | GWh | After Competition Groups | 23.582 | 0 | 0 | 725.3403 | 0.032512 | 7 | Residential_2021_SC D_GWh_After Competition Groups_7 | Building Recommissioning, Operations and Maintenance (O&M) Improvements | 3.251% | 0 | 23.582 | Residential_2021_SC D_GWh_After Competition Groups_Building Recommissioning, Operations and Maintenance (O&M) Improvements
Residential | Res ¦ Variable Speed Pool Pump Motor | 2021 | SC D | GWh | After Competition Groups | 20.4942 | 0 | 0 | 725.3403 | 0.028255 | 8 | Residential_2021_SC D_GWh_After Competition Groups_8 | Variable Speed Pool Pump Motor | 2.825% | 0 | 20.4942 | Residential_2021_SC D_GWh_After Competition Groups_Variable Speed Pool Pump Motor
Residential | Res ¦ Adaptive Thermostat | 2021 | SC D | GWh | After Competition Groups | 16.4706 | 0 | 0 | 725.3403 | 0.022707 | 9 | Residential_2021_SC D_GWh_After Competition Groups_9 | Adaptive Thermostat | 2.271% | 0 | 16.4706 | Residential_2021_SC D_GWh_After Competition Groups_Adaptive Thermostat
Residential | Res ¦ Energy Star Torchiere | 2021 | SC D | GWh | After Competition Groups | 14.4623 | 0 | 0 | 725.3403 | 0.019939 | 10 | Residential_2021_SC D_GWh_After Competition Groups_10 | Energy Star Torchiere | 1.994% | 0 | 14.4623 | Residential_2021_SC D_GWh_After Competition Groups_Energy Star Torchiere
Residential | Res ¦ LED Exterior Area Lights - LED Fixture (200W) | 2021 | SC D | GWh | After Competition Groups | 11.4932 | 0 | 0 | 725.3403 | 0.015845 | 11 | Residential_2021_SC D_GWh_After Competition Groups_11 | LED Exterior Area Lights - LED Fixture (200W) | 1.585% | 0 | 11.4932 | Residential_2021_SC D_GWh_After Competition Groups_LED Exterior Area Lights - LED Fixture (200W)
Residential | Res ¦ Comprehensive Draft Proofing | 2021 | SC D | GWh | After Competition Groups | 10.8047 | 0 | 0 | 725.3403 | 0.014896 | 12 | Residential_2021_SC D_GWh_After Competition Groups_12 | Comprehensive Draft Proofing | 1.49% | 0 | 10.8047 | Residential_2021_SC D_GWh_After Competition Groups_Comprehensive Draft Proofing
Residential | Res ¦ LED Tube Re-Lamp | 2021 | SC D | GWh | After Competition Groups | 9.6355 | 0 | 0 | 725.3403 | 0.013284 | 13 | Residential_2021_SC D_GWh_After Competition Groups_13 | LED Tube Re-Lamp | 1.328% | 0 | 9.6355 | Residential_2021_SC D_GWh_After Competition Groups_LED Tube Re-Lamp
Residential | Res ¦ Basement Wall Insulation | 2021 | SC D | GWh | After Competition Groups | 9.6297 | 0 | 0 | 725.3403 | 0.013276 | 14 | Residential_2021_SC D_GWh_After Competition Groups_14 | Basement Wall Insulation | 1.328% | 0 | 9.6297 | Residential_2021_SC D_GWh_After Competition Groups_Basement Wall Insulation
Residential | Res ¦ Occupancy Sensors MF | 2021 | SC D | GWh | After Competition Groups | 8.2028 | 0 | 0 | 725.3403 | 0.011309 | 15 | Residential_2021_SC D_GWh_After Competition Groups_15 | Occupancy Sensors MF | 1.131% | 0 | 8.2028 | Residential_2021_SC D_GWh_After Competition Groups_Occupancy Sensors MF
Residential | Res ¦ ENERGY STAR LED LAMPS (REFLECTOR LAMPs/MR16/PAR 16) | 2021 | SC D | GWh | After Competition Groups | 7.8466 | 0 | 0 | 725.3403 | 0.010818 | 16 | Residential_2021_SC D_GWh_After Competition Groups_16 | ENERGY STAR LED LAMPS (REFLECTOR LAMPs/MR16/PAR 16) | 1.082% | 0 | 7.8466 | Residential_2021_SC D_GWh_After Competition Groups_ENERGY STAR LED LAMPS (REFLECTOR LAMPs/MR16/PAR 16)
Residential | Res ¦ Air Sealing | 2021 | SC D | GWh | After Competition Groups | 7.5368 | 0 | 0 | 725.3403 | 0.010391 | 17 | Residential_2021_SC D_GWh_After Competition Groups_17 | Air Sealing | 1.039% | 0 | 7.5368 | Residential_2021_SC D_GWh_After Competition Groups_Air Sealing
Residential | Res ¦ Energy Star Light Fixture | 2021 | SC D | GWh | After Competition Groups | 5.7594 | 0 | 0 | 725.3403 | 0.0079403 | 18 | Residential_2021_SC D_GWh_After Competition Groups_18 | Energy Star Light Fixture | 0.794% | 0 | 5.7594 | Residential_2021_SC D_GWh_After Competition Groups_Energy Star Light Fixture
Residential | Res ¦ Energy Star Air Source Heat Pump | 2021 | SC D | GWh | After Competition Groups | 5.4316 | 0 | 0 | 725.3403 | 0.0074883 | 19 | Residential_2021_SC D_GWh_After Competition Groups_19 | Energy Star Air Source Heat Pump | 0.7488% | 0 | 5.4316 | Residential_2021_SC D_GWh_After Competition Groups_Energy Star Air Source Heat Pump
Residential | Res ¦ Energy Star Room Air Conditioner | 2021 | SC D | GWh | After Competition Groups | 4.8113 | 0 | 0 | 725.3403 | 0.0066332 | 20 | Residential_2021_SC D_GWh_After Competition Groups_20 | Energy Star Room Air Conditioner | 0.6633% | 0 | 4.8113 | Residential_2021_SC D_GWh_After Competition Groups_Energy Star Room Air Conditioner
Residential | Res ¦ Minimize Hot and Warm Clothes Wash | 2021 | SC D | GWh | After Competition Groups | 4.7213 | 0 | 0 | 725.3403 | 0.0065091 | 21 | Residential_2021_SC D_GWh_After Competition Groups_21 | Minimize Hot and Warm Clothes Wash | 0.6509% | 0 | 4.7213 | Residential_2021_SC D_GWh_After Competition Groups_Minimize Hot and Warm Clothes Wash
Residential | Res ¦ Attic Insulation | 2021 | SC D | GWh | After Competition Groups | 4.4366 | 0 | 0 | 725.3403 | 0.0061166 | 22 | Residential_2021_SC D_GWh_After Competition Groups_22 | Attic Insulation | 0.6117% | 0 | 4.4366 | Residential_2021_SC D_GWh_After Competition Groups_Attic Insulation
Residential | Res ¦ Outside Air Economizer | 2021 | SC D | GWh | After Competition Groups | 4.029 | 0 | 0 | 725.3403 | 0.0055546 | 23 | Residential_2021_SC D_GWh_After Competition Groups_23 | Outside Air Economizer | 0.5555% | 0 | 4.029 | Residential_2021_SC D_GWh_After Competition Groups_Outside Air Economizer
Residential | Res ¦ Refrigerator Recycling | 2021 | SC D | GWh | After Competition Groups | 3.8485 | 0 | 0 | 725.3403 | 0.0053058 | 24 | Residential_2021_SC D_GWh_After Competition Groups_24 | Refrigerator Recycling | 0.5306% | 0 | 3.8485 | Residential_2021_SC D_GWh_After Competition Groups_Refrigerator Recycling
Residential | Res ¦ Advanced BAS/Controllers | 2021 | SC D | GWh | After Competition Groups | 3.4515 | 0 | 0 | 725.3403 | 0.0047585 | 25 | Residential_2021_SC D_GWh_After Competition Groups_25 | Advanced BAS/Controllers | 0.4758% | 0 | 3.4515 | Residential_2021_SC D_GWh_After Competition Groups_Advanced BAS/Controllers
Residential | Res ¦ High Efficiency Chiller (avg of water and air cooled) | 2021 | SC D | GWh | After Competition Groups | 3.2452 | 0 | 0 | 725.3403 | 0.004474 | 26 | Residential_2021_SC D_GWh_After Competition Groups_26 | High Efficiency Chiller (avg of water and air cooled) | 0.4474% | 0 | 3.2452 | Residential_2021_SC D_GWh_After Competition Groups_High Efficiency Chiller (avg of water and air cooled)
Residential | Res ¦ Furnace Whistle | 2021 | SC D | GWh | After Competition Groups | 2.9721 | 0 | 0 | 725.3403 | 0.0040975 | 27 | Residential_2021_SC D_GWh_After Competition Groups_27 | Furnace Whistle | 0.4097% | 0 | 2.9721 | Residential_2021_SC D_GWh_After Competition Groups_Furnace Whistle
Residential | Res ¦ ENERGY STAR LED Lamps (General Service Lamps) | 2021 | SC D | GWh | After Competition Groups | 2.157 | 0 | 0 | 725.3403 | 0.0029738 | 28 | Residential_2021_SC D_GWh_After Competition Groups_28 | ENERGY STAR LED Lamps (General Service Lamps) | 0.2974% | 0 | 2.157 | Residential_2021_SC D_GWh_After Competition Groups_ENERGY STAR LED Lamps (General Service Lamps)
Residential | Res ¦ Energy Star Clothes Dryer | 2021 | SC D | GWh | After Competition Groups | 1.3296 | 0 | 0 | 725.3403 | 0.0018331 | 29 | Residential_2021_SC D_GWh_After Competition Groups_29 | Energy Star Clothes Dryer | 0.1833% | 0 | 1.3296 | Residential_2021_SC D_GWh_After Competition Groups_Energy Star Clothes Dryer
Residential | Res ¦ Variable Frequency Drive (VFD) | 2021 | SC D | GWh | After Competition Groups | 0.9637 | 0 | 0 | 725.3403 | 0.0013286 | 30 | Residential_2021_SC D_GWh_After Competition Groups_30 | Variable Frequency Drive (VFD) | 0.1329% | 0 | 0.9637 | Residential_2021_SC D_GWh_After Competition Groups_Variable Frequency Drive (VFD)
Residential | Res ¦ Water Heater Temperature Setback | 2021 | SC D | GWh | After Competition Groups | 0.84642 | 0 | 0 | 725.3403 | 0.0011669 | 31 | Residential_2021_SC D_GWh_After Competition Groups_31 | Water Heater Temperature Setback | 0.1167% | 0 | 0.84642 | Residential_2021_SC D_GWh_After Competition Groups_Water Heater Temperature Setback
Residential | Res ¦ CO Sensors for parking garage exhaust fans | 2021 | SC D | GWh | After Competition Groups | 0.79196 | 0 | 0 | 725.3403 | 0.0010918 | 32 | Residential_2021_SC D_GWh_After Competition Groups_32 | CO Sensors for parking garage exhaust fans | 0.1092% | 0 | 0.79196 | Residential_2021_SC D_GWh_After Competition Groups_CO Sensors for parking garage exhaust fans
Residential | Res ¦ Demand Control Ventilation | 2021 | SC D | GWh | After Competition Groups | 0.67055 | 0 | 0 | 725.3403 | 0.00092447 | 33 | Residential_2021_SC D_GWh_After Competition Groups_33 | Demand Control Ventilation | 0.09245% | 0 | 0.67055 | Residential_2021_SC D_GWh_After Competition Groups_Demand Control Ventilation
Residential | Res ¦ Clothes Drying Racks | 2021 | SC D | GWh | After Competition Groups | 0.39057 | 0 | 0 | 725.3403 | 0.00053846 | 34 | Residential_2021_SC D_GWh_After Competition Groups_34 | Clothes Drying Racks | 0.05385% | 0 | 0.39057 | Residential_2021_SC D_GWh_After Competition Groups_Clothes Drying Racks
Residential | Res ¦ Floor Insulation | 2021 | SC D | GWh | After Competition Groups | 0.3096 | 0 | 0 | 725.3403 | 0.00042683 | 35 | Residential_2021_SC D_GWh_After Competition Groups_35 | Floor Insulation | 0.04268% | 0 | 0.3096 | Residential_2021_SC D_GWh_After Competition Groups_Floor Insulation
Residential | Res ¦ VFD on Pumps | 2021 | SC D | GWh | After Competition Groups | 0.27232 | 0 | 0 | 725.3403 | 0.00037544 | 36 | Residential_2021_SC D_GWh_After Competition Groups_36 | VFD on Pumps | 0.03754% | 0 | 0.27232 | Residential_2021_SC D_GWh_After Competition Groups_VFD on Pumps
Residential | Res ¦ Condensing Make Up Air Unit | 2021 | SC D | GWh | After Competition Groups | 0.20612 | 0 | 0 | 725.3403 | 0.00028417 | 37 | Residential_2021_SC D_GWh_After Competition Groups_37 | Condensing Make Up Air Unit | 0.02842% | 0 | 0.20612 | Residential_2021_SC D_GWh_After Competition Groups_Condensing Make Up Air Unit
Residential | Res ¦ Duct Insulation | 2021 | SC D | GWh | After Competition Groups | 0.15815 | 0 | 0 | 725.3403 | 0.00021803 | 38 | Residential_2021_SC D_GWh_After Competition Groups_38 | Duct Insulation | 0.0218% | 0 | 0.15815 | Residential_2021_SC D_GWh_After Competition Groups_Duct Insulation
Residential | Res ¦ ECM MOTORS FOR HVAC APPLICATION (FAN-POWERED VAV BOX) | 2021 | SC D | GWh | After Competition Groups | 0.14718 | 0 | 0 | 725.3403 | 0.00020291 | 39 | Residential_2021_SC D_GWh_After Competition Groups_39 | ECM MOTORS FOR HVAC APPLICATION (FAN-POWERED VAV BOX) | 0.02029% | 0 | 0.14718 | Residential_2021_SC D_GWh_After Competition Groups_ECM MOTORS FOR HVAC APPLICATION (FAN-POWERED VAV BOX)
Residential | Res ¦ Duct Insulation MF | 2021 | SC D | GWh | After Competition Groups | 0.094249 | 0 | 0 | 725.3403 | 0.00012994 | 40 | Residential_2021_SC D_GWh_After Competition Groups_40 | Duct Insulation MF | 0.01299% | 0 | 0.094249 | Residential_2021_SC D_GWh_After Competition Groups_Duct Insulation MF
Residential | Res ¦ Beverage Vending Machine Controls | 2021 | SC D | GWh | After Competition Groups | 0.071118 | 0 | 0 | 725.3403 | 9.8048e-05 | 41 | Residential_2021_SC D_GWh_After Competition Groups_41 | Beverage Vending Machine Controls | 0.009805% | 0 | 0.071118 | Residential_2021_SC D_GWh_After Competition Groups_Beverage Vending Machine Controls
Residential | Res ¦ Heat Recovery Ventilator | 2021 | SC D | GWh | After Competition Groups | 0.043774 | 0 | 0 | 725.3403 | 6.035e-05 | 42 | Residential_2021_SC D_GWh_After Competition Groups_42 | Heat Recovery Ventilator | 0.006035% | 0 | 0.043774 | Residential_2021_SC D_GWh_After Competition Groups_Heat Recovery Ventilator
Residential | Res ¦ Home Energy Reports | 2021 | SC D | GWh | After Competition Groups | 0.024721 | 0 | 0 | 725.3403 | 3.4082e-05 | 43 | Residential_2021_SC D_GWh_After Competition Groups_43 | Home Energy Reports | 0.003408% | 0 | 0.024721 | Residential_2021_SC D_GWh_After Competition Groups_Home Energy Reports
Residential | Res ¦ Chilled Water Optimization | 2021 | SC D | GWh | After Competition Groups | 0.020428 | 0 | 0 | 725.3403 | 2.8164e-05 | 44 | Residential_2021_SC D_GWh_After Competition Groups_44 | Chilled Water Optimization | 0.002816% | 0 | 0.020428 | Residential_2021_SC D_GWh_After Competition Groups_Chilled Water Optimization
Residential | Res ¦ LED High Bay Fixture | 2021 | SC D | GWh | After Competition Groups | 0.0098074 | 0 | 0 | 725.3403 | 1.3521e-05 | 45 | Residential_2021_SC D_GWh_After Competition Groups_45 | LED High Bay Fixture | 0.001352% | 0 | 0.0098074 | Residential_2021_SC D_GWh_After Competition Groups_LED High Bay Fixture
Residential | Res ¦ Wall Insulation MF | 2021 | SC D | GWh | After Competition Groups | 0.0012044 | 0 | 0 | 725.3403 | 1.6604e-06 | 46 | Residential_2021_SC D_GWh_After Competition Groups_46 | Wall Insulation MF | 0.000166% | 0 | 0.0012044 | Residential_2021_SC D_GWh_After Competition Groups_Wall Insulation MF
Residential | Res ¦ Wall Insulation | 2021 | SC D | GWh | After Competition Groups | 0.001157 | 0 | 0 | 725.3403 | 1.5951e-06 | 47 | Residential_2021_SC D_GWh_After Competition Groups_47 | Wall Insulation | 0.0001595% | 0 | 0.001157 | Residential_2021_SC D_GWh_After Competition Groups_Wall Insulation
Residential | Res ¦ Freezer Recycling | 2021 | SC D | GWh | After Competition Groups | 0.00049564 | 0 | 0 | 725.3403 | 6.8332e-07 | 48 | Residential_2021_SC D_GWh_After Competition Groups_48 | Freezer Recycling | 6.833e-05% | 0 | 0.00049564 | Residential_2021_SC D_GWh_After Competition Groups_Freezer Recycling
Residential | Res ¦ Energy Star Dehumidifier | 2021 | SC D | GWh | After Competition Groups | 0 | 0 | 0 | 725.3403 | 0 | 49 | Residential_2021_SC D_GWh_After Competition Groups_49 | Energy Star Dehumidifier | 0% | 0 | 0 | Residential_2021_SC D_GWh_After Competition Groups_Energy Star Dehumidifier
Residential | Res ¦ Energy Star Freezer | 2021 | SC D | GWh | After Competition Groups | 0 | 0 | 0 | 725.3403 | 0 | 50 | Residential_2021_SC D_GWh_After Competition Groups_50 | Energy Star Freezer | 0% | 0 | 0 | Residential_2021_SC D_GWh_After Competition Groups_Energy Star Freezer
Residential | Res ¦ LED Downlight | 2021 | SC D | GWh | After Competition Groups | 0 | 0 | 0 | 725.3403 | 0 | 51 | Residential_2021_SC D_GWh_After Competition Groups_51 | LED Downlight | 0% | 0 | 0 | Residential_2021_SC D_GWh_After Competition Groups_LED Downlight
Residential | Res ¦ Smart Burners | 2021 | SC D | GWh | After Competition Groups | 0 | 0 | 0 | 725.3403 | 0 | 52 | Residential_2021_SC D_GWh_After Competition Groups_52 | Smart Burners | 0% | 0 | 0 | Residential_2021_SC D_GWh_After Competition Groups_Smart Burners
Residential | Res ¦ Smart Power Bar | 2021 | SC D | GWh | After Competition Groups | 0 | 0 | 0 | 725.3403 | 0 | 53 | Residential_2021_SC D_GWh_After Competition Groups_53 | Smart Power Bar | 0% | 0 | 0 | Residential_2021_SC D_GWh_After Competition Groups_Smart Power Bar
Residential | Res ¦ Tankless Water Heater | 2021 | SC D | GWh | After Competition Groups | 0 | 0 | 0 | 725.3403 | 0 | 54 | Residential_2021_SC D_GWh_After Competition Groups_54 | Tankless Water Heater | 0% | 0 | 0 | Residential_2021_SC D_GWh_After Competition Groups_Tankless Water Heater
Residential | Res ¦ Smart Power Bar | 2021 | Technical | GWh | After Competition Groups | 1575.4911 | 0 | 0 | 10931.9267 | 0.14412 | 1 | Residential_2021_Technical_GWh_After Competition Groups_1 | Smart Power Bar | 14.41% | 0 | 1575.4911 | Residential_2021_Technical_GWh_After Competition Groups_Smart Power Bar
Residential | Res ¦ Energy Star LED Bulbs General Purpose LEDs | 2021 | Technical | GWh | After Competition Groups | 1176.1014 | 0 | 0 | 10931.9267 | 0.10758 | 2 | Residential_2021_Technical_GWh_After Competition Groups_2 | Energy Star LED Bulbs General Purpose LEDs | 10.76% | 0 | 1176.1014 | Residential_2021_Technical_GWh_After Competition Groups_Energy Star LED Bulbs General Purpose LEDs
Residential | Res ¦ Adaptive Thermostat | 2021 | Technical | GWh | After Competition Groups | 638.2914 | 0 | 0 | 10931.9267 | 0.058388 | 3 | Residential_2021_Technical_GWh_After Competition Groups_3 | Adaptive Thermostat | 5.839% | 0 | 638.2914 | Residential_2021_Technical_GWh_After Competition Groups_Adaptive Thermostat
Residential | Res ¦ Air Sealing | 2021 | Technical | GWh | After Competition Groups | 566.7024 | 0 | 0 | 10931.9267 | 0.051839 | 4 | Residential_2021_Technical_GWh_After Competition Groups_4 | Air Sealing | 5.184% | 0 | 566.7024 | Residential_2021_Technical_GWh_After Competition Groups_Air Sealing
Residential | Res ¦ Variable Speed Pool Pump Motor | 2021 | Technical | GWh | After Competition Groups | 416.1711 | 0 | 0 | 10931.9267 | 0.038069 | 5 | Residential_2021_Technical_GWh_After Competition Groups_5 | Variable Speed Pool Pump Motor | 3.807% | 0 | 416.1711 | Residential_2021_Technical_GWh_After Competition Groups_Variable Speed Pool Pump Motor
Residential | Res ¦ Energy Star Central Air Conditioner | 2021 | Technical | GWh | After Competition Groups | 383.017 | 0 | 0 | 10931.9267 | 0.035037 | 6 | Residential_2021_Technical_GWh_After Competition Groups_6 | Energy Star Central Air Conditioner | 3.504% | 0 | 383.017 | Residential_2021_Technical_GWh_After Competition Groups_Energy Star Central Air Conditioner
Residential | Res ¦ Passive Attic Ventilation | 2021 | Technical | GWh | After Competition Groups | 335.5657 | 0 | 0 | 10931.9267 | 0.030696 | 7 | Residential_2021_Technical_GWh_After Competition Groups_7 | Passive Attic Ventilation | 3.07% | 0 | 335.5657 | Residential_2021_Technical_GWh_After Competition Groups_Passive Attic Ventilation
Residential | Res ¦ Car Block Heater Timer | 2021 | Technical | GWh | After Competition Groups | 325.1616 | 0 | 0 | 10931.9267 | 0.029744 | 8 | Residential_2021_Technical_GWh_After Competition Groups_8 | Car Block Heater Timer | 2.974% | 0 | 325.1616 | Residential_2021_Technical_GWh_After Competition Groups_Car Block Heater Timer
Residential | Res ¦ Building Recommissioning, Operations and Maintenance (O&M) Improvements | 2021 | Technical | GWh | After Competition Groups | 322.5251 | 0 | 0 | 10931.9267 | 0.029503 | 9 | Residential_2021_Technical_GWh_After Competition Groups_9 | Building Recommissioning, Operations and Maintenance (O&M) Improvements | 2.95% | 0 | 322.5251 | Residential_2021_Technical_GWh_After Competition Groups_Building Recommissioning, Operations and Maintenance (O&M) Improvements
Residential | Res ¦ Energy Star Windows | 2021 | Technical | GWh | After Competition Groups | 307.3643 | 0 | 0 | 10931.9267 | 0.028116 | 10 | Residential_2021_Technical_GWh_After Competition Groups_10 | Energy Star Windows | 2.812% | 0 | 307.3643 | Residential_2021_Technical_GWh_After Competition Groups_Energy Star Windows
Residential | Res ¦ Basement Wall Insulation | 2021 | Technical | GWh | After Competition Groups | 297.4833 | 0 | 0 | 10931.9267 | 0.027212 | 11 | Residential_2021_Technical_GWh_After Competition Groups_11 | Basement Wall Insulation | 2.721% | 0 | 297.4833 | Residential_2021_Technical_GWh_After Competition Groups_Basement Wall Insulation
Residential | Res ¦ Basement or Crawlspace Insulation | 2021 | Technical | GWh | After Competition Groups | 247.0385 | 0 | 0 | 10931.9267 | 0.022598 | 12 | Residential_2021_Technical_GWh_After Competition Groups_12 | Basement or Crawlspace Insulation | 2.26% | 0 | 247.0385 | Residential_2021_Technical_GWh_After Competition Groups_Basement or Crawlspace Insulation
Residential | Res ¦ Attic Insulation | 2021 | Technical | GWh | After Competition Groups | 229.4892 | 0 | 0 | 10931.9267 | 0.020993 | 13 | Residential_2021_Technical_GWh_After Competition Groups_13 | Attic Insulation | 2.099% | 0 | 229.4892 | Residential_2021_Technical_GWh_After Competition Groups_Attic Insulation
Residential | Res ¦ Energy Star Refrigerator | 2021 | Technical | GWh | After Competition Groups | 228.0848 | 0 | 0 | 10931.9267 | 0.020864 | 14 | Residential_2021_Technical_GWh_After Competition Groups_14 | Energy Star Refrigerator | 2.086% | 0 | 228.0848 | Residential_2021_Technical_GWh_After Competition Groups_Energy Star Refrigerator
Residential | Res ¦ Energy Star Clothes Washer | 2021 | Technical | GWh | After Competition Groups | 200.5499 | 0 | 0 | 10931.9267 | 0.018345 | 15 | Residential_2021_Technical_GWh_After Competition Groups_15 | Energy Star Clothes Washer | 1.835% | 0 | 200.5499 | Residential_2021_Technical_GWh_After Competition Groups_Energy Star Clothes Washer
Residential | Res ¦ Energy Star A Line, PAR, MR Lamps | 2021 | Technical | GWh | After Competition Groups | 191.8943 | 0 | 0 | 10931.9267 | 0.017554 | 16 | Residential_2021_Technical_GWh_After Competition Groups_16 | Energy Star A Line, PAR, MR Lamps | 1.755% | 0 | 191.8943 | Residential_2021_Technical_GWh_After Competition Groups_Energy Star A Line, PAR, MR Lamps
Residential | Res ¦ Smart Burners | 2021 | Technical | GWh | After Competition Groups | 186.7882 | 0 | 0 | 10931.9267 | 0.017086 | 17 | Residential_2021_Technical_GWh_After Competition Groups_17 | Smart Burners | 1.709% | 0 | 186.7882 | Residential_2021_Technical_GWh_After Competition Groups_Smart Burners
Residential | Res ¦ Energy Star Light Fixture | 2021 | Technical | GWh | After Competition Groups | 184.6377 | 0 | 0 | 10931.9267 | 0.01689 | 18 | Residential_2021_Technical_GWh_After Competition Groups_18 | Energy Star Light Fixture | 1.689% | 0 | 184.6377 | Residential_2021_Technical_GWh_After Competition Groups_Energy Star Light Fixture
Residential | Res ¦ Wall Insulation | 2021 | Technical | GWh | After Competition Groups | 179.3013 | 0 | 0 | 10931.9267 | 0.016402 | 19 | Residential_2021_Technical_GWh_After Competition Groups_19 | Wall Insulation | 1.64% | 0 | 179.3013 | Residential_2021_Technical_GWh_After Competition Groups_Wall Insulation
Residential | Res ¦ Energy Star Ground Source Heat Pump | 2021 | Technical | GWh | After Competition Groups | 170.2199 | 0 | 0 | 10931.9267 | 0.015571 | 20 | Residential_2021_Technical_GWh_After Competition Groups_20 | Energy Star Ground Source Heat Pump | 1.557% | 0 | 170.2199 | Residential_2021_Technical_GWh_After Competition Groups_Energy Star Ground Source Heat Pump
Residential | Res ¦ Ductless Mini-Split Heat Pump | 2021 | Technical | GWh | After Competition Groups | 168.7741 | 0 | 0 | 10931.9267 | 0.015439 | 21 | Residential_2021_Technical_GWh_After Competition Groups_21 | Ductless Mini-Split Heat Pump | 1.544% | 0 | 168.7741 | Residential_2021_Technical_GWh_After Competition Groups_Ductless Mini-Split Heat Pump
Residential | Res ¦ Heavy Duty Outdoor/Holiday Plug-in Timers | 2021 | Technical | GWh | After Competition Groups | 164.6785 | 0 | 0 | 10931.9267 | 0.015064 | 22 | Residential_2021_Technical_GWh_After Competition Groups_22 | Heavy Duty Outdoor/Holiday Plug-in Timers | 1.506% | 0 | 164.6785 | Residential_2021_Technical_GWh_After Competition Groups_Heavy Duty Outdoor/Holiday Plug-in Timers
Residential | Res ¦ Heat Pump Clothes Dryer | 2021 | Technical | GWh | After Competition Groups | 164.5581 | 0 | 0 | 10931.9267 | 0.015053 | 23 | Residential_2021_Technical_GWh_After Competition Groups_23 | Heat Pump Clothes Dryer | 1.505% | 0 | 164.5581 | Residential_2021_Technical_GWh_After Competition Groups_Heat Pump Clothes Dryer
Residential | Res ¦ Comprehensive Draft Proofing | 2021 | Technical | GWh | After Competition Groups | 164.0403 | 0 | 0 | 10931.9267 | 0.015006 | 24 | Residential_2021_Technical_GWh_After Competition Groups_24 | Comprehensive Draft Proofing | 1.501% | 0 | 164.0403 | Residential_2021_Technical_GWh_After Competition Groups_Comprehensive Draft Proofing
Residential | Res ¦ Furnace with ECM | 2021 | Technical | GWh | After Competition Groups | 123.5997 | 0 | 0 | 10931.9267 | 0.011306 | 25 | Residential_2021_Technical_GWh_After Competition Groups_25 | Furnace with ECM | 1.131% | 0 | 123.5997 | Residential_2021_Technical_GWh_After Competition Groups_Furnace with ECM
Residential | Res ¦ Radiant Barrier | 2021 | Technical | GWh | After Competition Groups | 114.7473 | 0 | 0 | 10931.9267 | 0.010497 | 26 | Residential_2021_Technical_GWh_After Competition Groups_26 | Radiant Barrier | 1.05% | 0 | 114.7473 | Residential_2021_Technical_GWh_After Competition Groups_Radiant Barrier
Residential | Res ¦ Energy Star Torchiere | 2021 | Technical | GWh | After Competition Groups | 112.6872 | 0 | 0 | 10931.9267 | 0.010308 | 27 | Residential_2021_Technical_GWh_After Competition Groups_27 | Energy Star Torchiere | 1.031% | 0 | 112.6872 | Residential_2021_Technical_GWh_After Competition Groups_Energy Star Torchiere
Residential | Res ¦ Occupancy Sensors MF | 2021 | Technical | GWh | After Competition Groups | 109.1689 | 0 | 0 | 10931.9267 | 0.0099862 | 28 | Residential_2021_Technical_GWh_After Competition Groups_28 | Occupancy Sensors MF | 0.9986% | 0 | 109.1689 | Residential_2021_Technical_GWh_After Competition Groups_Occupancy Sensors MF
Residential | Res ¦ Ductless Mini-Split Air Conditioner | 2021 | Technical | GWh | After Competition Groups | 95.9767 | 0 | 0 | 10931.9267 | 0.0087795 | 29 | Residential_2021_Technical_GWh_After Competition Groups_29 | Ductless Mini-Split Air Conditioner | 0.8779% | 0 | 95.9767 | Residential_2021_Technical_GWh_After Competition Groups_Ductless Mini-Split Air Conditioner
Residential | Res ¦ Ceiling Insulation | 2021 | Technical | GWh | After Competition Groups | 89.8789 | 0 | 0 | 10931.9267 | 0.0082217 | 30 | Residential_2021_Technical_GWh_After Competition Groups_30 | Ceiling Insulation | 0.8222% | 0 | 89.8789 | Residential_2021_Technical_GWh_After Competition Groups_Ceiling Insulation
Residential | Res ¦ Window Film | 2021 | Technical | GWh | After Competition Groups | 88.0856 | 0 | 0 | 10931.9267 | 0.0080576 | 31 | Residential_2021_Technical_GWh_After Competition Groups_31 | Window Film | 0.8058% | 0 | 88.0856 | Residential_2021_Technical_GWh_After Competition Groups_Window Film
Residential | Res ¦ Refrigerator Recycling | 2021 | Technical | GWh | After Competition Groups | 84.5448 | 0 | 0 | 10931.9267 | 0.0077337 | 32 | Residential_2021_Technical_GWh_After Competition Groups_32 | Refrigerator Recycling | 0.7734% | 0 | 84.5448 | Residential_2021_Technical_GWh_After Competition Groups_Refrigerator Recycling
Residential | Res ¦ Clothes Drying Racks | 2021 | Technical | GWh | After Competition Groups | 77.2016 | 0 | 0 | 10931.9267 | 0.007062 | 33 | Residential_2021_Technical_GWh_After Competition Groups_33 | Clothes Drying Racks | 0.7062% | 0 | 77.2016 | Residential_2021_Technical_GWh_After Competition Groups_Clothes Drying Racks
Residential | Res ¦ Freezer Recycling | 2021 | Technical | GWh | After Competition Groups | 74.1827 | 0 | 0 | 10931.9267 | 0.0067859 | 34 | Residential_2021_Technical_GWh_After Competition Groups_34 | Freezer Recycling | 0.6786% | 0 | 74.1827 | Residential_2021_Technical_GWh_After Competition Groups_Freezer Recycling
Residential | Res ¦ Duct Insulation | 2021 | Technical | GWh | After Competition Groups | 73.8873 | 0 | 0 | 10931.9267 | 0.0067589 | 35 | Residential_2021_Technical_GWh_After Competition Groups_35 | Duct Insulation | 0.6759% | 0 | 73.8873 | Residential_2021_Technical_GWh_After Competition Groups_Duct Insulation
Residential | Res ¦ Variable Refrigerant Flow Heat Pump | 2021 | Technical | GWh | After Competition Groups | 73.7684 | 0 | 0 | 10931.9267 | 0.006748 | 36 | Residential_2021_Technical_GWh_After Competition Groups_36 | Variable Refrigerant Flow Heat Pump | 0.6748% | 0 | 73.7684 | Residential_2021_Technical_GWh_After Competition Groups_Variable Refrigerant Flow Heat Pump
Residential | Res ¦ LED Parking Lot Fixture | 2021 | Technical | GWh | After Competition Groups | 71.2795 | 0 | 0 | 10931.9267 | 0.0065203 | 37 | Residential_2021_Technical_GWh_After Competition Groups_37 | LED Parking Lot Fixture | 0.652% | 0 | 71.2795 | Residential_2021_Technical_GWh_After Competition Groups_LED Parking Lot Fixture
Residential | Res ¦ LED Downlight | 2021 | Technical | GWh | After Competition Groups | 62.5182 | 0 | 0 | 10931.9267 | 0.0057189 | 38 | Residential_2021_Technical_GWh_After Competition Groups_38 | LED Downlight | 0.5719% | 0 | 62.5182 | Residential_2021_Technical_GWh_After Competition Groups_LED Downlight
Residential | Res ¦ Floor Insulation | 2021 | Technical | GWh | After Competition Groups | 60.1457 | 0 | 0 | 10931.9267 | 0.0055018 | 39 | Residential_2021_Technical_GWh_After Competition Groups_39 | Floor Insulation | 0.5502% | 0 | 60.1457 | Residential_2021_Technical_GWh_After Competition Groups_Floor Insulation
Residential | Res ¦ INTEGRAL LED TROFFERS | 2021 | Technical | GWh | After Competition Groups | 59.7294 | 0 | 0 | 10931.9267 | 0.0054638 | 40 | Residential_2021_Technical_GWh_After Competition Groups_40 | INTEGRAL LED TROFFERS | 0.5464% | 0 | 59.7294 | Residential_2021_Technical_GWh_After Competition Groups_INTEGRAL LED TROFFERS
Residential | Res ¦ Lighting Motion Sensors, Timers, Dimmers | 2021 | Technical | GWh | After Competition Groups | 54.3897 | 0 | 0 | 10931.9267 | 0.0049753 | 41 | Residential_2021_Technical_GWh_After Competition Groups_41 | Lighting Motion Sensors, Timers, Dimmers | 0.4975% | 0 | 54.3897 | Residential_2021_Technical_GWh_After Competition Groups_Lighting Motion Sensors, Timers, Dimmers
Residential | Res ¦ Dehumidifier Recycling | 2021 | Technical | GWh | After Competition Groups | 51.4396 | 0 | 0 | 10931.9267 | 0.0047054 | 42 | Residential_2021_Technical_GWh_After Competition Groups_42 | Dehumidifier Recycling | 0.4705% | 0 | 51.4396 | Residential_2021_Technical_GWh_After Competition Groups_Dehumidifier Recycling
Residential | Res ¦ Advanced BAS/Controllers | 2021 | Technical | GWh | After Competition Groups | 47.2054 | 0 | 0 | 10931.9267 | 0.0043181 | 43 | Residential_2021_Technical_GWh_After Competition Groups_43 | Advanced BAS/Controllers | 0.4318% | 0 | 47.2054 | Residential_2021_Technical_GWh_After Competition Groups_Advanced BAS/Controllers
Residential | Res ¦ Minimize Hot and Warm Clothes Wash | 2021 | Technical | GWh | After Competition Groups | 41.2624 | 0 | 0 | 10931.9267 | 0.0037745 | 44 | Residential_2021_Technical_GWh_After Competition Groups_44 | Minimize Hot and Warm Clothes Wash | 0.3774% | 0 | 41.2624 | Residential_2021_Technical_GWh_After Competition Groups_Minimize Hot and Warm Clothes Wash
Residential | Res ¦ Furnace Whistle | 2021 | Technical | GWh | After Competition Groups | 40.6484 | 0 | 0 | 10931.9267 | 0.0037183 | 45 | Residential_2021_Technical_GWh_After Competition Groups_45 | Furnace Whistle | 0.3718% | 0 | 40.6484 | Residential_2021_Technical_GWh_After Competition Groups_Furnace Whistle
Residential | Res ¦ Early Hot Water Heater Replacement | 2021 | Technical | GWh | After Competition Groups | 36.8195 | 0 | 0 | 10931.9267 | 0.0033681 | 46 | Residential_2021_Technical_GWh_After Competition Groups_46 | Early Hot Water Heater Replacement | 0.3368% | 0 | 36.8195 | Residential_2021_Technical_GWh_After Competition Groups_Early Hot Water Heater Replacement
Residential | Res ¦ Duct Insulation MF | 2021 | Technical | GWh | After Competition Groups | 32.5957 | 0 | 0 | 10931.9267 | 0.0029817 | 47 | Residential_2021_Technical_GWh_After Competition Groups_47 | Duct Insulation MF | 0.2982% | 0 | 32.5957 | Residential_2021_Technical_GWh_After Competition Groups_Duct Insulation MF
Residential | Res ¦ LED Exterior Area Lights - LED Fixture (200W) | 2021 | Technical | GWh | After Competition Groups | 32.3668 | 0 | 0 | 10931.9267 | 0.0029608 | 48 | Residential_2021_Technical_GWh_After Competition Groups_48 | LED Exterior Area Lights - LED Fixture (200W) | 0.2961% | 0 | 32.3668 | Residential_2021_Technical_GWh_After Competition Groups_LED Exterior Area Lights - LED Fixture (200W)
Residential | Res ¦ Energy Star Dehumidifier | 2021 | Technical | GWh | After Competition Groups | 30.224 | 0 | 0 | 10931.9267 | 0.0027647 | 49 | Residential_2021_Technical_GWh_After Competition Groups_49 | Energy Star Dehumidifier | 0.2765% | 0 | 30.224 | Residential_2021_Technical_GWh_After Competition Groups_Energy Star Dehumidifier
Residential | Res ¦ Central Air Conditioner Maintenance | 2021 | Technical | GWh | After Competition Groups | 30.0797 | 0 | 0 | 10931.9267 | 0.0027515 | 50 | Residential_2021_Technical_GWh_After Competition Groups_50 | Central Air Conditioner Maintenance | 0.2752% | 0 | 30.0797 | Residential_2021_Technical_GWh_After Competition Groups_Central Air Conditioner Maintenance
Residential | Res ¦ Solar Powered Attic Fan | 2021 | Technical | GWh | After Competition Groups | 27.5612 | 0 | 0 | 10931.9267 | 0.0025212 | 51 | Residential_2021_Technical_GWh_After Competition Groups_51 | Solar Powered Attic Fan | 0.2521% | 0 | 27.5612 | Residential_2021_Technical_GWh_After Competition Groups_Solar Powered Attic Fan
Residential | Res ¦ Energy Star Ceiling Fan/Lighting | 2021 | Technical | GWh | After Competition Groups | 26.1073 | 0 | 0 | 10931.9267 | 0.0023882 | 52 | Residential_2021_Technical_GWh_After Competition Groups_52 | Energy Star Ceiling Fan/Lighting | 0.2388% | 0 | 26.1073 | Residential_2021_Technical_GWh_After Competition Groups_Energy Star Ceiling Fan/Lighting
Residential | Res ¦ Outside Air Economizer | 2021 | Technical | GWh | After Competition Groups | 25.6073 | 0 | 0 | 10931.9267 | 0.0023424 | 53 | Residential_2021_Technical_GWh_After Competition Groups_53 | Outside Air Economizer | 0.2342% | 0 | 25.6073 | Residential_2021_Technical_GWh_After Competition Groups_Outside Air Economizer
Residential | Res ¦ Drain Water Heat Recovery | 2021 | Technical | GWh | After Competition Groups | 24.73 | 0 | 0 | 10931.9267 | 0.0022622 | 54 | Residential_2021_Technical_GWh_After Competition Groups_54 | Drain Water Heat Recovery | 0.2262% | 0 | 24.73 | Residential_2021_Technical_GWh_After Competition Groups_Drain Water Heat Recovery
Residential | Res ¦ Energy Star Freezer | 2021 | Technical | GWh | After Competition Groups | 22.6667 | 0 | 0 | 10931.9267 | 0.0020734 | 55 | Residential_2021_Technical_GWh_After Competition Groups_55 | Energy Star Freezer | 0.2073% | 0 | 22.6667 | Residential_2021_Technical_GWh_After Competition Groups_Energy Star Freezer
Residential | Res ¦ Demand Control Ventilation | 2021 | Technical | GWh | After Competition Groups | 21.7711 | 0 | 0 | 10931.9267 | 0.0019915 | 56 | Residential_2021_Technical_GWh_After Competition Groups_56 | Demand Control Ventilation | 0.1992% | 0 | 21.7711 | Residential_2021_Technical_GWh_After Competition Groups_Demand Control Ventilation
Residential | Res ¦ Home Energy Reports | 2021 | Technical | GWh | After Competition Groups | 20.0827 | 0 | 0 | 10931.9267 | 0.0018371 | 57 | Residential_2021_Technical_GWh_After Competition Groups_57 | Home Energy Reports | 0.1837% | 0 | 20.0827 | Residential_2021_Technical_GWh_After Competition Groups_Home Energy Reports
Residential | Res ¦ Variable Frequency Drive (VFD) | 2021 | Technical | GWh | After Competition Groups | 17.243 | 0 | 0 | 10931.9267 | 0.0015773 | 58 | Residential_2021_Technical_GWh_After Competition Groups_58 | Variable Frequency Drive (VFD) | 0.1577% | 0 | 17.243 | Residential_2021_Technical_GWh_After Competition Groups_Variable Frequency Drive (VFD)
Residential | Res ¦ Heat Pump Water Heater | 2021 | Technical | GWh | After Competition Groups | 16.8141 | 0 | 0 | 10931.9267 | 0.0015381 | 59 | Residential_2021_Technical_GWh_After Competition Groups_59 | Heat Pump Water Heater | 0.1538% | 0 | 16.8141 | Residential_2021_Technical_GWh_After Competition Groups_Heat Pump Water Heater
Residential | Res ¦ CO Sensors for parking garage exhaust fans | 2021 | Technical | GWh | After Competition Groups | 16.1562 | 0 | 0 | 10931.9267 | 0.0014779 | 60 | Residential_2021_Technical_GWh_After Competition Groups_60 | CO Sensors for parking garage exhaust fans | 0.1478% | 0 | 16.1562 | Residential_2021_Technical_GWh_After Competition Groups_CO Sensors for parking garage exhaust fans
Residential | Res ¦ Central Lighting Control System | 2021 | Technical | GWh | After Competition Groups | 15.329 | 0 | 0 | 10931.9267 | 0.0014022 | 61 | Residential_2021_Technical_GWh_After Competition Groups_61 | Central Lighting Control System | 0.1402% | 0 | 15.329 | Residential_2021_Technical_GWh_After Competition Groups_Central Lighting Control System
Residential | Res ¦ ENERGY STAR LED LAMPS (REFLECTOR LAMPs/MR16/PAR 16) | 2021 | Technical | GWh | After Competition Groups | 15.1589 | 0 | 0 | 10931.9267 | 0.0013867 | 62 | Residential_2021_Technical_GWh_After Competition Groups_62 | ENERGY STAR LED LAMPS (REFLECTOR LAMPs/MR16/PAR 16) | 0.1387% | 0 | 15.1589 | Residential_2021_Technical_GWh_After Competition Groups_ENERGY STAR LED LAMPS (REFLECTOR LAMPs/MR16/PAR 16)
Residential | Res ¦ Water Heater Temperature Setback | 2021 | Technical | GWh | After Competition Groups | 12.885 | 0 | 0 | 10931.9267 | 0.0011787 | 63 | Residential_2021_Technical_GWh_After Competition Groups_63 | Water Heater Temperature Setback | 0.1179% | 0 | 12.885 | Residential_2021_Technical_GWh_After Competition Groups_Water Heater Temperature Setback
Residential | Res ¦ LED Tube Re-Lamp | 2021 | Technical | GWh | After Competition Groups | 12.4206 | 0 | 0 | 10931.9267 | 0.0011362 | 64 | Residential_2021_Technical_GWh_After Competition Groups_64 | LED Tube Re-Lamp | 0.1136% | 0 | 12.4206 | Residential_2021_Technical_GWh_After Competition Groups_LED Tube Re-Lamp
Residential | Res ¦ DHW Recirculation Systems | 2021 | Technical | GWh | After Competition Groups | 11.6333 | 0 | 0 | 10931.9267 | 0.0010642 | 65 | Residential_2021_Technical_GWh_After Competition Groups_65 | DHW Recirculation Systems | 0.1064% | 0 | 11.6333 | Residential_2021_Technical_GWh_After Competition Groups_DHW Recirculation Systems
Residential | Res ¦ Air Source Heat Pump Maintenance | 2021 | Technical | GWh | After Competition Groups | 10.5208 | 0 | 0 | 10931.9267 | 0.00096239 | 66 | Residential_2021_Technical_GWh_After Competition Groups_66 | Air Source Heat Pump Maintenance | 0.09624% | 0 | 10.5208 | Residential_2021_Technical_GWh_After Competition Groups_Air Source Heat Pump Maintenance
Residential | Res ¦ Heat Recovery Ventilator | 2021 | Technical | GWh | After Competition Groups | 10.4221 | 0 | 0 | 10931.9267 | 0.00095337 | 67 | Residential_2021_Technical_GWh_After Competition Groups_67 | Heat Recovery Ventilator | 0.09534% | 0 | 10.4221 | Residential_2021_Technical_GWh_After Competition Groups_Heat Recovery Ventilator
Residential | Res ¦ Energy Star Dishwasher | 2021 | Technical | GWh | After Competition Groups | 7.157 | 0 | 0 | 10931.9267 | 0.00065469 | 68 | Residential_2021_Technical_GWh_After Competition Groups_68 | Energy Star Dishwasher | 0.06547% | 0 | 7.157 | Residential_2021_Technical_GWh_After Competition Groups_Energy Star Dishwasher
Residential | Res ¦ VFD on Pumps | 2021 | Technical | GWh | After Competition Groups | 5.3024 | 0 | 0 | 10931.9267 | 0.00048504 | 69 | Residential_2021_Technical_GWh_After Competition Groups_69 | VFD on Pumps | 0.0485% | 0 | 5.3024 | Residential_2021_Technical_GWh_After Competition Groups_VFD on Pumps
Residential | Res ¦ Condensing Make Up Air Unit | 2021 | Technical | GWh | After Competition Groups | 4.4036 | 0 | 0 | 10931.9267 | 0.00040282 | 70 | Residential_2021_Technical_GWh_After Competition Groups_70 | Condensing Make Up Air Unit | 0.04028% | 0 | 4.4036 | Residential_2021_Technical_GWh_After Competition Groups_Condensing Make Up Air Unit
Residential | Res ¦ High Efficiency Chiller (avg of water and air cooled) | 2021 | Technical | GWh | After Competition Groups | 4.0687 | 0 | 0 | 10931.9267 | 0.00037218 | 71 | Residential_2021_Technical_GWh_After Competition Groups_71 | High Efficiency Chiller (avg of water and air cooled) | 0.03722% | 0 | 4.0687 | Residential_2021_Technical_GWh_After Competition Groups_High Efficiency Chiller (avg of water and air cooled)
Residential | Res ¦ ENERGY STAR LED Lamps (General Service Lamps) | 2021 | Technical | GWh | After Competition Groups | 3.362 | 0 | 0 | 10931.9267 | 0.00030754 | 72 | Residential_2021_Technical_GWh_After Competition Groups_72 | ENERGY STAR LED Lamps (General Service Lamps) | 0.03075% | 0 | 3.362 | Residential_2021_Technical_GWh_After Competition Groups_ENERGY STAR LED Lamps (General Service Lamps)
Residential | Res ¦ ECM MOTORS FOR HVAC APPLICATION (FAN-POWERED VAV BOX) | 2021 | Technical | GWh | After Competition Groups | 2.6104 | 0 | 0 | 10931.9267 | 0.00023879 | 73 | Residential_2021_Technical_GWh_After Competition Groups_73 | ECM MOTORS FOR HVAC APPLICATION (FAN-POWERED VAV BOX) | 0.02388% | 0 | 2.6104 | Residential_2021_Technical_GWh_After Competition Groups_ECM MOTORS FOR HVAC APPLICATION (FAN-POWERED VAV BOX)
Residential | Res ¦ HVAC Optimization | 2021 | Technical | GWh | After Competition Groups | 1.7068 | 0 | 0 | 10931.9267 | 0.00015613 | 74 | Residential_2021_Technical_GWh_After Competition Groups_74 | HVAC Optimization | 0.01561% | 0 | 1.7068 | Residential_2021_Technical_GWh_After Competition Groups_HVAC Optimization
Residential | Res ¦ Beverage Vending Machine Controls | 2021 | Technical | GWh | After Competition Groups | 1.5468 | 0 | 0 | 10931.9267 | 0.00014149 | 75 | Residential_2021_Technical_GWh_After Competition Groups_75 | Beverage Vending Machine Controls | 0.01415% | 0 | 1.5468 | Residential_2021_Technical_GWh_After Competition Groups_Beverage Vending Machine Controls
Residential | Res ¦ Tankless Water Heater | 2021 | Technical | GWh | After Competition Groups | 0.91453 | 0 | 0 | 10931.9267 | 8.3657e-05 | 76 | Residential_2021_Technical_GWh_After Competition Groups_76 | Tankless Water Heater | 0.008366% | 0 | 0.91453 | Residential_2021_Technical_GWh_After Competition Groups_Tankless Water Heater
Residential | Res ¦ Wall Insulation MF | 2021 | Technical | GWh | After Competition Groups | 0.65466 | 0 | 0 | 10931.9267 | 5.9885e-05 | 77 | Residential_2021_Technical_GWh_After Competition Groups_77 | Wall Insulation MF | 0.005989% | 0 | 0.65466 | Residential_2021_Technical_GWh_After Competition Groups_Wall Insulation MF
Residential | Res ¦ LED Recessed Downlights | 2021 | Technical | GWh | After Competition Groups | 0.3224 | 0 | 0 | 10931.9267 | 2.9491e-05 | 78 | Residential_2021_Technical_GWh_After Competition Groups_78 | LED Recessed Downlights | 0.002949% | 0 | 0.3224 | Residential_2021_Technical_GWh_After Competition Groups_LED Recessed Downlights
Residential | Res ¦ LED High Bay Fixture | 2021 | Technical | GWh | After Competition Groups | 0.2755 | 0 | 0 | 10931.9267 | 2.5202e-05 | 79 | Residential_2021_Technical_GWh_After Competition Groups_79 | LED High Bay Fixture | 0.00252% | 0 | 0.2755 | Residential_2021_Technical_GWh_After Competition Groups_LED High Bay Fixture
Residential | Res ¦ Chilled Water Optimization | 2021 | Technical | GWh | After Competition Groups | 0.10642 | 0 | 0 | 10931.9267 | 9.7351e-06 | 80 | Residential_2021_Technical_GWh_After Competition Groups_80 | Chilled Water Optimization | 0.0009735% | 0 | 0.10642 | Residential_2021_Technical_GWh_After Competition Groups_Chilled Water Optimization
Residential | Res ¦ Solar Water Preheat (Pools/DHW) | 2021 | Technical | GWh | After Competition Groups | 0.023588 | 0 | 0 | 10931.9267 | 2.1577e-06 | 81 | Residential_2021_Technical_GWh_After Competition Groups_81 | Solar Water Preheat (Pools/DHW) | 0.0002158% | 0 | 0.023588 | Residential_2021_Technical_GWh_After Competition Groups_Solar Water Preheat (Pools/DHW)
Residential | Res ¦ Photocell Controls (Outdoor) | 2021 | Technical | GWh | After Competition Groups | 0.00034113 | 0 | 0 | 10931.9267 | 3.1205e-08 | 82 | Residential_2021_Technical_GWh_After Competition Groups_82 | Photocell Controls (Outdoor) | 3.12e-06% | 0 | 0.00034113 | Residential_2021_Technical_GWh_After Competition Groups_Photocell Controls (Outdoor)
Residential | Res ¦ Energy Star LED Bulbs General Purpose LEDs | 2022 | Economic | GWh | After Competition Groups | 1176.1014 | 0 | 0 | 6254.3945 | 0.18804 | 1 | Residential_2022_Economic_GWh_After Competition Groups_1 | Energy Star LED Bulbs General Purpose LEDs | 18.8% | 0 | 1176.1014 | Residential_2022_Economic_GWh_After Competition Groups_Energy Star LED Bulbs General Purpose LEDs
Residential | Res ¦ Adaptive Thermostat | 2022 | Economic | GWh | After Competition Groups | 643.0443 | 0 | 0 | 6254.3945 | 0.10281 | 2 | Residential_2022_Economic_GWh_After Competition Groups_2 | Adaptive Thermostat | 10.28% | 0 | 643.0443 | Residential_2022_Economic_GWh_After Competition Groups_Adaptive Thermostat
Residential | Res ¦ Air Sealing | 2022 | Economic | GWh | After Competition Groups | 557.7485 | 0 | 0 | 6254.3945 | 0.089177 | 3 | Residential_2022_Economic_GWh_After Competition Groups_3 | Air Sealing | 8.918% | 0 | 557.7485 | Residential_2022_Economic_GWh_After Competition Groups_Air Sealing
Residential | Res ¦ Variable Speed Pool Pump Motor | 2022 | Economic | GWh | After Competition Groups | 409.5956 | 0 | 0 | 6254.3945 | 0.065489 | 4 | Residential_2022_Economic_GWh_After Competition Groups_4 | Variable Speed Pool Pump Motor | 6.549% | 0 | 409.5956 | Residential_2022_Economic_GWh_After Competition Groups_Variable Speed Pool Pump Motor
Residential | Res ¦ Energy Star A Line, PAR, MR Lamps | 2022 | Economic | GWh | After Competition Groups | 340.1456 | 0 | 0 | 6254.3945 | 0.054385 | 5 | Residential_2022_Economic_GWh_After Competition Groups_5 | Energy Star A Line, PAR, MR Lamps | 5.439% | 0 | 340.1456 | Residential_2022_Economic_GWh_After Competition Groups_Energy Star A Line, PAR, MR Lamps
Residential | Res ¦ Car Block Heater Timer | 2022 | Economic | GWh | After Competition Groups | 328.8029 | 0 | 0 | 6254.3945 | 0.052571 | 6 | Residential_2022_Economic_GWh_After Competition Groups_6 | Car Block Heater Timer | 5.257% | 0 | 328.8029 | Residential_2022_Economic_GWh_After Competition Groups_Car Block Heater Timer
Residential | Res ¦ Building Recommissioning, Operations and Maintenance (O&M) Improvements | 2022 | Economic | GWh | After Competition Groups | 317.4292 | 0 | 0 | 6254.3945 | 0.050753 | 7 | Residential_2022_Economic_GWh_After Competition Groups_7 | Building Recommissioning, Operations and Maintenance (O&M) Improvements | 5.075% | 0 | 317.4292 | Residential_2022_Economic_GWh_After Competition Groups_Building Recommissioning, Operations and Maintenance (O&M) Improvements
Residential | Res ¦ Basement Wall Insulation | 2022 | Economic | GWh | After Competition Groups | 292.783 | 0 | 0 | 6254.3945 | 0.046812 | 8 | Residential_2022_Economic_GWh_After Competition Groups_8 | Basement Wall Insulation | 4.681% | 0 | 292.783 | Residential_2022_Economic_GWh_After Competition Groups_Basement Wall Insulation
Residential | Res ¦ Energy Star Clothes Washer | 2022 | Economic | GWh | After Competition Groups | 257.7954 | 0 | 0 | 6254.3945 | 0.041218 | 9 | Residential_2022_Economic_GWh_After Competition Groups_9 | Energy Star Clothes Washer | 4.122% | 0 | 257.7954 | Residential_2022_Economic_GWh_After Competition Groups_Energy Star Clothes Washer
Residential | Res ¦ Attic Insulation | 2022 | Economic | GWh | After Competition Groups | 225.8633 | 0 | 0 | 6254.3945 | 0.036113 | 10 | Residential_2022_Economic_GWh_After Competition Groups_10 | Attic Insulation | 3.611% | 0 | 225.8633 | Residential_2022_Economic_GWh_After Competition Groups_Attic Insulation
Residential | Res ¦ Ductless Mini-Split Heat Pump | 2022 | Economic | GWh | After Competition Groups | 219.7393 | 0 | 0 | 6254.3945 | 0.035134 | 11 | Residential_2022_Economic_GWh_After Competition Groups_11 | Ductless Mini-Split Heat Pump | 3.513% | 0 | 219.7393 | Residential_2022_Economic_GWh_After Competition Groups_Ductless Mini-Split Heat Pump
Residential | Res ¦ Comprehensive Draft Proofing | 2022 | Economic | GWh | After Competition Groups | 161.4484 | 0 | 0 | 6254.3945 | 0.025814 | 12 | Residential_2022_Economic_GWh_After Competition Groups_12 | Comprehensive Draft Proofing | 2.581% | 0 | 161.4484 | Residential_2022_Economic_GWh_After Competition Groups_Comprehensive Draft Proofing
Residential | Res ¦ Energy Star Torchiere | 2022 | Economic | GWh | After Competition Groups | 140.7691 | 0 | 0 | 6254.3945 | 0.022507 | 13 | Residential_2022_Economic_GWh_After Competition Groups_13 | Energy Star Torchiere | 2.251% | 0 | 140.7691 | Residential_2022_Economic_GWh_After Competition Groups_Energy Star Torchiere
Residential | Res ¦ Energy Star Air Source Heat Pump | 2022 | Economic | GWh | After Competition Groups | 125.5531 | 0 | 0 | 6254.3945 | 0.020074 | 14 | Residential_2022_Economic_GWh_After Competition Groups_14 | Energy Star Air Source Heat Pump | 2.007% | 0 | 125.5531 | Residential_2022_Economic_GWh_After Competition Groups_Energy Star Air Source Heat Pump
Residential | Res ¦ Occupancy Sensors MF | 2022 | Economic | GWh | After Competition Groups | 103.515 | 0 | 0 | 6254.3945 | 0.016551 | 15 | Residential_2022_Economic_GWh_After Competition Groups_15 | Occupancy Sensors MF | 1.655% | 0 | 103.515 | Residential_2022_Economic_GWh_After Competition Groups_Occupancy Sensors MF
Residential | Res ¦ Refrigerator Recycling | 2022 | Economic | GWh | After Competition Groups | 83.209 | 0 | 0 | 6254.3945 | 0.013304 | 16 | Residential_2022_Economic_GWh_After Competition Groups_16 | Refrigerator Recycling | 1.33% | 0 | 83.209 | Residential_2022_Economic_GWh_After Competition Groups_Refrigerator Recycling
Residential | Res ¦ Clothes Drying Racks | 2022 | Economic | GWh | After Competition Groups | 75.9818 | 0 | 0 | 6254.3945 | 0.012149 | 17 | Residential_2022_Economic_GWh_After Competition Groups_17 | Clothes Drying Racks | 1.215% | 0 | 75.9818 | Residential_2022_Economic_GWh_After Competition Groups_Clothes Drying Racks
Residential | Res ¦ LED Parking Lot Fixture | 2022 | Economic | GWh | After Competition Groups | 74.8214 | 0 | 0 | 6254.3945 | 0.011963 | 18 | Residential_2022_Economic_GWh_After Competition Groups_18 | LED Parking Lot Fixture | 1.196% | 0 | 74.8214 | Residential_2022_Economic_GWh_After Competition Groups_LED Parking Lot Fixture
Residential | Res ¦ Freezer Recycling | 2022 | Economic | GWh | After Competition Groups | 73.0107 | 0 | 0 | 6254.3945 | 0.011673 | 19 | Residential_2022_Economic_GWh_After Competition Groups_19 | Freezer Recycling | 1.167% | 0 | 73.0107 | Residential_2022_Economic_GWh_After Competition Groups_Freezer Recycling
Residential | Res ¦ Energy Star Light Fixture | 2022 | Economic | GWh | After Competition Groups | 60.5212 | 0 | 0 | 6254.3945 | 0.0096766 | 20 | Residential_2022_Economic_GWh_After Competition Groups_20 | Energy Star Light Fixture | 0.9677% | 0 | 60.5212 | Residential_2022_Economic_GWh_After Competition Groups_Energy Star Light Fixture
Residential | Res ¦ Floor Insulation | 2022 | Economic | GWh | After Competition Groups | 59.1954 | 0 | 0 | 6254.3945 | 0.0094646 | 21 | Residential_2022_Economic_GWh_After Competition Groups_21 | Floor Insulation | 0.9465% | 0 | 59.1954 | Residential_2022_Economic_GWh_After Competition Groups_Floor Insulation
Residential | Res ¦ Duct Insulation | 2022 | Economic | GWh | After Competition Groups | 54.4195 | 0 | 0 | 6254.3945 | 0.008701 | 22 | Residential_2022_Economic_GWh_After Competition Groups_22 | Duct Insulation | 0.8701% | 0 | 54.4195 | Residential_2022_Economic_GWh_After Competition Groups_Duct Insulation
Residential | Res ¦ Energy Star Room Air Conditioner | 2022 | Economic | GWh | After Competition Groups | 47.0062 | 0 | 0 | 6254.3945 | 0.0075157 | 23 | Residential_2022_Economic_GWh_After Competition Groups_23 | Energy Star Room Air Conditioner | 0.7516% | 0 | 47.0062 | Residential_2022_Economic_GWh_After Competition Groups_Energy Star Room Air Conditioner
Residential | Res ¦ Advanced BAS/Controllers | 2022 | Economic | GWh | After Competition Groups | 46.4595 | 0 | 0 | 6254.3945 | 0.0074283 | 24 | Residential_2022_Economic_GWh_After Competition Groups_24 | Advanced BAS/Controllers | 0.7428% | 0 | 46.4595 | Residential_2022_Economic_GWh_After Competition Groups_Advanced BAS/Controllers
Residential | Res ¦ Energy Star Clothes Dryer | 2022 | Economic | GWh | After Competition Groups | 45.3793 | 0 | 0 | 6254.3945 | 0.0072556 | 25 | Residential_2022_Economic_GWh_After Competition Groups_25 | Energy Star Clothes Dryer | 0.7256% | 0 | 45.3793 | Residential_2022_Economic_GWh_After Competition Groups_Energy Star Clothes Dryer
Residential | Res ¦ Minimize Hot and Warm Clothes Wash | 2022 | Economic | GWh | After Competition Groups | 40.6104 | 0 | 0 | 6254.3945 | 0.0064931 | 26 | Residential_2022_Economic_GWh_After Competition Groups_26 | Minimize Hot and Warm Clothes Wash | 0.6493% | 0 | 40.6104 | Residential_2022_Economic_GWh_After Competition Groups_Minimize Hot and Warm Clothes Wash
Residential | Res ¦ Furnace Whistle | 2022 | Economic | GWh | After Competition Groups | 40.0061 | 0 | 0 | 6254.3945 | 0.0063965 | 27 | Residential_2022_Economic_GWh_After Competition Groups_27 | Furnace Whistle | 0.6396% | 0 | 40.0061 | Residential_2022_Economic_GWh_After Competition Groups_Furnace Whistle
Residential | Res ¦ LED Exterior Area Lights - LED Fixture (200W) | 2022 | Economic | GWh | After Competition Groups | 34.0116 | 0 | 0 | 6254.3945 | 0.005438 | 28 | Residential_2022_Economic_GWh_After Competition Groups_28 | LED Exterior Area Lights - LED Fixture (200W) | 0.5438% | 0 | 34.0116 | Residential_2022_Economic_GWh_After Competition Groups_LED Exterior Area Lights - LED Fixture (200W)
Residential | Res ¦ Energy Star Dehumidifier | 2022 | Economic | GWh | After Competition Groups | 29.7465 | 0 | 0 | 6254.3945 | 0.0047561 | 29 | Residential_2022_Economic_GWh_After Competition Groups_29 | Energy Star Dehumidifier | 0.4756% | 0 | 29.7465 | Residential_2022_Economic_GWh_After Competition Groups_Energy Star Dehumidifier
Residential | Res ¦ Outside Air Economizer | 2022 | Economic | GWh | After Competition Groups | 26.032 | 0 | 0 | 6254.3945 | 0.0041622 | 30 | Residential_2022_Economic_GWh_After Competition Groups_30 | Outside Air Economizer | 0.4162% | 0 | 26.032 | Residential_2022_Economic_GWh_After Competition Groups_Outside Air Economizer
Residential | Res ¦ Duct Insulation MF | 2022 | Economic | GWh | After Competition Groups | 22.8295 | 0 | 0 | 6254.3945 | 0.0036502 | 31 | Residential_2022_Economic_GWh_After Competition Groups_31 | Duct Insulation MF | 0.365% | 0 | 22.8295 | Residential_2022_Economic_GWh_After Competition Groups_Duct Insulation MF
Residential | Res ¦ Demand Control Ventilation | 2022 | Economic | GWh | After Competition Groups | 21.4272 | 0 | 0 | 6254.3945 | 0.0034259 | 32 | Residential_2022_Economic_GWh_After Competition Groups_32 | Demand Control Ventilation | 0.3426% | 0 | 21.4272 | Residential_2022_Economic_GWh_After Competition Groups_Demand Control Ventilation
Residential | Res ¦ Variable Frequency Drive (VFD) | 2022 | Economic | GWh | After Competition Groups | 16.9706 | 0 | 0 | 6254.3945 | 0.0027134 | 33 | Residential_2022_Economic_GWh_After Competition Groups_33 | Variable Frequency Drive (VFD) | 0.2713% | 0 | 16.9706 | Residential_2022_Economic_GWh_After Competition Groups_Variable Frequency Drive (VFD)
Residential | Res ¦ CO Sensors for parking garage exhaust fans | 2022 | Economic | GWh | After Competition Groups | 16.4242 | 0 | 0 | 6254.3945 | 0.002626 | 34 | Residential_2022_Economic_GWh_After Competition Groups_34 | CO Sensors for parking garage exhaust fans | 0.2626% | 0 | 16.4242 | Residential_2022_Economic_GWh_After Competition Groups_CO Sensors for parking garage exhaust fans
Residential | Res ¦ LED Tube Re-Lamp | 2022 | Economic | GWh | After Competition Groups | 15.5386 | 0 | 0 | 6254.3945 | 0.0024844 | 35 | Residential_2022_Economic_GWh_After Competition Groups_35 | LED Tube Re-Lamp | 0.2484% | 0 | 15.5386 | Residential_2022_Economic_GWh_After Competition Groups_LED Tube Re-Lamp
Residential | Res ¦ ENERGY STAR LED LAMPS (REFLECTOR LAMPs/MR16/PAR 16) | 2022 | Economic | GWh | After Competition Groups | 15.4904 | 0 | 0 | 6254.3945 | 0.0024767 | 36 | Residential_2022_Economic_GWh_After Competition Groups_36 | ENERGY STAR LED LAMPS (REFLECTOR LAMPs/MR16/PAR 16) | 0.2477% | 0 | 15.4904 | Residential_2022_Economic_GWh_After Competition Groups_ENERGY STAR LED LAMPS (REFLECTOR LAMPs/MR16/PAR 16)
Residential | Res ¦ Heat Recovery Ventilator | 2022 | Economic | GWh | After Competition Groups | 13.2579 | 0 | 0 | 6254.3945 | 0.0021198 | 37 | Residential_2022_Economic_GWh_After Competition Groups_37 | Heat Recovery Ventilator | 0.212% | 0 | 13.2579 | Residential_2022_Economic_GWh_After Competition Groups_Heat Recovery Ventilator
Residential | Res ¦ Water Heater Temperature Setback | 2022 | Economic | GWh | After Competition Groups | 12.6814 | 0 | 0 | 6254.3945 | 0.0020276 | 38 | Residential_2022_Economic_GWh_After Competition Groups_38 | Water Heater Temperature Setback | 0.2028% | 0 | 12.6814 | Residential_2022_Economic_GWh_After Competition Groups_Water Heater Temperature Setback
Residential | Res ¦ Condensing Make Up Air Unit | 2022 | Economic | GWh | After Competition Groups | 5.7507 | 0 | 0 | 6254.3945 | 0.00091946 | 39 | Residential_2022_Economic_GWh_After Competition Groups_39 | Condensing Make Up Air Unit | 0.09195% | 0 | 5.7507 | Residential_2022_Economic_GWh_After Competition Groups_Condensing Make Up Air Unit
Residential | Res ¦ High Efficiency Chiller (avg of water and air cooled) | 2022 | Economic | GWh | After Competition Groups | 5.3176 | 0 | 0 | 6254.3945 | 0.00085022 | 40 | Residential_2022_Economic_GWh_After Competition Groups_40 | High Efficiency Chiller (avg of water and air cooled) | 0.08502% | 0 | 5.3176 | Residential_2022_Economic_GWh_After Competition Groups_High Efficiency Chiller (avg of water and air cooled)
Residential | Res ¦ VFD on Pumps | 2022 | Economic | GWh | After Competition Groups | 5.2186 | 0 | 0 | 6254.3945 | 0.0008344 | 41 | Residential_2022_Economic_GWh_After Competition Groups_41 | VFD on Pumps | 0.08344% | 0 | 5.2186 | Residential_2022_Economic_GWh_After Competition Groups_VFD on Pumps
Residential | Res ¦ ENERGY STAR LED Lamps (General Service Lamps) | 2022 | Economic | GWh | After Competition Groups | 3.4452 | 0 | 0 | 6254.3945 | 0.00055084 | 42 | Residential_2022_Economic_GWh_After Competition Groups_42 | ENERGY STAR LED Lamps (General Service Lamps) | 0.05508% | 0 | 3.4452 | Residential_2022_Economic_GWh_After Competition Groups_ENERGY STAR LED Lamps (General Service Lamps)
Residential | Res ¦ Home Energy Reports | 2022 | Economic | GWh | After Competition Groups | 2.8166 | 0 | 0 | 6254.3945 | 0.00045035 | 43 | Residential_2022_Economic_GWh_After Competition Groups_43 | Home Energy Reports | 0.04503% | 0 | 2.8166 | Residential_2022_Economic_GWh_After Competition Groups_Home Energy Reports
Residential | Res ¦ ECM MOTORS FOR HVAC APPLICATION (FAN-POWERED VAV BOX) | 2022 | Economic | GWh | After Competition Groups | 2.6533 | 0 | 0 | 6254.3945 | 0.00042423 | 44 | Residential_2022_Economic_GWh_After Competition Groups_44 | ECM MOTORS FOR HVAC APPLICATION (FAN-POWERED VAV BOX) | 0.04242% | 0 | 2.6533 | Residential_2022_Economic_GWh_After Competition Groups_ECM MOTORS FOR HVAC APPLICATION (FAN-POWERED VAV BOX)
Residential | Res ¦ Beverage Vending Machine Controls | 2022 | Economic | GWh | After Competition Groups | 1.6657 | 0 | 0 | 6254.3945 | 0.00026633 | 45 | Residential_2022_Economic_GWh_After Competition Groups_45 | Beverage Vending Machine Controls | 0.02663% | 0 | 1.6657 | Residential_2022_Economic_GWh_After Competition Groups_Beverage Vending Machine Controls
Residential | Res ¦ Tankless Water Heater | 2022 | Economic | GWh | After Competition Groups | 0.85995 | 0 | 0 | 6254.3945 | 0.0001375 | 46 | Residential_2022_Economic_GWh_After Competition Groups_46 | Tankless Water Heater | 0.01375% | 0 | 0.85995 | Residential_2022_Economic_GWh_After Competition Groups_Tankless Water Heater
Residential | Res ¦ Wall Insulation | 2022 | Economic | GWh | After Competition Groups | 0.85091 | 0 | 0 | 6254.3945 | 0.00013605 | 47 | Residential_2022_Economic_GWh_After Competition Groups_47 | Wall Insulation | 0.0136% | 0 | 0.85091 | Residential_2022_Economic_GWh_After Competition Groups_Wall Insulation
Residential | Res ¦ LED High Bay Fixture | 2022 | Economic | GWh | After Competition Groups | 0.26124 | 0 | 0 | 6254.3945 | 4.1768e-05 | 48 | Residential_2022_Economic_GWh_After Competition Groups_48 | LED High Bay Fixture | 0.004177% | 0 | 0.26124 | Residential_2022_Economic_GWh_After Competition Groups_LED High Bay Fixture
Residential | Res ¦ Chilled Water Optimization | 2022 | Economic | GWh | After Competition Groups | 0.13857 | 0 | 0 | 6254.3945 | 2.2156e-05 | 49 | Residential_2022_Economic_GWh_After Competition Groups_49 | Chilled Water Optimization | 0.002216% | 0 | 0.13857 | Residential_2022_Economic_GWh_After Competition Groups_Chilled Water Optimization
Residential | Res ¦ Wall Insulation MF | 2022 | Economic | GWh | After Competition Groups | 0.05157 | 0 | 0 | 6254.3945 | 8.2454e-06 | 50 | Residential_2022_Economic_GWh_After Competition Groups_50 | Wall Insulation MF | 0.0008245% | 0 | 0.05157 | Residential_2022_Economic_GWh_After Competition Groups_Wall Insulation MF
Residential | Res ¦ Energy Star Freezer | 2022 | Economic | GWh | After Competition Groups | 0 | 0 | 0 | 6254.3945 | 0 | 51 | Residential_2022_Economic_GWh_After Competition Groups_51 | Energy Star Freezer | 0% | 0 | 0 | Residential_2022_Economic_GWh_After Competition Groups_Energy Star Freezer
Residential | Res ¦ Heavy Duty Outdoor/Holiday Plug-in Timers | 2022 | Economic | GWh | After Competition Groups | 0 | 0 | 0 | 6254.3945 | 0 | 52 | Residential_2022_Economic_GWh_After Competition Groups_52 | Heavy Duty Outdoor/Holiday Plug-in Timers | 0% | 0 | 0 | Residential_2022_Economic_GWh_After Competition Groups_Heavy Duty Outdoor/Holiday Plug-in Timers
Residential | Res ¦ LED Downlight | 2022 | Economic | GWh | After Competition Groups | 0 | 0 | 0 | 6254.3945 | 0 | 53 | Residential_2022_Economic_GWh_After Competition Groups_53 | LED Downlight | 0% | 0 | 0 | Residential_2022_Economic_GWh_After Competition Groups_LED Downlight
Residential | Res ¦ Smart Burners | 2022 | Economic | GWh | After Competition Groups | 0 | 0 | 0 | 6254.3945 | 0 | 54 | Residential_2022_Economic_GWh_After Competition Groups_54 | Smart Burners | 0% | 0 | 0 | Residential_2022_Economic_GWh_After Competition Groups_Smart Burners
Residential | Res ¦ Smart Power Bar | 2022 | Economic | GWh | After Competition Groups | 0 | 0 | 0 | 6254.3945 | 0 | 55 | Residential_2022_Economic_GWh_After Competition Groups_55 | Smart Power Bar | 0% | 0 | 0 | Residential_2022_Economic_GWh_After Competition Groups_Smart Power Bar
Residential | Res ¦ Energy Star LED Specialty Bulbs | 2022 | SC A | GWh | After Competition Groups | 368.2366 | 1417889.3261 | 1.4179 | 963.1636 | 0.38232 | 1 | Residential_2022_SC A_GWh_After Competition Groups_1 | Energy Star LED Specialty Bulbs | 38.23% | 1.4179 | 368.2366 | Residential_2022_SC A_GWh_After Competition Groups_Energy Star LED Specialty Bulbs
Residential | Res ¦ Energy Star A Line, PAR, MR Lamps | 2022 | SC A | GWh | After Competition Groups | 97.4099 | 391485.6538 | 0.39149 | 963.1636 | 0.10114 | 2 | Residential_2022_SC A_GWh_After Competition Groups_2 | Energy Star A Line, PAR, MR Lamps | 10.11% | 0.39149 | 97.4099 | Residential_2022_SC A_GWh_After Competition Groups_Energy Star A Line, PAR, MR Lamps
Residential | Res ¦ Energy Star Clothes Washer | 2022 | SC A | GWh | After Competition Groups | 84.7606 | 4978824.2451 | 4.9788 | 963.1636 | 0.088002 | 3 | Residential_2022_SC A_GWh_After Competition Groups_3 | Energy Star Clothes Washer | 8.8% | 4.9788 | 84.7606 | Residential_2022_SC A_GWh_After Competition Groups_Energy Star Clothes Washer
Residential | Res ¦ Ductless Mini-Split Heat Pump | 2022 | SC A | GWh | After Competition Groups | 52.8662 | 2266616.7213 | 2.2666 | 963.1636 | 0.054888 | 4 | Residential_2022_SC A_GWh_After Competition Groups_4 | Ductless Mini-Split Heat Pump | 5.489% | 2.2666 | 52.8662 | Residential_2022_SC A_GWh_After Competition Groups_Ductless Mini-Split Heat Pump
Residential | Res ¦ Car Block Heater Timer | 2022 | SC A | GWh | After Competition Groups | 40.0304 | 238630.7212 | 0.23863 | 963.1636 | 0.041561 | 5 | Residential_2022_SC A_GWh_After Competition Groups_5 | Car Block Heater Timer | 4.156% | 0.23863 | 40.0304 | Residential_2022_SC A_GWh_After Competition Groups_Car Block Heater Timer
Residential | Res ¦ LED Parking Lot Fixture | 2022 | SC A | GWh | After Competition Groups | 36.9585 | 0 | 0 | 963.1636 | 0.038372 | 6 | Residential_2022_SC A_GWh_After Competition Groups_6 | LED Parking Lot Fixture | 3.837% | 0 | 36.9585 | Residential_2022_SC A_GWh_After Competition Groups_LED Parking Lot Fixture
Residential | Res ¦ Building Recommissioning, Operations and Maintenance (O&M) Improvements | 2022 | SC A | GWh | After Competition Groups | 33.5207 | 104812.4691 | 0.10481 | 963.1636 | 0.034803 | 7 | Residential_2022_SC A_GWh_After Competition Groups_7 | Building Recommissioning, Operations and Maintenance (O&M) Improvements | 3.48% | 0.10481 | 33.5207 | Residential_2022_SC A_GWh_After Competition Groups_Building Recommissioning, Operations and Maintenance (O&M) Improvements
Residential | Res ¦ Variable Speed Pool Pump Motor | 2022 | SC A | GWh | After Competition Groups | 30.8563 | 1763473.3851 | 1.7635 | 963.1636 | 0.032036 | 8 | Residential_2022_SC A_GWh_After Competition Groups_8 | Variable Speed Pool Pump Motor | 3.204% | 1.7635 | 30.8563 | Residential_2022_SC A_GWh_After Competition Groups_Variable Speed Pool Pump Motor
Residential | Res ¦ Adaptive Thermostat | 2022 | SC A | GWh | After Competition Groups | 23.9837 | 261747.7981 | 0.26175 | 963.1636 | 0.024901 | 9 | Residential_2022_SC A_GWh_After Competition Groups_9 | Adaptive Thermostat | 2.49% | 0.26175 | 23.9837 | Residential_2022_SC A_GWh_After Competition Groups_Adaptive Thermostat
Residential | Res ¦ Energy Star Torchiere | 2022 | SC A | GWh | After Competition Groups | 23.7637 | 596330.3654 | 0.59633 | 963.1636 | 0.024673 | 10 | Residential_2022_SC A_GWh_After Competition Groups_10 | Energy Star Torchiere | 2.467% | 0.59633 | 23.7637 | Residential_2022_SC A_GWh_After Competition Groups_Energy Star Torchiere
Residential | Res ¦ LED Exterior Area Lights - LED Fixture (200W) | 2022 | SC A | GWh | After Competition Groups | 16.7924 | 1191442.4853 | 1.1914 | 963.1636 | 0.017435 | 11 | Residential_2022_SC A_GWh_After Competition Groups_11 | LED Exterior Area Lights - LED Fixture (200W) | 1.743% | 1.1914 | 16.7924 | Residential_2022_SC A_GWh_After Competition Groups_LED Exterior Area Lights - LED Fixture (200W)
Residential | Res ¦ Comprehensive Draft Proofing | 2022 | SC A | GWh | After Competition Groups | 16.5258 | 0 | 0 | 963.1636 | 0.017158 | 12 | Residential_2022_SC A_GWh_After Competition Groups_12 | Comprehensive Draft Proofing | 1.716% | 0 | 16.5258 | Residential_2022_SC A_GWh_After Competition Groups_Comprehensive Draft Proofing
Residential | Res ¦ Air Sealing | 2022 | SC A | GWh | After Competition Groups | 15.7291 | 1008372.0355 | 1.0084 | 963.1636 | 0.016331 | 13 | Residential_2022_SC A_GWh_After Competition Groups_13 | Air Sealing | 1.633% | 1.0084 | 15.7291 | Residential_2022_SC A_GWh_After Competition Groups_Air Sealing
Residential | Res ¦ Basement Wall Insulation | 2022 | SC A | GWh | After Competition Groups | 13.9056 | 1151676.1386 | 1.1517 | 963.1636 | 0.014437 | 14 | Residential_2022_SC A_GWh_After Competition Groups_14 | Basement Wall Insulation | 1.444% | 1.1517 | 13.9056 | Residential_2022_SC A_GWh_After Competition Groups_Basement Wall Insulation
Residential | Res ¦ LED Tube Re-Lamp | 2022 | SC A | GWh | After Competition Groups | 12.4917 | 622817.7278 | 0.62282 | 963.1636 | 0.012969 | 15 | Residential_2022_SC A_GWh_After Competition Groups_15 | LED Tube Re-Lamp | 1.297% | 0.62282 | 12.4917 | Residential_2022_SC A_GWh_After Competition Groups_LED Tube Re-Lamp
Residential | Res ¦ Occupancy Sensors MF | 2022 | SC A | GWh | After Competition Groups | 11.4439 | 12892.6275 | 0.012893 | 963.1636 | 0.011882 | 16 | Residential_2022_SC A_GWh_After Competition Groups_16 | Occupancy Sensors MF | 1.188% | 0.012893 | 11.4439 | Residential_2022_SC A_GWh_After Competition Groups_Occupancy Sensors MF
Residential | Res ¦ Energy Star Light Fixture | 2022 | SC A | GWh | After Competition Groups | 11.0039 | 971547.9296 | 0.97155 | 963.1636 | 0.011425 | 17 | Residential_2022_SC A_GWh_After Competition Groups_17 | Energy Star Light Fixture | 1.142% | 0.97155 | 11.0039 | Residential_2022_SC A_GWh_After Competition Groups_Energy Star Light Fixture
Residential | Res ¦ ENERGY STAR LED LAMPS (REFLECTOR LAMPs/MR16/PAR 16) | 2022 | SC A | GWh | After Competition Groups | 9.2863 | 226629.6261 | 0.22663 | 963.1636 | 0.0096415 | 18 | Residential_2022_SC A_GWh_After Competition Groups_18 | ENERGY STAR LED LAMPS (REFLECTOR LAMPs/MR16/PAR 16) | 0.9641% | 0.22663 | 9.2863 | Residential_2022_SC A_GWh_After Competition Groups_ENERGY STAR LED LAMPS (REFLECTOR LAMPs/MR16/PAR 16)
Residential | Res ¦ Energy Star Air Source Heat Pump | 2022 | SC A | GWh | After Competition Groups | 8.2797 | 679082.7951 | 0.67908 | 963.1636 | 0.0085964 | 19 | Residential_2022_SC A_GWh_After Competition Groups_19 | Energy Star Air Source Heat Pump | 0.8596% | 0.67908 | 8.2797 | Residential_2022_SC A_GWh_After Competition Groups_Energy Star Air Source Heat Pump
Residential | Res ¦ Refrigerator Recycling | 2022 | SC A | GWh | After Competition Groups | 6.4538 | 469554.0684 | 0.46955 | 963.1636 | 0.0067006 | 20 | Residential_2022_SC A_GWh_After Competition Groups_20 | Refrigerator Recycling | 0.6701% | 0.46955 | 6.4538 | Residential_2022_SC A_GWh_After Competition Groups_Refrigerator Recycling
Residential | Res ¦ Minimize Hot and Warm Clothes Wash | 2022 | SC A | GWh | After Competition Groups | 6.2951 | 0 | 0 | 963.1636 | 0.0065358 | 21 | Residential_2022_SC A_GWh_After Competition Groups_21 | Minimize Hot and Warm Clothes Wash | 0.6536% | 0 | 6.2951 | Residential_2022_SC A_GWh_After Competition Groups_Minimize Hot and Warm Clothes Wash
Residential | Res ¦ Outside Air Economizer | 2022 | SC A | GWh | After Competition Groups | 5.4847 | 158868.5437 | 0.15887 | 963.1636 | 0.0056944 | 22 | Residential_2022_SC A_GWh_After Competition Groups_22 | Outside Air Economizer | 0.5694% | 0.15887 | 5.4847 | Residential_2022_SC A_GWh_After Competition Groups_Outside Air Economizer
Residential | Res ¦ Energy Star Clothes Dryer | 2022 | SC A | GWh | After Competition Groups | 5.0183 | 820234.8185 | 0.82023 | 963.1636 | 0.0052103 | 23 | Residential_2022_SC A_GWh_After Competition Groups_23 | Energy Star Clothes Dryer | 0.521% | 0.82023 | 5.0183 | Residential_2022_SC A_GWh_After Competition Groups_Energy Star Clothes Dryer
Residential | Res ¦ Attic Insulation | 2022 | SC A | GWh | After Competition Groups | 5.0156 | 458324.8673 | 0.45832 | 963.1636 | 0.0052075 | 24 | Residential_2022_SC A_GWh_After Competition Groups_24 | Attic Insulation | 0.5207% | 0.45832 | 5.0156 | Residential_2022_SC A_GWh_After Competition Groups_Attic Insulation
Residential | Res ¦ High Efficiency Chiller (avg of water and air cooled) | 2022 | SC A | GWh | After Competition Groups | 4.3072 | 172095.9465 | 0.1721 | 963.1636 | 0.004472 | 25 | Residential_2022_SC A_GWh_After Competition Groups_25 | High Efficiency Chiller (avg of water and air cooled) | 0.4472% | 0.1721 | 4.3072 | Residential_2022_SC A_GWh_After Competition Groups_High Efficiency Chiller (avg of water and air cooled)
Residential | Res ¦ Furnace Whistle | 2022 | SC A | GWh | After Competition Groups | 4.2247 | 20491.7538 | 0.020492 | 963.1636 | 0.0043862 | 26 | Residential_2022_SC A_GWh_After Competition Groups_26 | Furnace Whistle | 0.4386% | 0.020492 | 4.2247 | Residential_2022_SC A_GWh_After Competition Groups_Furnace Whistle
Residential | Res ¦ Energy Star Room Air Conditioner | 2022 | SC A | GWh | After Competition Groups | 4.0749 | 249590.4938 | 0.24959 | 963.1636 | 0.0042308 | 27 | Residential_2022_SC A_GWh_After Competition Groups_27 | Energy Star Room Air Conditioner | 0.4231% | 0.24959 | 4.0749 | Residential_2022_SC A_GWh_After Competition Groups_Energy Star Room Air Conditioner
Residential | Res ¦ Advanced BAS/Controllers | 2022 | SC A | GWh | After Competition Groups | 3.3329 | 251026.2703 | 0.25103 | 963.1636 | 0.0034604 | 28 | Residential_2022_SC A_GWh_After Competition Groups_28 | Advanced BAS/Controllers | 0.346% | 0.25103 | 3.3329 | Residential_2022_SC A_GWh_After Competition Groups_Advanced BAS/Controllers
Residential | Res ¦ ENERGY STAR LED Lamps (General Service Lamps) | 2022 | SC A | GWh | After Competition Groups | 2.3857 | 52588.8897 | 0.052589 | 963.1636 | 0.0024769 | 29 | Residential_2022_SC A_GWh_After Competition Groups_29 | ENERGY STAR LED Lamps (General Service Lamps) | 0.2477% | 0.052589 | 2.3857 | Residential_2022_SC A_GWh_After Competition Groups_ENERGY STAR LED Lamps (General Service Lamps)
Residential | Res ¦ Variable Frequency Drive (VFD) | 2022 | SC A | GWh | After Competition Groups | 1.7921 | 124412.0589 | 0.12441 | 963.1636 | 0.0018606 | 30 | Residential_2022_SC A_GWh_After Competition Groups_30 | Variable Frequency Drive (VFD) | 0.1861% | 0.12441 | 1.7921 | Residential_2022_SC A_GWh_After Competition Groups_Variable Frequency Drive (VFD)
Residential | Res ¦ CO Sensors for parking garage exhaust fans | 2022 | SC A | GWh | After Competition Groups | 1.3517 | 106007.8151 | 0.10601 | 963.1636 | 0.0014034 | 31 | Residential_2022_SC A_GWh_After Competition Groups_31 | CO Sensors for parking garage exhaust fans | 0.1403% | 0.10601 | 1.3517 | Residential_2022_SC A_GWh_After Competition Groups_CO Sensors for parking garage exhaust fans
Residential | Res ¦ Demand Control Ventilation | 2022 | SC A | GWh | After Competition Groups | 1.3369 | 0 | 0 | 963.1636 | 0.0013881 | 32 | Residential_2022_SC A_GWh_After Competition Groups_32 | Demand Control Ventilation | 0.1388% | 0 | 1.3369 | Residential_2022_SC A_GWh_After Competition Groups_Demand Control Ventilation
Residential | Res ¦ Water Heater Temperature Setback | 2022 | SC A | GWh | After Competition Groups | 1.3297 | 19717.6104 | 0.019718 | 963.1636 | 0.0013805 | 33 | Residential_2022_SC A_GWh_After Competition Groups_33 | Water Heater Temperature Setback | 0.1381% | 0.019718 | 1.3297 | Residential_2022_SC A_GWh_After Competition Groups_Water Heater Temperature Setback
Residential | Res ¦ Clothes Drying Racks | 2022 | SC A | GWh | After Competition Groups | 0.54861 | 0 | 0 | 963.1636 | 0.00056959 | 34 | Residential_2022_SC A_GWh_After Competition Groups_34 | Clothes Drying Racks | 0.05696% | 0 | 0.54861 | Residential_2022_SC A_GWh_After Competition Groups_Clothes Drying Racks
Residential | Res ¦ VFD on Pumps | 2022 | SC A | GWh | After Competition Groups | 0.51229 | 39888.721 | 0.039889 | 963.1636 | 0.00053188 | 35 | Residential_2022_SC A_GWh_After Competition Groups_35 | VFD on Pumps | 0.05319% | 0.039889 | 0.51229 | Residential_2022_SC A_GWh_After Competition Groups_VFD on Pumps
Residential | Res ¦ Floor Insulation | 2022 | SC A | GWh | After Competition Groups | 0.35141 | 30159.7658 | 0.03016 | 963.1636 | 0.00036485 | 36 | Residential_2022_SC A_GWh_After Competition Groups_36 | Floor Insulation | 0.03649% | 0.03016 | 0.35141 | Residential_2022_SC A_GWh_After Competition Groups_Floor Insulation
Residential | Res ¦ Condensing Make Up Air Unit | 2022 | SC A | GWh | After Competition Groups | 0.34379 | 36176.8439 | 0.036177 | 963.1636 | 0.00035694 | 37 | Residential_2022_SC A_GWh_After Competition Groups_37 | Condensing Make Up Air Unit | 0.03569% | 0.036177 | 0.34379 | Residential_2022_SC A_GWh_After Competition Groups_Condensing Make Up Air Unit
Residential | Res ¦ ECM MOTORS FOR HVAC APPLICATION (FAN-POWERED VAV BOX) | 2022 | SC A | GWh | After Competition Groups | 0.27225 | 21362.0273 | 0.021362 | 963.1636 | 0.00028267 | 38 | Residential_2022_SC A_GWh_After Competition Groups_38 | ECM MOTORS FOR HVAC APPLICATION (FAN-POWERED VAV BOX) | 0.02827% | 0.021362 | 0.27225 | Residential_2022_SC A_GWh_After Competition Groups_ECM MOTORS FOR HVAC APPLICATION (FAN-POWERED VAV BOX)
Residential | Res ¦ Duct Insulation | 2022 | SC A | GWh | After Competition Groups | 0.22471 | 632.3296 | 0.00063233 | 963.1636 | 0.00023331 | 39 | Residential_2022_SC A_GWh_After Competition Groups_39 | Duct Insulation | 0.02333% | 0.00063233 | 0.22471 | Residential_2022_SC A_GWh_After Competition Groups_Duct Insulation
Residential | Res ¦ Energy Star Dehumidifier | 2022 | SC A | GWh | After Competition Groups | 0.17141 | 60613.8058 | 0.060614 | 963.1636 | 0.00017797 | 40 | Residential_2022_SC A_GWh_After Competition Groups_40 | Energy Star Dehumidifier | 0.0178% | 0.060614 | 0.17141 | Residential_2022_SC A_GWh_After Competition Groups_Energy Star Dehumidifier
Residential | Res ¦ Heat Recovery Ventilator | 2022 | SC A | GWh | After Competition Groups | 0.12485 | 0 | 0 | 963.1636 | 0.00012962 | 41 | Residential_2022_SC A_GWh_After Competition Groups_41 | Heat Recovery Ventilator | 0.01296% | 0 | 0.12485 | Residential_2022_SC A_GWh_After Competition Groups_Heat Recovery Ventilator
Residential | Res ¦ Beverage Vending Machine Controls | 2022 | SC A | GWh | After Competition Groups | 0.12444 | 4832.4366 | 0.0048324 | 963.1636 | 0.0001292 | 42 | Residential_2022_SC A_GWh_After Competition Groups_42 | Beverage Vending Machine Controls | 0.01292% | 0.0048324 | 0.12444 | Residential_2022_SC A_GWh_After Competition Groups_Beverage Vending Machine Controls
Residential | Res ¦ Duct Insulation MF | 2022 | SC A | GWh | After Competition Groups | 0.12198 | 8512.957 | 0.008513 | 963.1636 | 0.00012664 | 43 | Residential_2022_SC A_GWh_After Competition Groups_43 | Duct Insulation MF | 0.01266% | 0.008513 | 0.12198 | Residential_2022_SC A_GWh_After Competition Groups_Duct Insulation MF
Residential | Res ¦ Home Energy Reports | 2022 | SC A | GWh | After Competition Groups | 0.040309 | 1875.1985 | 0.0018752 | 963.1636 | 4.1851e-05 | 44 | Residential_2022_SC A_GWh_After Competition Groups_44 | Home Energy Reports | 0.004185% | 0.0018752 | 0.040309 | Residential_2022_SC A_GWh_After Competition Groups_Home Energy Reports
Residential | Res ¦ Chilled Water Optimization | 2022 | SC A | GWh | After Competition Groups | 0.029847 | 69.0361 | 6.9036e-05 | 963.1636 | 3.0988e-05 | 45 | Residential_2022_SC A_GWh_After Competition Groups_45 | Chilled Water Optimization | 0.003099% | 6.9036e-05 | 0.029847 | Residential_2022_SC A_GWh_After Competition Groups_Chilled Water Optimization
Residential | Res ¦ LED High Bay Fixture | 2022 | SC A | GWh | After Competition Groups | 0.023975 | 6337.3141 | 0.0063373 | 963.1636 | 2.4892e-05 | 46 | Residential_2022_SC A_GWh_After Competition Groups_46 | LED High Bay Fixture | 0.002489% | 0.0063373 | 0.023975 | Residential_2022_SC A_GWh_After Competition Groups_LED High Bay Fixture
Residential | Res ¦ Tankless Water Heater | 2022 | SC A | GWh | After Competition Groups | 0.019703 | 4743.9275 | 0.0047439 | 963.1636 | 2.0457e-05 | 47 | Residential_2022_SC A_GWh_After Competition Groups_47 | Tankless Water Heater | 0.002046% | 0.0047439 | 0.019703 | Residential_2022_SC A_GWh_After Competition Groups_Tankless Water Heater
Residential | Res ¦ Wall Insulation | 2022 | SC A | GWh | After Competition Groups | 0.002468 | 0 | 0 | 963.1636 | 2.5624e-06 | 48 | Residential_2022_SC A_GWh_After Competition Groups_48 | Wall Insulation | 0.0002562% | 0 | 0.002468 | Residential_2022_SC A_GWh_After Competition Groups_Wall Insulation
Residential | Res ¦ Wall Insulation MF | 2022 | SC A | GWh | After Competition Groups | 0.0024571 | 0 | 0 | 963.1636 | 2.5511e-06 | 49 | Residential_2022_SC A_GWh_After Competition Groups_49 | Wall Insulation MF | 0.0002551% | 0 | 0.0024571 | Residential_2022_SC A_GWh_After Competition Groups_Wall Insulation MF
Residential | Res ¦ Freezer Recycling | 2022 | SC A | GWh | After Competition Groups | 0.00065567 | 0 | 0 | 963.1636 | 6.8074e-07 | 50 | Residential_2022_SC A_GWh_After Competition Groups_50 | Freezer Recycling | 6.807e-05% | 0 | 0.00065567 | Residential_2022_SC A_GWh_After Competition Groups_Freezer Recycling
Residential | Res ¦ Energy Star LED Bulbs General Purpose LEDs | 2022 | SC A | GWh | After Competition Groups | 1.9582e-07 | 0.0034577 | 3.4577e-09 | 963.1636 | 2.0331e-10 | 51 | Residential_2022_SC A_GWh_After Competition Groups_51 | Energy Star LED Bulbs General Purpose LEDs | 2.033e-08% | 3.4577e-09 | 1.9582e-07 | Residential_2022_SC A_GWh_After Competition Groups_Energy Star LED Bulbs General Purpose LEDs
Residential | Res ¦ Energy Star Freezer | 2022 | SC A | GWh | After Competition Groups | 0 | 0 | 0 | 963.1636 | 0 | 52 | Residential_2022_SC A_GWh_After Competition Groups_52 | Energy Star Freezer | 0% | 0 | 0 | Residential_2022_SC A_GWh_After Competition Groups_Energy Star Freezer
Residential | Res ¦ Heavy Duty Outdoor/Holiday Plug-in Timers | 2022 | SC A | GWh | After Competition Groups | 0 | 0 | 0 | 963.1636 | 0 | 53 | Residential_2022_SC A_GWh_After Competition Groups_53 | Heavy Duty Outdoor/Holiday Plug-in Timers | 0% | 0 | 0 | Residential_2022_SC A_GWh_After Competition Groups_Heavy Duty Outdoor/Holiday Plug-in Timers
Residential | Res ¦ LED Downlight | 2022 | SC A | GWh | After Competition Groups | 0 | 0 | 0 | 963.1636 | 0 | 54 | Residential_2022_SC A_GWh_After Competition Groups_54 | LED Downlight | 0% | 0 | 0 | Residential_2022_SC A_GWh_After Competition Groups_LED Downlight
Residential | Res ¦ Smart Burners | 2022 | SC A | GWh | After Competition Groups | 0 | 0 | 0 | 963.1636 | 0 | 55 | Residential_2022_SC A_GWh_After Competition Groups_55 | Smart Burners | 0% | 0 | 0 | Residential_2022_SC A_GWh_After Competition Groups_Smart Burners
Residential | Res ¦ Smart Power Bar | 2022 | SC A | GWh | After Competition Groups | 0 | 0 | 0 | 963.1636 | 0 | 56 | Residential_2022_SC A_GWh_After Competition Groups_56 | Smart Power Bar | 0% | 0 | 0 | Residential_2022_SC A_GWh_After Competition Groups_Smart Power Bar
Residential | Res ¦ Energy Star LED Bulbs General Purpose LEDs | 2022 | SC B | GWh | After Competition Groups | 191.3904 | 1053698.0688 | 1.0537 | 1474.7871 | 0.12977 | 1 | Residential_2022_SC B_GWh_After Competition Groups_1 | Energy Star LED Bulbs General Purpose LEDs | 12.98% | 1.0537 | 191.3904 | Residential_2022_SC B_GWh_After Competition Groups_Energy Star LED Bulbs General Purpose LEDs
Residential | Res ¦ Energy Star LED Specialty Bulbs | 2022 | SC B | GWh | After Competition Groups | 176.0445 | 597854.0833 | 0.59785 | 1474.7871 | 0.11937 | 2 | Residential_2022_SC B_GWh_After Competition Groups_2 | Energy Star LED Specialty Bulbs | 11.94% | 0.59785 | 176.0445 | Residential_2022_SC B_GWh_After Competition Groups_Energy Star LED Specialty Bulbs
Residential | Res ¦ Energy Star Clothes Washer | 2022 | SC B | GWh | After Competition Groups | 140.4795 | 16211171.5808 | 16.2112 | 1474.7871 | 0.095254 | 3 | Residential_2022_SC B_GWh_After Competition Groups_3 | Energy Star Clothes Washer | 9.525% | 16.2112 | 140.4795 | Residential_2022_SC B_GWh_After Competition Groups_Energy Star Clothes Washer
Residential | Res ¦ Energy Star A Line, PAR, MR Lamps | 2022 | SC B | GWh | After Competition Groups | 124.3582 | 615174.9334 | 0.61517 | 1474.7871 | 0.084323 | 4 | Residential_2022_SC B_GWh_After Competition Groups_4 | Energy Star A Line, PAR, MR Lamps | 8.432% | 0.61517 | 124.3582 | Residential_2022_SC B_GWh_After Competition Groups_Energy Star A Line, PAR, MR Lamps
Residential | Res ¦ Variable Speed Pool Pump Motor | 2022 | SC B | GWh | After Competition Groups | 115.818 | 9174081.7063 | 9.1741 | 1474.7871 | 0.078532 | 5 | Residential_2022_SC B_GWh_After Competition Groups_5 | Variable Speed Pool Pump Motor | 7.853% | 9.1741 | 115.818 | Residential_2022_SC B_GWh_After Competition Groups_Variable Speed Pool Pump Motor
Residential | Res ¦ Car Block Heater Timer | 2022 | SC B | GWh | After Competition Groups | 93.2585 | 557926.1726 | 0.55793 | 1474.7871 | 0.063235 | 6 | Residential_2022_SC B_GWh_After Competition Groups_6 | Car Block Heater Timer | 6.324% | 0.55793 | 93.2585 | Residential_2022_SC B_GWh_After Competition Groups_Car Block Heater Timer
Residential | Res ¦ Building Recommissioning, Operations and Maintenance (O&M) Improvements | 2022 | SC B | GWh | After Competition Groups | 89.766 | 280208.3927 | 0.28021 | 1474.7871 | 0.060867 | 7 | Residential_2022_SC B_GWh_After Competition Groups_7 | Building Recommissioning, Operations and Maintenance (O&M) Improvements | 6.087% | 0.28021 | 89.766 | Residential_2022_SC B_GWh_After Competition Groups_Building Recommissioning, Operations and Maintenance (O&M) Improvements
Residential | Res ¦ Ductless Mini-Split Heat Pump | 2022 | SC B | GWh | After Competition Groups | 62.175 | 2989067.4487 | 2.9891 | 1474.7871 | 0.042159 | 8 | Residential_2022_SC B_GWh_After Competition Groups_8 | Ductless Mini-Split Heat Pump | 4.216% | 2.9891 | 62.175 | Residential_2022_SC B_GWh_After Competition Groups_Ductless Mini-Split Heat Pump
Residential | Res ¦ Adaptive Thermostat | 2022 | SC B | GWh | After Competition Groups | 53.3019 | 3785187.5611 | 3.7852 | 1474.7871 | 0.036142 | 9 | Residential_2022_SC B_GWh_After Competition Groups_9 | Adaptive Thermostat | 3.614% | 3.7852 | 53.3019 | Residential_2022_SC B_GWh_After Competition Groups_Adaptive Thermostat
Residential | Res ¦ Comprehensive Draft Proofing | 2022 | SC B | GWh | After Competition Groups | 45.6564 | 0 | 0 | 1474.7871 | 0.030958 | 10 | Residential_2022_SC B_GWh_After Competition Groups_10 | Comprehensive Draft Proofing | 3.096% | 0 | 45.6564 | Residential_2022_SC B_GWh_After Competition Groups_Comprehensive Draft Proofing
Residential | Res ¦ LED Parking Lot Fixture | 2022 | SC B | GWh | After Competition Groups | 41.1793 | 1597766.5325 | 1.5978 | 1474.7871 | 0.027922 | 11 | Residential_2022_SC B_GWh_After Competition Groups_11 | LED Parking Lot Fixture | 2.792% | 1.5978 | 41.1793 | Residential_2022_SC B_GWh_After Competition Groups_LED Parking Lot Fixture
Residential | Res ¦ Energy Star Torchiere | 2022 | SC B | GWh | After Competition Groups | 32.0844 | 941739.7106 | 0.94174 | 1474.7871 | 0.021755 | 12 | Residential_2022_SC B_GWh_After Competition Groups_12 | Energy Star Torchiere | 2.176% | 0.94174 | 32.0844 | Residential_2022_SC B_GWh_After Competition Groups_Energy Star Torchiere
Residential | Res ¦ Occupancy Sensors MF | 2022 | SC B | GWh | After Competition Groups | 30.6397 | 34468.3007 | 0.034468 | 1474.7871 | 0.020776 | 13 | Residential_2022_SC B_GWh_After Competition Groups_13 | Occupancy Sensors MF | 2.078% | 0.034468 | 30.6397 | Residential_2022_SC B_GWh_After Competition Groups_Occupancy Sensors MF
Residential | Res ¦ Air Sealing | 2022 | SC B | GWh | After Competition Groups | 26.5694 | 2698391.4419 | 2.6984 | 1474.7871 | 0.018016 | 14 | Residential_2022_SC B_GWh_After Competition Groups_14 | Air Sealing | 1.802% | 2.6984 | 26.5694 | Residential_2022_SC B_GWh_After Competition Groups_Air Sealing
Residential | Res ¦ Refrigerator Recycling | 2022 | SC B | GWh | After Competition Groups | 23.528 | 2332526.724 | 2.3325 | 1474.7871 | 0.015953 | 15 | Residential_2022_SC B_GWh_After Competition Groups_15 | Refrigerator Recycling | 1.595% | 2.3325 | 23.528 | Residential_2022_SC B_GWh_After Competition Groups_Refrigerator Recycling
Residential | Res ¦ Clothes Drying Racks | 2022 | SC B | GWh | After Competition Groups | 21.4736 | 10072598.1685 | 10.0726 | 1474.7871 | 0.01456 | 16 | Residential_2022_SC B_GWh_After Competition Groups_16 | Clothes Drying Racks | 1.456% | 10.0726 | 21.4736 | Residential_2022_SC B_GWh_After Competition Groups_Clothes Drying Racks
Residential | Res ¦ Freezer Recycling | 2022 | SC B | GWh | After Competition Groups | 20.5783 | 50078729.7487 | 50.0787 | 1474.7871 | 0.013953 | 17 | Residential_2022_SC B_GWh_After Competition Groups_17 | Freezer Recycling | 1.395% | 50.0787 | 20.5783 | Residential_2022_SC B_GWh_After Competition Groups_Freezer Recycling
Residential | Res ¦ LED Exterior Area Lights - LED Fixture (200W) | 2022 | SC B | GWh | After Competition Groups | 16.7924 | 1450926.458 | 1.4509 | 1474.7871 | 0.011386 | 18 | Residential_2022_SC B_GWh_After Competition Groups_18 | LED Exterior Area Lights - LED Fixture (200W) | 1.139% | 1.4509 | 16.7924 | Residential_2022_SC B_GWh_After Competition Groups_LED Exterior Area Lights - LED Fixture (200W)
Residential | Res ¦ Energy Star Light Fixture | 2022 | SC B | GWh | After Competition Groups | 15.0112 | 2387411.9886 | 2.3874 | 1474.7871 | 0.010179 | 19 | Residential_2022_SC B_GWh_After Competition Groups_19 | Energy Star Light Fixture | 1.018% | 2.3874 | 15.0112 | Residential_2022_SC B_GWh_After Competition Groups_Energy Star Light Fixture
Residential | Res ¦ Basement Wall Insulation | 2022 | SC B | GWh | After Competition Groups | 13.9481 | 1151403.8306 | 1.1514 | 1474.7871 | 0.0094577 | 20 | Residential_2022_SC B_GWh_After Competition Groups_20 | Basement Wall Insulation | 0.9458% | 1.1514 | 13.9481 | Residential_2022_SC B_GWh_After Competition Groups_Basement Wall Insulation
Residential | Res ¦ Advanced BAS/Controllers | 2022 | SC B | GWh | After Competition Groups | 13.1363 | 1369868.669 | 1.3699 | 1474.7871 | 0.0089073 | 21 | Residential_2022_SC B_GWh_After Competition Groups_21 | Advanced BAS/Controllers | 0.8907% | 1.3699 | 13.1363 | Residential_2022_SC B_GWh_After Competition Groups_Advanced BAS/Controllers
Residential | Res ¦ LED Tube Re-Lamp | 2022 | SC B | GWh | After Competition Groups | 12.4917 | 1112737.176 | 1.1127 | 1474.7871 | 0.0084702 | 22 | Residential_2022_SC B_GWh_After Competition Groups_22 | LED Tube Re-Lamp | 0.847% | 1.1127 | 12.4917 | Residential_2022_SC B_GWh_After Competition Groups_LED Tube Re-Lamp
Residential | Res ¦ Furnace Whistle | 2022 | SC B | GWh | After Competition Groups | 11.3135 | 54784.1826 | 0.054784 | 1474.7871 | 0.0076712 | 23 | Residential_2022_SC B_GWh_After Competition Groups_23 | Furnace Whistle | 0.7671% | 0.054784 | 11.3135 | Residential_2022_SC B_GWh_After Competition Groups_Furnace Whistle
Residential | Res ¦ Energy Star Air Source Heat Pump | 2022 | SC B | GWh | After Competition Groups | 10.9658 | 1062704.2994 | 1.0627 | 1474.7871 | 0.0074355 | 24 | Residential_2022_SC B_GWh_After Competition Groups_24 | Energy Star Air Source Heat Pump | 0.7435% | 1.0627 | 10.9658 | Residential_2022_SC B_GWh_After Competition Groups_Energy Star Air Source Heat Pump
Residential | Res ¦ Attic Insulation | 2022 | SC B | GWh | After Competition Groups | 10.7583 | 2013859.8301 | 2.0139 | 1474.7871 | 0.0072948 | 25 | Residential_2022_SC B_GWh_After Competition Groups_25 | Attic Insulation | 0.7295% | 2.0139 | 10.7583 | Residential_2022_SC B_GWh_After Competition Groups_Attic Insulation
Residential | Res ¦ Energy Star Clothes Dryer | 2022 | SC B | GWh | After Competition Groups | 10.2246 | 4324517.2225 | 4.3245 | 1474.7871 | 0.0069329 | 26 | Residential_2022_SC B_GWh_After Competition Groups_26 | Energy Star Clothes Dryer | 0.6933% | 4.3245 | 10.2246 | Residential_2022_SC B_GWh_After Competition Groups_Energy Star Clothes Dryer
Residential | Res ¦ Outside Air Economizer | 2022 | SC B | GWh | After Competition Groups | 9.5244 | 289832.2853 | 0.28983 | 1474.7871 | 0.0064582 | 27 | Residential_2022_SC B_GWh_After Competition Groups_27 | Outside Air Economizer | 0.6458% | 0.28983 | 9.5244 | Residential_2022_SC B_GWh_After Competition Groups_Outside Air Economizer
Residential | Res ¦ ENERGY STAR LED LAMPS (REFLECTOR LAMPs/MR16/PAR 16) | 2022 | SC B | GWh | After Competition Groups | 9.2863 | 238257.5509 | 0.23826 | 1474.7871 | 0.0062967 | 28 | Residential_2022_SC B_GWh_After Competition Groups_28 | ENERGY STAR LED LAMPS (REFLECTOR LAMPs/MR16/PAR 16) | 0.6297% | 0.23826 | 9.2863 | Residential_2022_SC B_GWh_After Competition Groups_ENERGY STAR LED LAMPS (REFLECTOR LAMPs/MR16/PAR 16)
Residential | Res ¦ Energy Star Room Air Conditioner | 2022 | SC B | GWh | After Competition Groups | 7.8668 | 1187117.4093 | 1.1871 | 1474.7871 | 0.0053342 | 29 | Residential_2022_SC B_GWh_After Competition Groups_29 | Energy Star Room Air Conditioner | 0.5334% | 1.1871 | 7.8668 | Residential_2022_SC B_GWh_After Competition Groups_Energy Star Room Air Conditioner
Residential | Res ¦ Minimize Hot and Warm Clothes Wash | 2022 | SC B | GWh | After Competition Groups | 6.2951 | 0 | 0 | 1474.7871 | 0.0042685 | 30 | Residential_2022_SC B_GWh_After Competition Groups_30 | Minimize Hot and Warm Clothes Wash | 0.4268% | 0 | 6.2951 | Residential_2022_SC B_GWh_After Competition Groups_Minimize Hot and Warm Clothes Wash
Residential | Res ¦ Demand Control Ventilation | 2022 | SC B | GWh | After Competition Groups | 6.058 | 782920.7614 | 0.78292 | 1474.7871 | 0.0041077 | 31 | Residential_2022_SC B_GWh_After Competition Groups_31 | Demand Control Ventilation | 0.4108% | 0.78292 | 6.058 | Residential_2022_SC B_GWh_After Competition Groups_Demand Control Ventilation
Residential | Res ¦ Variable Frequency Drive (VFD) | 2022 | SC B | GWh | After Competition Groups | 4.7988 | 332588.3891 | 0.33259 | 1474.7871 | 0.0032539 | 32 | Residential_2022_SC B_GWh_After Competition Groups_32 | Variable Frequency Drive (VFD) | 0.3254% | 0.33259 | 4.7988 | Residential_2022_SC B_GWh_After Competition Groups_Variable Frequency Drive (VFD)
Residential | Res ¦ CO Sensors for parking garage exhaust fans | 2022 | SC B | GWh | After Competition Groups | 4.4062 | 497509.7628 | 0.49751 | 1474.7871 | 0.0029877 | 33 | Residential_2022_SC B_GWh_After Competition Groups_33 | CO Sensors for parking garage exhaust fans | 0.2988% | 0.49751 | 4.4062 | Residential_2022_SC B_GWh_After Competition Groups_CO Sensors for parking garage exhaust fans
Residential | Res ¦ High Efficiency Chiller (avg of water and air cooled) | 2022 | SC B | GWh | After Competition Groups | 4.4061 | 179651.8868 | 0.17965 | 1474.7871 | 0.0029876 | 34 | Residential_2022_SC B_GWh_After Competition Groups_34 | High Efficiency Chiller (avg of water and air cooled) | 0.2988% | 0.17965 | 4.4061 | Residential_2022_SC B_GWh_After Competition Groups_High Efficiency Chiller (avg of water and air cooled)
Residential | Res ¦ Water Heater Temperature Setback | 2022 | SC B | GWh | After Competition Groups | 3.5862 | 55160.5361 | 0.055161 | 1474.7871 | 0.0024317 | 35 | Residential_2022_SC B_GWh_After Competition Groups_35 | Water Heater Temperature Setback | 0.2432% | 0.055161 | 3.5862 | Residential_2022_SC B_GWh_After Competition Groups_Water Heater Temperature Setback
Residential | Res ¦ Floor Insulation | 2022 | SC B | GWh | After Competition Groups | 2.8186 | 824940.29 | 0.82494 | 1474.7871 | 0.0019112 | 36 | Residential_2022_SC B_GWh_After Competition Groups_36 | Floor Insulation | 0.1911% | 0.82494 | 2.8186 | Residential_2022_SC B_GWh_After Competition Groups_Floor Insulation
Residential | Res ¦ ENERGY STAR LED Lamps (General Service Lamps) | 2022 | SC B | GWh | After Competition Groups | 2.3857 | 61472.6822 | 0.061473 | 1474.7871 | 0.0016176 | 37 | Residential_2022_SC B_GWh_After Competition Groups_37 | ENERGY STAR LED Lamps (General Service Lamps) | 0.1618% | 0.061473 | 2.3857 | Residential_2022_SC B_GWh_After Competition Groups_ENERGY STAR LED Lamps (General Service Lamps)
Residential | Res ¦ Duct Insulation | 2022 | SC B | GWh | After Competition Groups | 2.3807 | 671191.0401 | 0.67119 | 1474.7871 | 0.0016142 | 38 | Residential_2022_SC B_GWh_After Competition Groups_38 | Duct Insulation | 0.1614% | 0.67119 | 2.3807 | Residential_2022_SC B_GWh_After Competition Groups_Duct Insulation
Residential | Res ¦ Energy Star Dehumidifier | 2022 | SC B | GWh | After Competition Groups | 1.7664 | 2137858.6981 | 2.1379 | 1474.7871 | 0.0011977 | 39 | Residential_2022_SC B_GWh_After Competition Groups_39 | Energy Star Dehumidifier | 0.1198% | 2.1379 | 1.7664 | Residential_2022_SC B_GWh_After Competition Groups_Energy Star Dehumidifier
Residential | Res ¦ VFD on Pumps | 2022 | SC B | GWh | After Competition Groups | 1.4757 | 124581.243 | 0.12458 | 1474.7871 | 0.0010006 | 40 | Residential_2022_SC B_GWh_After Competition Groups_40 | VFD on Pumps | 0.1001% | 0.12458 | 1.4757 | Residential_2022_SC B_GWh_After Competition Groups_VFD on Pumps
Residential | Res ¦ Condensing Make Up Air Unit | 2022 | SC B | GWh | After Competition Groups | 1.4585 | 529403.0087 | 0.5294 | 1474.7871 | 0.00098897 | 41 | Residential_2022_SC B_GWh_After Competition Groups_41 | Condensing Make Up Air Unit | 0.0989% | 0.5294 | 1.4585 | Residential_2022_SC B_GWh_After Competition Groups_Condensing Make Up Air Unit
Residential | Res ¦ Duct Insulation MF | 2022 | SC B | GWh | After Competition Groups | 1.0869 | 526608.52 | 0.52661 | 1474.7871 | 0.00073702 | 42 | Residential_2022_SC B_GWh_After Competition Groups_42 | Duct Insulation MF | 0.0737% | 0.52661 | 1.0869 | Residential_2022_SC B_GWh_After Competition Groups_Duct Insulation MF
Residential | Res ¦ Heat Recovery Ventilator | 2022 | SC B | GWh | After Competition Groups | 0.96283 | 847704.9056 | 0.8477 | 1474.7871 | 0.00065286 | 43 | Residential_2022_SC B_GWh_After Competition Groups_43 | Heat Recovery Ventilator | 0.06529% | 0.8477 | 0.96283 | Residential_2022_SC B_GWh_After Competition Groups_Heat Recovery Ventilator
Residential | Res ¦ ECM MOTORS FOR HVAC APPLICATION (FAN-POWERED VAV BOX) | 2022 | SC B | GWh | After Competition Groups | 0.69289 | 54602.4931 | 0.054602 | 1474.7871 | 0.00046982 | 44 | Residential_2022_SC B_GWh_After Competition Groups_44 | ECM MOTORS FOR HVAC APPLICATION (FAN-POWERED VAV BOX) | 0.04698% | 0.054602 | 0.69289 | Residential_2022_SC B_GWh_After Competition Groups_ECM MOTORS FOR HVAC APPLICATION (FAN-POWERED VAV BOX)
Residential | Res ¦ Beverage Vending Machine Controls | 2022 | SC B | GWh | After Competition Groups | 0.35205 | 17555.5577 | 0.017556 | 1474.7871 | 0.00023871 | 45 | Residential_2022_SC B_GWh_After Competition Groups_45 | Beverage Vending Machine Controls | 0.02387% | 0.017556 | 0.35205 | Residential_2022_SC B_GWh_After Competition Groups_Beverage Vending Machine Controls
Residential | Res ¦ Tankless Water Heater | 2022 | SC B | GWh | After Competition Groups | 0.061537 | 33423.3179 | 0.033423 | 1474.7871 | 4.1726e-05 | 46 | Residential_2022_SC B_GWh_After Competition Groups_46 | Tankless Water Heater | 0.004173% | 0.033423 | 0.061537 | Residential_2022_SC B_GWh_After Competition Groups_Tankless Water Heater
Residential | Res ¦ LED High Bay Fixture | 2022 | SC B | GWh | After Competition Groups | 0.054347 | 29716.8108 | 0.029717 | 1474.7871 | 3.6851e-05 | 47 | Residential_2022_SC B_GWh_After Competition Groups_47 | LED High Bay Fixture | 0.003685% | 0.029717 | 0.054347 | Residential_2022_SC B_GWh_After Competition Groups_LED High Bay Fixture
Residential | Res ¦ Wall Insulation | 2022 | SC B | GWh | After Competition Groups | 0.040513 | 0 | 0 | 1474.7871 | 2.7471e-05 | 48 | Residential_2022_SC B_GWh_After Competition Groups_48 | Wall Insulation | 0.002747% | 0 | 0.040513 | Residential_2022_SC B_GWh_After Competition Groups_Wall Insulation
Residential | Res ¦ Home Energy Reports | 2022 | SC B | GWh | After Competition Groups | 0.040309 | 1875.1985 | 0.0018752 | 1474.7871 | 2.7332e-05 | 49 | Residential_2022_SC B_GWh_After Competition Groups_49 | Home Energy Reports | 0.002733% | 0.0018752 | 0.040309 | Residential_2022_SC B_GWh_After Competition Groups_Home Energy Reports
Residential | Res ¦ Chilled Water Optimization | 2022 | SC B | GWh | After Competition Groups | 0.037006 | 97.438 | 9.7438e-05 | 1474.7871 | 2.5092e-05 | 50 | Residential_2022_SC B_GWh_After Competition Groups_50 | Chilled Water Optimization | 0.002509% | 9.7438e-05 | 0.037006 | Residential_2022_SC B_GWh_After Competition Groups_Chilled Water Optimization
Residential | Res ¦ Wall Insulation MF | 2022 | SC B | GWh | After Competition Groups | 0.002457 | 0 | 0 | 1474.7871 | 1.666e-06 | 51 | Residential_2022_SC B_GWh_After Competition Groups_51 | Wall Insulation MF | 0.0001666% | 0 | 0.002457 | Residential_2022_SC B_GWh_After Competition Groups_Wall Insulation MF
Residential | Res ¦ Energy Star Freezer | 2022 | SC B | GWh | After Competition Groups | 0 | 0 | 0 | 1474.7871 | 0 | 52 | Residential_2022_SC B_GWh_After Competition Groups_52 | Energy Star Freezer | 0% | 0 | 0 | Residential_2022_SC B_GWh_After Competition Groups_Energy Star Freezer
Residential | Res ¦ Heavy Duty Outdoor/Holiday Plug-in Timers | 2022 | SC B | GWh | After Competition Groups | 0 | 0 | 0 | 1474.7871 | 0 | 53 | Residential_2022_SC B_GWh_After Competition Groups_53 | Heavy Duty Outdoor/Holiday Plug-in Timers | 0% | 0 | 0 | Residential_2022_SC B_GWh_After Competition Groups_Heavy Duty Outdoor/Holiday Plug-in Timers
Residential | Res ¦ LED Downlight | 2022 | SC B | GWh | After Competition Groups | 0 | 0 | 0 | 1474.7871 | 0 | 54 | Residential_2022_SC B_GWh_After Competition Groups_54 | LED Downlight | 0% | 0 | 0 | Residential_2022_SC B_GWh_After Competition Groups_LED Downlight
Residential | Res ¦ Smart Burners | 2022 | SC B | GWh | After Competition Groups | 0 | 0 | 0 | 1474.7871 | 0 | 55 | Residential_2022_SC B_GWh_After Competition Groups_55 | Smart Burners | 0% | 0 | 0 | Residential_2022_SC B_GWh_After Competition Groups_Smart Burners
Residential | Res ¦ Smart Power Bar | 2022 | SC B | GWh | After Competition Groups | 0 | 0 | 0 | 1474.7871 | 0 | 56 | Residential_2022_SC B_GWh_After Competition Groups_56 | Smart Power Bar | 0% | 0 | 0 | Residential_2022_SC B_GWh_After Competition Groups_Smart Power Bar
Residential | Res ¦ Energy Star LED Specialty Bulbs | 2022 | SC C | GWh | After Competition Groups | 368.2366 | 1417889.3261 | 1.4179 | 1068.7271 | 0.34456 | 1 | Residential_2022_SC C_GWh_After Competition Groups_1 | Energy Star LED Specialty Bulbs | 34.46% | 1.4179 | 368.2366 | Residential_2022_SC C_GWh_After Competition Groups_Energy Star LED Specialty Bulbs
Residential | Res ¦ Energy Star Clothes Washer | 2022 | SC C | GWh | After Competition Groups | 127.9368 | 13762388.737 | 13.7624 | 1068.7271 | 0.11971 | 2 | Residential_2022_SC C_GWh_After Competition Groups_2 | Energy Star Clothes Washer | 11.97% | 13.7624 | 127.9368 | Residential_2022_SC C_GWh_After Competition Groups_Energy Star Clothes Washer
Residential | Res ¦ Energy Star A Line, PAR, MR Lamps | 2022 | SC C | GWh | After Competition Groups | 97.4099 | 391485.6538 | 0.39149 | 1068.7271 | 0.091146 | 3 | Residential_2022_SC C_GWh_After Competition Groups_3 | Energy Star A Line, PAR, MR Lamps | 9.115% | 0.39149 | 97.4099 | Residential_2022_SC C_GWh_After Competition Groups_Energy Star A Line, PAR, MR Lamps
Residential | Res ¦ Ductless Mini-Split Heat Pump | 2022 | SC C | GWh | After Competition Groups | 52.866 | 2266594.9028 | 2.2666 | 1068.7271 | 0.049466 | 4 | Residential_2022_SC C_GWh_After Competition Groups_4 | Ductless Mini-Split Heat Pump | 4.947% | 2.2666 | 52.866 | Residential_2022_SC C_GWh_After Competition Groups_Ductless Mini-Split Heat Pump
Residential | Res ¦ Variable Speed Pool Pump Motor | 2022 | SC C | GWh | After Competition Groups | 43.2535 | 3431911.5007 | 3.4319 | 1068.7271 | 0.040472 | 5 | Residential_2022_SC C_GWh_After Competition Groups_5 | Variable Speed Pool Pump Motor | 4.047% | 3.4319 | 43.2535 | Residential_2022_SC C_GWh_After Competition Groups_Variable Speed Pool Pump Motor
Residential | Res ¦ Car Block Heater Timer | 2022 | SC C | GWh | After Competition Groups | 40.0304 | 238630.7212 | 0.23863 | 1068.7271 | 0.037456 | 6 | Residential_2022_SC C_GWh_After Competition Groups_6 | Car Block Heater Timer | 3.746% | 0.23863 | 40.0304 | Residential_2022_SC C_GWh_After Competition Groups_Car Block Heater Timer
Residential | Res ¦ Adaptive Thermostat | 2022 | SC C | GWh | After Competition Groups | 38.0261 | 3787338.2162 | 3.7873 | 1068.7271 | 0.035581 | 7 | Residential_2022_SC C_GWh_After Competition Groups_7 | Adaptive Thermostat | 3.558% | 3.7873 | 38.0261 | Residential_2022_SC C_GWh_After Competition Groups_Adaptive Thermostat
Residential | Res ¦ LED Parking Lot Fixture | 2022 | SC C | GWh | After Competition Groups | 36.9585 | 0 | 0 | 1068.7271 | 0.034582 | 8 | Residential_2022_SC C_GWh_After Competition Groups_8 | LED Parking Lot Fixture | 3.458% | 0 | 36.9585 | Residential_2022_SC C_GWh_After Competition Groups_LED Parking Lot Fixture
Residential | Res ¦ Building Recommissioning, Operations and Maintenance (O&M) Improvements | 2022 | SC C | GWh | After Competition Groups | 33.5207 | 104812.4691 | 0.10481 | 1068.7271 | 0.031365 | 9 | Residential_2022_SC C_GWh_After Competition Groups_9 | Building Recommissioning, Operations and Maintenance (O&M) Improvements | 3.137% | 0.10481 | 33.5207 | Residential_2022_SC C_GWh_After Competition Groups_Building Recommissioning, Operations and Maintenance (O&M) Improvements
Residential | Res ¦ Air Sealing | 2022 | SC C | GWh | After Competition Groups | 24.5231 | 2699173.0794 | 2.6992 | 1068.7271 | 0.022946 | 10 | Residential_2022_SC C_GWh_After Competition Groups_10 | Air Sealing | 2.295% | 2.6992 | 24.5231 | Residential_2022_SC C_GWh_After Competition Groups_Air Sealing
Residential | Res ¦ Energy Star Torchiere | 2022 | SC C | GWh | After Competition Groups | 23.7637 | 596330.3654 | 0.59633 | 1068.7271 | 0.022236 | 11 | Residential_2022_SC C_GWh_After Competition Groups_11 | Energy Star Torchiere | 2.224% | 0.59633 | 23.7637 | Residential_2022_SC C_GWh_After Competition Groups_Energy Star Torchiere
Residential | Res ¦ Comprehensive Draft Proofing | 2022 | SC C | GWh | After Competition Groups | 17.049 | 0 | 0 | 1068.7271 | 0.015953 | 12 | Residential_2022_SC C_GWh_After Competition Groups_12 | Comprehensive Draft Proofing | 1.595% | 0 | 17.049 | Residential_2022_SC C_GWh_After Competition Groups_Comprehensive Draft Proofing
Residential | Res ¦ LED Exterior Area Lights - LED Fixture (200W) | 2022 | SC C | GWh | After Competition Groups | 16.7924 | 1451071.5651 | 1.4511 | 1068.7271 | 0.015713 | 13 | Residential_2022_SC C_GWh_After Competition Groups_13 | LED Exterior Area Lights - LED Fixture (200W) | 1.571% | 1.4511 | 16.7924 | Residential_2022_SC C_GWh_After Competition Groups_LED Exterior Area Lights - LED Fixture (200W)
Residential | Res ¦ Basement Wall Insulation | 2022 | SC C | GWh | After Competition Groups | 13.9499 | 1151676.1386 | 1.1517 | 1068.7271 | 0.013053 | 14 | Residential_2022_SC C_GWh_After Competition Groups_14 | Basement Wall Insulation | 1.305% | 1.1517 | 13.9499 | Residential_2022_SC C_GWh_After Competition Groups_Basement Wall Insulation
Residential | Res ¦ Energy Star Light Fixture | 2022 | SC C | GWh | After Competition Groups | 13.9436 | 2143875.3174 | 2.1439 | 1068.7271 | 0.013047 | 15 | Residential_2022_SC C_GWh_After Competition Groups_15 | Energy Star Light Fixture | 1.305% | 2.1439 | 13.9436 | Residential_2022_SC C_GWh_After Competition Groups_Energy Star Light Fixture
Residential | Res ¦ LED Tube Re-Lamp | 2022 | SC C | GWh | After Competition Groups | 12.4917 | 1112848.4608 | 1.1128 | 1068.7271 | 0.011688 | 16 | Residential_2022_SC C_GWh_After Competition Groups_16 | LED Tube Re-Lamp | 1.169% | 1.1128 | 12.4917 | Residential_2022_SC C_GWh_After Competition Groups_LED Tube Re-Lamp
Residential | Res ¦ Occupancy Sensors MF | 2022 | SC C | GWh | After Competition Groups | 11.4439 | 12892.6275 | 0.012893 | 1068.7271 | 0.010708 | 17 | Residential_2022_SC C_GWh_After Competition Groups_17 | Occupancy Sensors MF | 1.071% | 0.012893 | 11.4439 | Residential_2022_SC C_GWh_After Competition Groups_Occupancy Sensors MF
Residential | Res ¦ Attic Insulation | 2022 | SC C | GWh | After Competition Groups | 10.5423 | 2014717.3283 | 2.0147 | 1068.7271 | 0.0098644 | 18 | Residential_2022_SC C_GWh_After Competition Groups_18 | Attic Insulation | 0.9864% | 2.0147 | 10.5423 | Residential_2022_SC C_GWh_After Competition Groups_Attic Insulation
Residential | Res ¦ Energy Star Clothes Dryer | 2022 | SC C | GWh | After Competition Groups | 10.2273 | 4326088.6038 | 4.3261 | 1068.7271 | 0.0095696 | 19 | Residential_2022_SC C_GWh_After Competition Groups_19 | Energy Star Clothes Dryer | 0.957% | 4.3261 | 10.2273 | Residential_2022_SC C_GWh_After Competition Groups_Energy Star Clothes Dryer
Residential | Res ¦ ENERGY STAR LED LAMPS (REFLECTOR LAMPs/MR16/PAR 16) | 2022 | SC C | GWh | After Competition Groups | 9.2863 | 238281.3791 | 0.23828 | 1068.7271 | 0.0086891 | 20 | Residential_2022_SC C_GWh_After Competition Groups_20 | ENERGY STAR LED LAMPS (REFLECTOR LAMPs/MR16/PAR 16) | 0.8689% | 0.23828 | 9.2863 | Residential_2022_SC C_GWh_After Competition Groups_ENERGY STAR LED LAMPS (REFLECTOR LAMPs/MR16/PAR 16)
Residential | Res ¦ Refrigerator Recycling | 2022 | SC C | GWh | After Competition Groups | 8.7869 | 872583.8126 | 0.87258 | 1068.7271 | 0.0082219 | 21 | Residential_2022_SC C_GWh_After Competition Groups_21 | Refrigerator Recycling | 0.8222% | 0.87258 | 8.7869 | Residential_2022_SC C_GWh_After Competition Groups_Refrigerator Recycling
Residential | Res ¦ Energy Star Air Source Heat Pump | 2022 | SC C | GWh | After Competition Groups | 8.2797 | 679082.7942 | 0.67908 | 1068.7271 | 0.0077472 | 22 | Residential_2022_SC C_GWh_After Competition Groups_22 | Energy Star Air Source Heat Pump | 0.7747% | 0.67908 | 8.2797 | Residential_2022_SC C_GWh_After Competition Groups_Energy Star Air Source Heat Pump
Residential | Res ¦ Energy Star Room Air Conditioner | 2022 | SC C | GWh | After Competition Groups | 6.8845 | 937249.2184 | 0.93725 | 1068.7271 | 0.0064418 | 23 | Residential_2022_SC C_GWh_After Competition Groups_23 | Energy Star Room Air Conditioner | 0.6442% | 0.93725 | 6.8845 | Residential_2022_SC C_GWh_After Competition Groups_Energy Star Room Air Conditioner
Residential | Res ¦ Minimize Hot and Warm Clothes Wash | 2022 | SC C | GWh | After Competition Groups | 6.2951 | 0 | 0 | 1068.7271 | 0.0058903 | 24 | Residential_2022_SC C_GWh_After Competition Groups_24 | Minimize Hot and Warm Clothes Wash | 0.589% | 0 | 6.2951 | Residential_2022_SC C_GWh_After Competition Groups_Minimize Hot and Warm Clothes Wash
Residential | Res ¦ Outside Air Economizer | 2022 | SC C | GWh | After Competition Groups | 5.4847 | 158868.5437 | 0.15887 | 1068.7271 | 0.005132 | 25 | Residential_2022_SC C_GWh_After Competition Groups_25 | Outside Air Economizer | 0.5132% | 0.15887 | 5.4847 | Residential_2022_SC C_GWh_After Competition Groups_Outside Air Economizer
Residential | Res ¦ Advanced BAS/Controllers | 2022 | SC C | GWh | After Competition Groups | 4.9062 | 512478.663 | 0.51248 | 1068.7271 | 0.0045907 | 26 | Residential_2022_SC C_GWh_After Competition Groups_26 | Advanced BAS/Controllers | 0.4591% | 0.51248 | 4.9062 | Residential_2022_SC C_GWh_After Competition Groups_Advanced BAS/Controllers
Residential | Res ¦ High Efficiency Chiller (avg of water and air cooled) | 2022 | SC C | GWh | After Competition Groups | 4.3072 | 172095.9465 | 0.1721 | 1068.7271 | 0.0040303 | 27 | Residential_2022_SC C_GWh_After Competition Groups_27 | High Efficiency Chiller (avg of water and air cooled) | 0.403% | 0.1721 | 4.3072 | Residential_2022_SC C_GWh_After Competition Groups_High Efficiency Chiller (avg of water and air cooled)
Residential | Res ¦ Furnace Whistle | 2022 | SC C | GWh | After Competition Groups | 4.2247 | 20491.7538 | 0.020492 | 1068.7271 | 0.003953 | 28 | Residential_2022_SC C_GWh_After Competition Groups_28 | Furnace Whistle | 0.3953% | 0.020492 | 4.2247 | Residential_2022_SC C_GWh_After Competition Groups_Furnace Whistle
Residential | Res ¦ ENERGY STAR LED Lamps (General Service Lamps) | 2022 | SC C | GWh | After Competition Groups | 2.3857 | 61478.8301 | 0.061479 | 1068.7271 | 0.0022323 | 29 | Residential_2022_SC C_GWh_After Competition Groups_29 | ENERGY STAR LED Lamps (General Service Lamps) | 0.2232% | 0.061479 | 2.3857 | Residential_2022_SC C_GWh_After Competition Groups_ENERGY STAR LED Lamps (General Service Lamps)
Residential | Res ¦ Demand Control Ventilation | 2022 | SC C | GWh | After Competition Groups | 2.2627 | 293077.3628 | 0.29308 | 1068.7271 | 0.0021172 | 30 | Residential_2022_SC C_GWh_After Competition Groups_30 | Demand Control Ventilation | 0.2117% | 0.29308 | 2.2627 | Residential_2022_SC C_GWh_After Competition Groups_Demand Control Ventilation
Residential | Res ¦ Floor Insulation | 2022 | SC C | GWh | After Competition Groups | 2.2171 | 825563.8306 | 0.82556 | 1068.7271 | 0.0020745 | 31 | Residential_2022_SC C_GWh_After Competition Groups_31 | Floor Insulation | 0.2075% | 0.82556 | 2.2171 | Residential_2022_SC C_GWh_After Competition Groups_Floor Insulation
Residential | Res ¦ CO Sensors for parking garage exhaust fans | 2022 | SC C | GWh | After Competition Groups | 1.8061 | 203848.9326 | 0.20385 | 1068.7271 | 0.00169 | 32 | Residential_2022_SC C_GWh_After Competition Groups_32 | CO Sensors for parking garage exhaust fans | 0.169% | 0.20385 | 1.8061 | Residential_2022_SC C_GWh_After Competition Groups_CO Sensors for parking garage exhaust fans
Residential | Res ¦ Variable Frequency Drive (VFD) | 2022 | SC C | GWh | After Competition Groups | 1.7921 | 124412.0589 | 0.12441 | 1068.7271 | 0.0016769 | 33 | Residential_2022_SC C_GWh_After Competition Groups_33 | Variable Frequency Drive (VFD) | 0.1677% | 0.12441 | 1.7921 | Residential_2022_SC C_GWh_After Competition Groups_Variable Frequency Drive (VFD)
Residential | Res ¦ Water Heater Temperature Setback | 2022 | SC C | GWh | After Competition Groups | 1.3392 | 20632.7847 | 0.020633 | 1068.7271 | 0.001253 | 34 | Residential_2022_SC C_GWh_After Competition Groups_34 | Water Heater Temperature Setback | 0.1253% | 0.020633 | 1.3392 | Residential_2022_SC C_GWh_After Competition Groups_Water Heater Temperature Setback
Residential | Res ¦ Condensing Make Up Air Unit | 2022 | SC C | GWh | After Competition Groups | 1.164 | 370082.7171 | 0.37008 | 1068.7271 | 0.0010891 | 35 | Residential_2022_SC C_GWh_After Competition Groups_35 | Condensing Make Up Air Unit | 0.1089% | 0.37008 | 1.164 | Residential_2022_SC C_GWh_After Competition Groups_Condensing Make Up Air Unit
Residential | Res ¦ Duct Insulation MF | 2022 | SC C | GWh | After Competition Groups | 1.0016 | 527114.9614 | 0.52711 | 1068.7271 | 0.00093721 | 36 | Residential_2022_SC C_GWh_After Competition Groups_36 | Duct Insulation MF | 0.09372% | 0.52711 | 1.0016 | Residential_2022_SC C_GWh_After Competition Groups_Duct Insulation MF
Residential | Res ¦ Duct Insulation | 2022 | SC C | GWh | After Competition Groups | 0.75731 | 673116.6153 | 0.67312 | 1068.7271 | 0.00070861 | 37 | Residential_2022_SC C_GWh_After Competition Groups_37 | Duct Insulation | 0.07086% | 0.67312 | 0.75731 | Residential_2022_SC C_GWh_After Competition Groups_Duct Insulation
Residential | Res ¦ Energy Star Dehumidifier | 2022 | SC C | GWh | After Competition Groups | 0.66289 | 802384.5369 | 0.80238 | 1068.7271 | 0.00062027 | 38 | Residential_2022_SC C_GWh_After Competition Groups_38 | Energy Star Dehumidifier | 0.06203% | 0.80238 | 0.66289 | Residential_2022_SC C_GWh_After Competition Groups_Energy Star Dehumidifier
Residential | Res ¦ VFD on Pumps | 2022 | SC C | GWh | After Competition Groups | 0.55109 | 46603.1808 | 0.046603 | 1068.7271 | 0.00051565 | 39 | Residential_2022_SC C_GWh_After Competition Groups_39 | VFD on Pumps | 0.05157% | 0.046603 | 0.55109 | Residential_2022_SC C_GWh_After Competition Groups_VFD on Pumps
Residential | Res ¦ Clothes Drying Racks | 2022 | SC C | GWh | After Competition Groups | 0.54861 | 0 | 0 | 1068.7271 | 0.00051333 | 40 | Residential_2022_SC C_GWh_After Competition Groups_40 | Clothes Drying Racks | 0.05133% | 0 | 0.54861 | Residential_2022_SC C_GWh_After Competition Groups_Clothes Drying Racks
Residential | Res ¦ ECM MOTORS FOR HVAC APPLICATION (FAN-POWERED VAV BOX) | 2022 | SC C | GWh | After Competition Groups | 0.27288 | 21514.7184 | 0.021515 | 1068.7271 | 0.00025534 | 41 | Residential_2022_SC C_GWh_After Competition Groups_41 | ECM MOTORS FOR HVAC APPLICATION (FAN-POWERED VAV BOX) | 0.02553% | 0.021515 | 0.27288 | Residential_2022_SC C_GWh_After Competition Groups_ECM MOTORS FOR HVAC APPLICATION (FAN-POWERED VAV BOX)
Residential | Res ¦ Heat Recovery Ventilator | 2022 | SC C | GWh | After Competition Groups | 0.24018 | 415348.2189 | 0.41535 | 1068.7271 | 0.00022473 | 42 | Residential_2022_SC C_GWh_After Competition Groups_42 | Heat Recovery Ventilator | 0.02247% | 0.41535 | 0.24018 | Residential_2022_SC C_GWh_After Competition Groups_Heat Recovery Ventilator
Residential | Res ¦ Beverage Vending Machine Controls | 2022 | SC C | GWh | After Competition Groups | 0.1378 | 6796.7544 | 0.0067968 | 1068.7271 | 0.00012893 | 43 | Residential_2022_SC C_GWh_After Competition Groups_43 | Beverage Vending Machine Controls | 0.01289% | 0.0067968 | 0.1378 | Residential_2022_SC C_GWh_After Competition Groups_Beverage Vending Machine Controls
Residential | Res ¦ LED High Bay Fixture | 2022 | SC C | GWh | After Competition Groups | 0.054347 | 29719.7828 | 0.02972 | 1068.7271 | 5.0853e-05 | 44 | Residential_2022_SC C_GWh_After Competition Groups_44 | LED High Bay Fixture | 0.005085% | 0.02972 | 0.054347 | Residential_2022_SC C_GWh_After Competition Groups_LED High Bay Fixture
Residential | Res ¦ Home Energy Reports | 2022 | SC C | GWh | After Competition Groups | 0.040309 | 1875.1985 | 0.0018752 | 1068.7271 | 3.7717e-05 | 45 | Residential_2022_SC C_GWh_After Competition Groups_45 | Home Energy Reports | 0.003772% | 0.0018752 | 0.040309 | Residential_2022_SC C_GWh_After Competition Groups_Home Energy Reports
Residential | Res ¦ Tankless Water Heater | 2022 | SC C | GWh | After Competition Groups | 0.036007 | 19558.9544 | 0.019559 | 1068.7271 | 3.3692e-05 | 46 | Residential_2022_SC C_GWh_After Competition Groups_46 | Tankless Water Heater | 0.003369% | 0.019559 | 0.036007 | Residential_2022_SC C_GWh_After Competition Groups_Tankless Water Heater
Residential | Res ¦ Chilled Water Optimization | 2022 | SC C | GWh | After Competition Groups | 0.029847 | 69.0361 | 6.9036e-05 | 1068.7271 | 2.7927e-05 | 47 | Residential_2022_SC C_GWh_After Competition Groups_47 | Chilled Water Optimization | 0.002793% | 6.9036e-05 | 0.029847 | Residential_2022_SC C_GWh_After Competition Groups_Chilled Water Optimization
Residential | Res ¦ Wall Insulation | 2022 | SC C | GWh | After Competition Groups | 0.0033965 | 0 | 0 | 1068.7271 | 3.1781e-06 | 48 | Residential_2022_SC C_GWh_After Competition Groups_48 | Wall Insulation | 0.0003178% | 0 | 0.0033965 | Residential_2022_SC C_GWh_After Competition Groups_Wall Insulation
Residential | Res ¦ Wall Insulation MF | 2022 | SC C | GWh | After Competition Groups | 0.0024571 | 0 | 0 | 1068.7271 | 2.2991e-06 | 49 | Residential_2022_SC C_GWh_After Competition Groups_49 | Wall Insulation MF | 0.0002299% | 0 | 0.0024571 | Residential_2022_SC C_GWh_After Competition Groups_Wall Insulation MF
Residential | Res ¦ Freezer Recycling | 2022 | SC C | GWh | After Competition Groups | 0.00065567 | 0 | 0 | 1068.7271 | 6.135e-07 | 50 | Residential_2022_SC C_GWh_After Competition Groups_50 | Freezer Recycling | 6.135e-05% | 0 | 0.00065567 | Residential_2022_SC C_GWh_After Competition Groups_Freezer Recycling
Residential | Res ¦ Energy Star LED Bulbs General Purpose LEDs | 2022 | SC C | GWh | After Competition Groups | 1.9582e-07 | 0.0034577 | 3.4577e-09 | 1068.7271 | 1.8323e-10 | 51 | Residential_2022_SC C_GWh_After Competition Groups_51 | Energy Star LED Bulbs General Purpose LEDs | 1.832e-08% | 3.4577e-09 | 1.9582e-07 | Residential_2022_SC C_GWh_After Competition Groups_Energy Star LED Bulbs General Purpose LEDs
Residential | Res ¦ Energy Star Freezer | 2022 | SC C | GWh | After Competition Groups | 0 | 0 | 0 | 1068.7271 | 0 | 52 | Residential_2022_SC C_GWh_After Competition Groups_52 | Energy Star Freezer | 0% | 0 | 0 | Residential_2022_SC C_GWh_After Competition Groups_Energy Star Freezer
Residential | Res ¦ Heavy Duty Outdoor/Holiday Plug-in Timers | 2022 | SC C | GWh | After Competition Groups | 0 | 0 | 0 | 1068.7271 | 0 | 53 | Residential_2022_SC C_GWh_After Competition Groups_53 | Heavy Duty Outdoor/Holiday Plug-in Timers | 0% | 0 | 0 | Residential_2022_SC C_GWh_After Competition Groups_Heavy Duty Outdoor/Holiday Plug-in Timers
Residential | Res ¦ LED Downlight | 2022 | SC C | GWh | After Competition Groups | 0 | 0 | 0 | 1068.7271 | 0 | 54 | Residential_2022_SC C_GWh_After Competition Groups_54 | LED Downlight | 0% | 0 | 0 | Residential_2022_SC C_GWh_After Competition Groups_LED Downlight
Residential | Res ¦ Smart Burners | 2022 | SC C | GWh | After Competition Groups | 0 | 0 | 0 | 1068.7271 | 0 | 55 | Residential_2022_SC C_GWh_After Competition Groups_55 | Smart Burners | 0% | 0 | 0 | Residential_2022_SC C_GWh_After Competition Groups_Smart Burners
Residential | Res ¦ Smart Power Bar | 2022 | SC C | GWh | After Competition Groups | 0 | 0 | 0 | 1068.7271 | 0 | 56 | Residential_2022_SC C_GWh_After Competition Groups_56 | Smart Power Bar | 0% | 0 | 0 | Residential_2022_SC C_GWh_After Competition Groups_Smart Power Bar
Residential | Res ¦ Energy Star LED Bulbs General Purpose LEDs | 2022 | SC D | GWh | After Competition Groups | 198.0279 | 0 | 0 | 913.8978 | 0.21668 | 1 | Residential_2022_SC D_GWh_After Competition Groups_1 | Energy Star LED Bulbs General Purpose LEDs | 21.67% | 0 | 198.0279 | Residential_2022_SC D_GWh_After Competition Groups_Energy Star LED Bulbs General Purpose LEDs
Residential | Res ¦ Energy Star LED Specialty Bulbs | 2022 | SC D | GWh | After Competition Groups | 183.9153 | 0 | 0 | 913.8978 | 0.20124 | 2 | Residential_2022_SC D_GWh_After Competition Groups_2 | Energy Star LED Specialty Bulbs | 20.12% | 0 | 183.9153 | Residential_2022_SC D_GWh_After Competition Groups_Energy Star LED Specialty Bulbs
Residential | Res ¦ Energy Star A Line, PAR, MR Lamps | 2022 | SC D | GWh | After Competition Groups | 97.91 | 0 | 0 | 913.8978 | 0.10713 | 3 | Residential_2022_SC D_GWh_After Competition Groups_3 | Energy Star A Line, PAR, MR Lamps | 10.71% | 0 | 97.91 | Residential_2022_SC D_GWh_After Competition Groups_Energy Star A Line, PAR, MR Lamps
Residential | Res ¦ Energy Star Clothes Washer | 2022 | SC D | GWh | After Competition Groups | 76.5637 | 0 | 0 | 913.8978 | 0.083777 | 4 | Residential_2022_SC D_GWh_After Competition Groups_4 | Energy Star Clothes Washer | 8.378% | 0 | 76.5637 | Residential_2022_SC D_GWh_After Competition Groups_Energy Star Clothes Washer
Residential | Res ¦ Ductless Mini-Split Heat Pump | 2022 | SC D | GWh | After Competition Groups | 52.8662 | 0 | 0 | 913.8978 | 0.057847 | 5 | Residential_2022_SC D_GWh_After Competition Groups_5 | Ductless Mini-Split Heat Pump | 5.785% | 0 | 52.8662 | Residential_2022_SC D_GWh_After Competition Groups_Ductless Mini-Split Heat Pump
Residential | Res ¦ LED Parking Lot Fixture | 2022 | SC D | GWh | After Competition Groups | 36.9585 | 0 | 0 | 913.8978 | 0.040441 | 6 | Residential_2022_SC D_GWh_After Competition Groups_6 | LED Parking Lot Fixture | 4.044% | 0 | 36.9585 | Residential_2022_SC D_GWh_After Competition Groups_LED Parking Lot Fixture
Residential | Res ¦ Building Recommissioning, Operations and Maintenance (O&M) Improvements | 2022 | SC D | GWh | After Competition Groups | 33.5207 | 0 | 0 | 913.8978 | 0.036679 | 7 | Residential_2022_SC D_GWh_After Competition Groups_7 | Building Recommissioning, Operations and Maintenance (O&M) Improvements | 3.668% | 0 | 33.5207 | Residential_2022_SC D_GWh_After Competition Groups_Building Recommissioning, Operations and Maintenance (O&M) Improvements
Residential | Res ¦ Variable Speed Pool Pump Motor | 2022 | SC D | GWh | After Competition Groups | 28.6834 | 0 | 0 | 913.8978 | 0.031386 | 8 | Residential_2022_SC D_GWh_After Competition Groups_8 | Variable Speed Pool Pump Motor | 3.139% | 0 | 28.6834 | Residential_2022_SC D_GWh_After Competition Groups_Variable Speed Pool Pump Motor
Residential | Res ¦ Adaptive Thermostat | 2022 | SC D | GWh | After Competition Groups | 22.6618 | 0 | 0 | 913.8978 | 0.024797 | 9 | Residential_2022_SC D_GWh_After Competition Groups_9 | Adaptive Thermostat | 2.48% | 0 | 22.6618 | Residential_2022_SC D_GWh_After Competition Groups_Adaptive Thermostat
Residential | Res ¦ Energy Star Torchiere | 2022 | SC D | GWh | After Competition Groups | 20.8733 | 0 | 0 | 913.8978 | 0.02284 | 10 | Residential_2022_SC D_GWh_After Competition Groups_10 | Energy Star Torchiere | 2.284% | 0 | 20.8733 | Residential_2022_SC D_GWh_After Competition Groups_Energy Star Torchiere
Residential | Res ¦ Comprehensive Draft Proofing | 2022 | SC D | GWh | After Competition Groups | 15.3181 | 0 | 0 | 913.8978 | 0.016761 | 11 | Residential_2022_SC D_GWh_After Competition Groups_11 | Comprehensive Draft Proofing | 1.676% | 0 | 15.3181 | Residential_2022_SC D_GWh_After Competition Groups_Comprehensive Draft Proofing
Residential | Res ¦ LED Exterior Area Lights - LED Fixture (200W) | 2022 | SC D | GWh | After Competition Groups | 14.8835 | 0 | 0 | 913.8978 | 0.016286 | 12 | Residential_2022_SC D_GWh_After Competition Groups_12 | LED Exterior Area Lights - LED Fixture (200W) | 1.629% | 0 | 14.8835 | Residential_2022_SC D_GWh_After Competition Groups_LED Exterior Area Lights - LED Fixture (200W)
Residential | Res ¦ Basement Wall Insulation | 2022 | SC D | GWh | After Competition Groups | 13.4598 | 0 | 0 | 913.8978 | 0.014728 | 13 | Residential_2022_SC D_GWh_After Competition Groups_13 | Basement Wall Insulation | 1.473% | 0 | 13.4598 | Residential_2022_SC D_GWh_After Competition Groups_Basement Wall Insulation
Residential | Res ¦ LED Tube Re-Lamp | 2022 | SC D | GWh | After Competition Groups | 12.3777 | 0 | 0 | 913.8978 | 0.013544 | 14 | Residential_2022_SC D_GWh_After Competition Groups_14 | LED Tube Re-Lamp | 1.354% | 0 | 12.3777 | Residential_2022_SC D_GWh_After Competition Groups_LED Tube Re-Lamp
Residential | Res ¦ Occupancy Sensors MF | 2022 | SC D | GWh | After Competition Groups | 11.4439 | 0 | 0 | 913.8978 | 0.012522 | 15 | Residential_2022_SC D_GWh_After Competition Groups_15 | Occupancy Sensors MF | 1.252% | 0 | 11.4439 | Residential_2022_SC D_GWh_After Competition Groups_Occupancy Sensors MF
Residential | Res ¦ Air Sealing | 2022 | SC D | GWh | After Competition Groups | 10.3861 | 0 | 0 | 913.8978 | 0.011365 | 16 | Residential_2022_SC D_GWh_After Competition Groups_16 | Air Sealing | 1.136% | 0 | 10.3861 | Residential_2022_SC D_GWh_After Competition Groups_Air Sealing
Residential | Res ¦ ENERGY STAR LED LAMPS (REFLECTOR LAMPs/MR16/PAR 16) | 2022 | SC D | GWh | After Competition Groups | 9.2863 | 0 | 0 | 913.8978 | 0.010161 | 17 | Residential_2022_SC D_GWh_After Competition Groups_17 | ENERGY STAR LED LAMPS (REFLECTOR LAMPs/MR16/PAR 16) | 1.016% | 0 | 9.2863 | Residential_2022_SC D_GWh_After Competition Groups_ENERGY STAR LED LAMPS (REFLECTOR LAMPs/MR16/PAR 16)
Residential | Res ¦ Energy Star Light Fixture | 2022 | SC D | GWh | After Competition Groups | 8.4067 | 0 | 0 | 913.8978 | 0.0091987 | 18 | Residential_2022_SC D_GWh_After Competition Groups_18 | Energy Star Light Fixture | 0.9199% | 0 | 8.4067 | Residential_2022_SC D_GWh_After Competition Groups_Energy Star Light Fixture
Residential | Res ¦ Energy Star Air Source Heat Pump | 2022 | SC D | GWh | After Competition Groups | 8.2797 | 0 | 0 | 913.8978 | 0.0090598 | 19 | Residential_2022_SC D_GWh_After Competition Groups_19 | Energy Star Air Source Heat Pump | 0.906% | 0 | 8.2797 | Residential_2022_SC D_GWh_After Competition Groups_Energy Star Air Source Heat Pump
Residential | Res ¦ Energy Star Room Air Conditioner | 2022 | SC D | GWh | After Competition Groups | 6.8762 | 0 | 0 | 913.8978 | 0.0075241 | 20 | Residential_2022_SC D_GWh_After Competition Groups_20 | Energy Star Room Air Conditioner | 0.7524% | 0 | 6.8762 | Residential_2022_SC D_GWh_After Competition Groups_Energy Star Room Air Conditioner
Residential | Res ¦ Minimize Hot and Warm Clothes Wash | 2022 | SC D | GWh | After Competition Groups | 6.2951 | 0 | 0 | 913.8978 | 0.0068882 | 21 | Residential_2022_SC D_GWh_After Competition Groups_21 | Minimize Hot and Warm Clothes Wash | 0.6888% | 0 | 6.2951 | Residential_2022_SC D_GWh_After Competition Groups_Minimize Hot and Warm Clothes Wash
Residential | Res ¦ Attic Insulation | 2022 | SC D | GWh | After Competition Groups | 6.1285 | 0 | 0 | 913.8978 | 0.0067059 | 22 | Residential_2022_SC D_GWh_After Competition Groups_22 | Attic Insulation | 0.6706% | 0 | 6.1285 | Residential_2022_SC D_GWh_After Competition Groups_Attic Insulation
Residential | Res ¦ Outside Air Economizer | 2022 | SC D | GWh | After Competition Groups | 5.4847 | 0 | 0 | 913.8978 | 0.0060014 | 23 | Residential_2022_SC D_GWh_After Competition Groups_23 | Outside Air Economizer | 0.6001% | 0 | 5.4847 | Residential_2022_SC D_GWh_After Competition Groups_Outside Air Economizer
Residential | Res ¦ Refrigerator Recycling | 2022 | SC D | GWh | After Competition Groups | 5.3854 | 0 | 0 | 913.8978 | 0.0058927 | 24 | Residential_2022_SC D_GWh_After Competition Groups_24 | Refrigerator Recycling | 0.5893% | 0 | 5.3854 | Residential_2022_SC D_GWh_After Competition Groups_Refrigerator Recycling
Residential | Res ¦ Advanced BAS/Controllers | 2022 | SC D | GWh | After Competition Groups | 4.9062 | 0 | 0 | 913.8978 | 0.0053684 | 25 | Residential_2022_SC D_GWh_After Competition Groups_25 | Advanced BAS/Controllers | 0.5368% | 0 | 4.9062 | Residential_2022_SC D_GWh_After Competition Groups_Advanced BAS/Controllers
Residential | Res ¦ Energy Star Clothes Dryer | 2022 | SC D | GWh | After Competition Groups | 4.7073 | 0 | 0 | 913.8978 | 0.0051508 | 26 | Residential_2022_SC D_GWh_After Competition Groups_26 | Energy Star Clothes Dryer | 0.5151% | 0 | 4.7073 | Residential_2022_SC D_GWh_After Competition Groups_Energy Star Clothes Dryer
Residential | Res ¦ High Efficiency Chiller (avg of water and air cooled) | 2022 | SC D | GWh | After Competition Groups | 4.3072 | 0 | 0 | 913.8978 | 0.0047131 | 27 | Residential_2022_SC D_GWh_After Competition Groups_27 | High Efficiency Chiller (avg of water and air cooled) | 0.4713% | 0 | 4.3072 | Residential_2022_SC D_GWh_After Competition Groups_High Efficiency Chiller (avg of water and air cooled)
Residential | Res ¦ Furnace Whistle | 2022 | SC D | GWh | After Competition Groups | 4.2247 | 0 | 0 | 913.8978 | 0.0046227 | 28 | Residential_2022_SC D_GWh_After Competition Groups_28 | Furnace Whistle | 0.4623% | 0 | 4.2247 | Residential_2022_SC D_GWh_After Competition Groups_Furnace Whistle
Residential | Res ¦ ENERGY STAR LED Lamps (General Service Lamps) | 2022 | SC D | GWh | After Competition Groups | 2.3857 | 0 | 0 | 913.8978 | 0.0026104 | 29 | Residential_2022_SC D_GWh_After Competition Groups_29 | ENERGY STAR LED Lamps (General Service Lamps) | 0.261% | 0 | 2.3857 | Residential_2022_SC D_GWh_After Competition Groups_ENERGY STAR LED Lamps (General Service Lamps)
Residential | Res ¦ Variable Frequency Drive (VFD) | 2022 | SC D | GWh | After Competition Groups | 1.3561 | 0 | 0 | 913.8978 | 0.0014839 | 30 | Residential_2022_SC D_GWh_After Competition Groups_30 | Variable Frequency Drive (VFD) | 0.1484% | 0 | 1.3561 | Residential_2022_SC D_GWh_After Competition Groups_Variable Frequency Drive (VFD)
Residential | Res ¦ Water Heater Temperature Setback | 2022 | SC D | GWh | After Competition Groups | 1.1992 | 0 | 0 | 913.8978 | 0.0013122 | 31 | Residential_2022_SC D_GWh_After Competition Groups_31 | Water Heater Temperature Setback | 0.1312% | 0 | 1.1992 | Residential_2022_SC D_GWh_After Competition Groups_Water Heater Temperature Setback
Residential | Res ¦ CO Sensors for parking garage exhaust fans | 2022 | SC D | GWh | After Competition Groups | 1.1219 | 0 | 0 | 913.8978 | 0.0012276 | 32 | Residential_2022_SC D_GWh_After Competition Groups_32 | CO Sensors for parking garage exhaust fans | 0.1228% | 0 | 1.1219 | Residential_2022_SC D_GWh_After Competition Groups_CO Sensors for parking garage exhaust fans
Residential | Res ¦ Demand Control Ventilation | 2022 | SC D | GWh | After Competition Groups | 0.93947 | 0 | 0 | 913.8978 | 0.001028 | 33 | Residential_2022_SC D_GWh_After Competition Groups_33 | Demand Control Ventilation | 0.1028% | 0 | 0.93947 | Residential_2022_SC D_GWh_After Competition Groups_Demand Control Ventilation
Residential | Res ¦ Clothes Drying Racks | 2022 | SC D | GWh | After Competition Groups | 0.54861 | 0 | 0 | 913.8978 | 0.0006003 | 34 | Residential_2022_SC D_GWh_After Competition Groups_34 | Clothes Drying Racks | 0.06003% | 0 | 0.54861 | Residential_2022_SC D_GWh_After Competition Groups_Clothes Drying Racks
Residential | Res ¦ Floor Insulation | 2022 | SC D | GWh | After Competition Groups | 0.42813 | 0 | 0 | 913.8978 | 0.00046846 | 35 | Residential_2022_SC D_GWh_After Competition Groups_35 | Floor Insulation | 0.04685% | 0 | 0.42813 | Residential_2022_SC D_GWh_After Competition Groups_Floor Insulation
Residential | Res ¦ VFD on Pumps | 2022 | SC D | GWh | After Competition Groups | 0.38251 | 0 | 0 | 913.8978 | 0.00041855 | 36 | Residential_2022_SC D_GWh_After Competition Groups_36 | VFD on Pumps | 0.04185% | 0 | 0.38251 | Residential_2022_SC D_GWh_After Competition Groups_VFD on Pumps
Residential | Res ¦ Condensing Make Up Air Unit | 2022 | SC D | GWh | After Competition Groups | 0.3116 | 0 | 0 | 913.8978 | 0.00034096 | 37 | Residential_2022_SC D_GWh_After Competition Groups_37 | Condensing Make Up Air Unit | 0.0341% | 0 | 0.3116 | Residential_2022_SC D_GWh_After Competition Groups_Condensing Make Up Air Unit
Residential | Res ¦ Duct Insulation | 2022 | SC D | GWh | After Competition Groups | 0.22623 | 0 | 0 | 913.8978 | 0.00024755 | 38 | Residential_2022_SC D_GWh_After Competition Groups_38 | Duct Insulation | 0.02475% | 0 | 0.22623 | Residential_2022_SC D_GWh_After Competition Groups_Duct Insulation
Residential | Res ¦ Energy Star Dehumidifier | 2022 | SC D | GWh | After Competition Groups | 0.22405 | 0 | 0 | 913.8978 | 0.00024516 | 39 | Residential_2022_SC D_GWh_After Competition Groups_39 | Energy Star Dehumidifier | 0.02452% | 0 | 0.22405 | Residential_2022_SC D_GWh_After Competition Groups_Energy Star Dehumidifier
Residential | Res ¦ ECM MOTORS FOR HVAC APPLICATION (FAN-POWERED VAV BOX) | 2022 | SC D | GWh | After Competition Groups | 0.20965 | 0 | 0 | 913.8978 | 0.0002294 | 40 | Residential_2022_SC D_GWh_After Competition Groups_40 | ECM MOTORS FOR HVAC APPLICATION (FAN-POWERED VAV BOX) | 0.02294% | 0 | 0.20965 | Residential_2022_SC D_GWh_After Competition Groups_ECM MOTORS FOR HVAC APPLICATION (FAN-POWERED VAV BOX)
Residential | Res ¦ Duct Insulation MF | 2022 | SC D | GWh | After Competition Groups | 0.13094 | 0 | 0 | 913.8978 | 0.00014328 | 41 | Residential_2022_SC D_GWh_After Competition Groups_41 | Duct Insulation MF | 0.01433% | 0 | 0.13094 | Residential_2022_SC D_GWh_After Competition Groups_Duct Insulation MF
Residential | Res ¦ Beverage Vending Machine Controls | 2022 | SC D | GWh | After Competition Groups | 0.10705 | 0 | 0 | 913.8978 | 0.00011713 | 42 | Residential_2022_SC D_GWh_After Competition Groups_42 | Beverage Vending Machine Controls | 0.01171% | 0 | 0.10705 | Residential_2022_SC D_GWh_After Competition Groups_Beverage Vending Machine Controls
Residential | Res ¦ Heat Recovery Ventilator | 2022 | SC D | GWh | After Competition Groups | 0.082259 | 0 | 0 | 913.8978 | 9.0009e-05 | 43 | Residential_2022_SC D_GWh_After Competition Groups_43 | Heat Recovery Ventilator | 0.009001% | 0 | 0.082259 | Residential_2022_SC D_GWh_After Competition Groups_Heat Recovery Ventilator
Residential | Res ¦ Home Energy Reports | 2022 | SC D | GWh | After Competition Groups | 0.040309 | 0 | 0 | 913.8978 | 4.4107e-05 | 44 | Residential_2022_SC D_GWh_After Competition Groups_44 | Home Energy Reports | 0.004411% | 0 | 0.040309 | Residential_2022_SC D_GWh_After Competition Groups_Home Energy Reports
Residential | Res ¦ Chilled Water Optimization | 2022 | SC D | GWh | After Competition Groups | 0.029847 | 0 | 0 | 913.8978 | 3.2659e-05 | 45 | Residential_2022_SC D_GWh_After Competition Groups_45 | Chilled Water Optimization | 0.003266% | 0 | 0.029847 | Residential_2022_SC D_GWh_After Competition Groups_Chilled Water Optimization
Residential | Res ¦ Tankless Water Heater | 2022 | SC D | GWh | After Competition Groups | 0.017044 | 0 | 0 | 913.8978 | 1.865e-05 | 46 | Residential_2022_SC D_GWh_After Competition Groups_46 | Tankless Water Heater | 0.001865% | 0 | 0.017044 | Residential_2022_SC D_GWh_After Competition Groups_Tankless Water Heater
Residential | Res ¦ LED High Bay Fixture | 2022 | SC D | GWh | After Competition Groups | 0.015197 | 0 | 0 | 913.8978 | 1.6629e-05 | 47 | Residential_2022_SC D_GWh_After Competition Groups_47 | LED High Bay Fixture | 0.001663% | 0 | 0.015197 | Residential_2022_SC D_GWh_After Competition Groups_LED High Bay Fixture
Residential | Res ¦ Wall Insulation MF | 2022 | SC D | GWh | After Competition Groups | 0.0016715 | 0 | 0 | 913.8978 | 1.829e-06 | 48 | Residential_2022_SC D_GWh_After Competition Groups_48 | Wall Insulation MF | 0.0001829% | 0 | 0.0016715 | Residential_2022_SC D_GWh_After Competition Groups_Wall Insulation MF
Residential | Res ¦ Wall Insulation | 2022 | SC D | GWh | After Competition Groups | 0.0016432 | 0 | 0 | 913.8978 | 1.798e-06 | 49 | Residential_2022_SC D_GWh_After Competition Groups_49 | Wall Insulation | 0.0001798% | 0 | 0.0016432 | Residential_2022_SC D_GWh_After Competition Groups_Wall Insulation
Residential | Res ¦ Freezer Recycling | 2022 | SC D | GWh | After Competition Groups | 0.00065567 | 0 | 0 | 913.8978 | 7.1744e-07 | 50 | Residential_2022_SC D_GWh_After Competition Groups_50 | Freezer Recycling | 7.174e-05% | 0 | 0.00065567 | Residential_2022_SC D_GWh_After Competition Groups_Freezer Recycling
Residential | Res ¦ Energy Star Freezer | 2022 | SC D | GWh | After Competition Groups | 0 | 0 | 0 | 913.8978 | 0 | 51 | Residential_2022_SC D_GWh_After Competition Groups_51 | Energy Star Freezer | 0% | 0 | 0 | Residential_2022_SC D_GWh_After Competition Groups_Energy Star Freezer
Residential | Res ¦ LED Downlight | 2022 | SC D | GWh | After Competition Groups | 0 | 0 | 0 | 913.8978 | 0 | 52 | Residential_2022_SC D_GWh_After Competition Groups_52 | LED Downlight | 0% | 0 | 0 | Residential_2022_SC D_GWh_After Competition Groups_LED Downlight
Residential | Res ¦ Smart Burners | 2022 | SC D | GWh | After Competition Groups | 0 | 0 | 0 | 913.8978 | 0 | 53 | Residential_2022_SC D_GWh_After Competition Groups_53 | Smart Burners | 0% | 0 | 0 | Residential_2022_SC D_GWh_After Competition Groups_Smart Burners
Residential | Res ¦ Smart Power Bar | 2022 | SC D | GWh | After Competition Groups | 0 | 0 | 0 | 913.8978 | 0 | 54 | Residential_2022_SC D_GWh_After Competition Groups_54 | Smart Power Bar | 0% | 0 | 0 | Residential_2022_SC D_GWh_After Competition Groups_Smart Power Bar
Residential | Res ¦ Smart Power Bar | 2022 | Technical | GWh | After Competition Groups | 1550.5983 | 0 | 0 | 11487.6456 | 0.13498 | 1 | Residential_2022_Technical_GWh_After Competition Groups_1 | Smart Power Bar | 13.5% | 0 | 1550.5983 | Residential_2022_Technical_GWh_After Competition Groups_Smart Power Bar
Residential | Res ¦ Energy Star LED Bulbs General Purpose LEDs | 2022 | Technical | GWh | After Competition Groups | 1176.1014 | 0 | 0 | 11487.6456 | 0.10238 | 2 | Residential_2022_Technical_GWh_After Competition Groups_2 | Energy Star LED Bulbs General Purpose LEDs | 10.24% | 0 | 1176.1014 | Residential_2022_Technical_GWh_After Competition Groups_Energy Star LED Bulbs General Purpose LEDs
Residential | Res ¦ Adaptive Thermostat | 2022 | Technical | GWh | After Competition Groups | 643.0443 | 0 | 0 | 11487.6456 | 0.055977 | 3 | Residential_2022_Technical_GWh_After Competition Groups_3 | Adaptive Thermostat | 5.598% | 0 | 643.0443 | Residential_2022_Technical_GWh_After Competition Groups_Adaptive Thermostat
Residential | Res ¦ Air Sealing | 2022 | Technical | GWh | After Competition Groups | 557.7485 | 0 | 0 | 11487.6456 | 0.048552 | 4 | Residential_2022_Technical_GWh_After Competition Groups_4 | Air Sealing | 4.855% | 0 | 557.7485 | Residential_2022_Technical_GWh_After Competition Groups_Air Sealing
Residential | Res ¦ Variable Speed Pool Pump Motor | 2022 | Technical | GWh | After Competition Groups | 409.5956 | 0 | 0 | 11487.6456 | 0.035655 | 5 | Residential_2022_Technical_GWh_After Competition Groups_5 | Variable Speed Pool Pump Motor | 3.566% | 0 | 409.5956 | Residential_2022_Technical_GWh_After Competition Groups_Variable Speed Pool Pump Motor
Residential | Res ¦ Energy Star Central Air Conditioner | 2022 | Technical | GWh | After Competition Groups | 388.7639 | 0 | 0 | 11487.6456 | 0.033842 | 6 | Residential_2022_Technical_GWh_After Competition Groups_6 | Energy Star Central Air Conditioner | 3.384% | 0 | 388.7639 | Residential_2022_Technical_GWh_After Competition Groups_Energy Star Central Air Conditioner
Residential | Res ¦ Energy Star A Line, PAR, MR Lamps | 2022 | Technical | GWh | After Competition Groups | 340.1456 | 0 | 0 | 11487.6456 | 0.02961 | 7 | Residential_2022_Technical_GWh_After Competition Groups_7 | Energy Star A Line, PAR, MR Lamps | 2.961% | 0 | 340.1456 | Residential_2022_Technical_GWh_After Competition Groups_Energy Star A Line, PAR, MR Lamps
Residential | Res ¦ Passive Attic Ventilation | 2022 | Technical | GWh | After Competition Groups | 330.2638 | 0 | 0 | 11487.6456 | 0.028749 | 8 | Residential_2022_Technical_GWh_After Competition Groups_8 | Passive Attic Ventilation | 2.875% | 0 | 330.2638 | Residential_2022_Technical_GWh_After Competition Groups_Passive Attic Ventilation
Residential | Res ¦ Car Block Heater Timer | 2022 | Technical | GWh | After Competition Groups | 328.8029 | 0 | 0 | 11487.6456 | 0.028622 | 9 | Residential_2022_Technical_GWh_After Competition Groups_9 | Car Block Heater Timer | 2.862% | 0 | 328.8029 | Residential_2022_Technical_GWh_After Competition Groups_Car Block Heater Timer
Residential | Res ¦ Building Recommissioning, Operations and Maintenance (O&M) Improvements | 2022 | Technical | GWh | After Competition Groups | 317.4292 | 0 | 0 | 11487.6456 | 0.027632 | 10 | Residential_2022_Technical_GWh_After Competition Groups_10 | Building Recommissioning, Operations and Maintenance (O&M) Improvements | 2.763% | 0 | 317.4292 | Residential_2022_Technical_GWh_After Competition Groups_Building Recommissioning, Operations and Maintenance (O&M) Improvements
Residential | Res ¦ Energy Star Windows | 2022 | Technical | GWh | After Competition Groups | 302.5079 | 0 | 0 | 11487.6456 | 0.026333 | 11 | Residential_2022_Technical_GWh_After Competition Groups_11 | Energy Star Windows | 2.633% | 0 | 302.5079 | Residential_2022_Technical_GWh_After Competition Groups_Energy Star Windows
Residential | Res ¦ Energy Star Refrigerator | 2022 | Technical | GWh | After Competition Groups | 295.4541 | 0 | 0 | 11487.6456 | 0.025719 | 12 | Residential_2022_Technical_GWh_After Competition Groups_12 | Energy Star Refrigerator | 2.572% | 0 | 295.4541 | Residential_2022_Technical_GWh_After Competition Groups_Energy Star Refrigerator
Residential | Res ¦ Basement Wall Insulation | 2022 | Technical | GWh | After Competition Groups | 292.783 | 0 | 0 | 11487.6456 | 0.025487 | 13 | Residential_2022_Technical_GWh_After Competition Groups_13 | Basement Wall Insulation | 2.549% | 0 | 292.783 | Residential_2022_Technical_GWh_After Competition Groups_Basement Wall Insulation
Residential | Res ¦ Energy Star Clothes Washer | 2022 | Technical | GWh | After Competition Groups | 257.7954 | 0 | 0 | 11487.6456 | 0.022441 | 14 | Residential_2022_Technical_GWh_After Competition Groups_14 | Energy Star Clothes Washer | 2.244% | 0 | 257.7954 | Residential_2022_Technical_GWh_After Competition Groups_Energy Star Clothes Washer
Residential | Res ¦ Smart Burners | 2022 | Technical | GWh | After Competition Groups | 243.8008 | 0 | 0 | 11487.6456 | 0.021223 | 15 | Residential_2022_Technical_GWh_After Competition Groups_15 | Smart Burners | 2.122% | 0 | 243.8008 | Residential_2022_Technical_GWh_After Competition Groups_Smart Burners
Residential | Res ¦ Basement or Crawlspace Insulation | 2022 | Technical | GWh | After Competition Groups | 243.1353 | 0 | 0 | 11487.6456 | 0.021165 | 16 | Residential_2022_Technical_GWh_After Competition Groups_16 | Basement or Crawlspace Insulation | 2.116% | 0 | 243.1353 | Residential_2022_Technical_GWh_After Competition Groups_Basement or Crawlspace Insulation
Residential | Res ¦ Attic Insulation | 2022 | Technical | GWh | After Competition Groups | 225.8633 | 0 | 0 | 11487.6456 | 0.019661 | 17 | Residential_2022_Technical_GWh_After Competition Groups_17 | Attic Insulation | 1.966% | 0 | 225.8633 | Residential_2022_Technical_GWh_After Competition Groups_Attic Insulation
Residential | Res ¦ Energy Star Light Fixture | 2022 | Technical | GWh | After Competition Groups | 222.0811 | 0 | 0 | 11487.6456 | 0.019332 | 18 | Residential_2022_Technical_GWh_After Competition Groups_18 | Energy Star Light Fixture | 1.933% | 0 | 222.0811 | Residential_2022_Technical_GWh_After Competition Groups_Energy Star Light Fixture
Residential | Res ¦ Energy Star Ground Source Heat Pump | 2022 | Technical | GWh | After Competition Groups | 221.7712 | 0 | 0 | 11487.6456 | 0.019305 | 19 | Residential_2022_Technical_GWh_After Competition Groups_19 | Energy Star Ground Source Heat Pump | 1.931% | 0 | 221.7712 | Residential_2022_Technical_GWh_After Competition Groups_Energy Star Ground Source Heat Pump
Residential | Res ¦ Ductless Mini-Split Heat Pump | 2022 | Technical | GWh | After Competition Groups | 219.7393 | 0 | 0 | 11487.6456 | 0.019128 | 20 | Residential_2022_Technical_GWh_After Competition Groups_20 | Ductless Mini-Split Heat Pump | 1.913% | 0 | 219.7393 | Residential_2022_Technical_GWh_After Competition Groups_Ductless Mini-Split Heat Pump
Residential | Res ¦ Heat Pump Clothes Dryer | 2022 | Technical | GWh | After Competition Groups | 212.1714 | 0 | 0 | 11487.6456 | 0.01847 | 21 | Residential_2022_Technical_GWh_After Competition Groups_21 | Heat Pump Clothes Dryer | 1.847% | 0 | 212.1714 | Residential_2022_Technical_GWh_After Competition Groups_Heat Pump Clothes Dryer
Residential | Res ¦ Wall Insulation | 2022 | Technical | GWh | After Competition Groups | 176.4683 | 0 | 0 | 11487.6456 | 0.015362 | 22 | Residential_2022_Technical_GWh_After Competition Groups_22 | Wall Insulation | 1.536% | 0 | 176.4683 | Residential_2022_Technical_GWh_After Competition Groups_Wall Insulation
Residential | Res ¦ Comprehensive Draft Proofing | 2022 | Technical | GWh | After Competition Groups | 161.4484 | 0 | 0 | 11487.6456 | 0.014054 | 23 | Residential_2022_Technical_GWh_After Competition Groups_23 | Comprehensive Draft Proofing | 1.405% | 0 | 161.4484 | Residential_2022_Technical_GWh_After Competition Groups_Comprehensive Draft Proofing
Residential | Res ¦ Heavy Duty Outdoor/Holiday Plug-in Timers | 2022 | Technical | GWh | After Competition Groups | 156.1497 | 0 | 0 | 11487.6456 | 0.013593 | 24 | Residential_2022_Technical_GWh_After Competition Groups_24 | Heavy Duty Outdoor/Holiday Plug-in Timers | 1.359% | 0 | 156.1497 | Residential_2022_Technical_GWh_After Competition Groups_Heavy Duty Outdoor/Holiday Plug-in Timers
Residential | Res ¦ Energy Star Torchiere | 2022 | Technical | GWh | After Competition Groups | 140.7691 | 0 | 0 | 11487.6456 | 0.012254 | 25 | Residential_2022_Technical_GWh_After Competition Groups_25 | Energy Star Torchiere | 1.225% | 0 | 140.7691 | Residential_2022_Technical_GWh_After Competition Groups_Energy Star Torchiere
Residential | Res ¦ Ductless Mini-Split Air Conditioner | 2022 | Technical | GWh | After Competition Groups | 122.9064 | 0 | 0 | 11487.6456 | 0.010699 | 26 | Residential_2022_Technical_GWh_After Competition Groups_26 | Ductless Mini-Split Air Conditioner | 1.07% | 0 | 122.9064 | Residential_2022_Technical_GWh_After Competition Groups_Ductless Mini-Split Air Conditioner
Residential | Res ¦ Furnace with ECM | 2022 | Technical | GWh | After Competition Groups | 121.6468 | 0 | 0 | 11487.6456 | 0.010589 | 27 | Residential_2022_Technical_GWh_After Competition Groups_27 | Furnace with ECM | 1.059% | 0 | 121.6468 | Residential_2022_Technical_GWh_After Competition Groups_Furnace with ECM
Residential | Res ¦ Radiant Barrier | 2022 | Technical | GWh | After Competition Groups | 112.9343 | 0 | 0 | 11487.6456 | 0.0098309 | 28 | Residential_2022_Technical_GWh_After Competition Groups_28 | Radiant Barrier | 0.9831% | 0 | 112.9343 | Residential_2022_Technical_GWh_After Competition Groups_Radiant Barrier
Residential | Res ¦ Occupancy Sensors MF | 2022 | Technical | GWh | After Competition Groups | 103.515 | 0 | 0 | 11487.6456 | 0.009011 | 29 | Residential_2022_Technical_GWh_After Competition Groups_29 | Occupancy Sensors MF | 0.9011% | 0 | 103.515 | Residential_2022_Technical_GWh_After Competition Groups_Occupancy Sensors MF
Residential | Res ¦ Ceiling Insulation | 2022 | Technical | GWh | After Competition Groups | 88.4588 | 0 | 0 | 11487.6456 | 0.0077003 | 30 | Residential_2022_Technical_GWh_After Competition Groups_30 | Ceiling Insulation | 0.77% | 0 | 88.4588 | Residential_2022_Technical_GWh_After Competition Groups_Ceiling Insulation
Residential | Res ¦ Window Film | 2022 | Technical | GWh | After Competition Groups | 86.6938 | 0 | 0 | 11487.6456 | 0.0075467 | 31 | Residential_2022_Technical_GWh_After Competition Groups_31 | Window Film | 0.7547% | 0 | 86.6938 | Residential_2022_Technical_GWh_After Competition Groups_Window Film
Residential | Res ¦ Refrigerator Recycling | 2022 | Technical | GWh | After Competition Groups | 83.209 | 0 | 0 | 11487.6456 | 0.0072433 | 32 | Residential_2022_Technical_GWh_After Competition Groups_32 | Refrigerator Recycling | 0.7243% | 0 | 83.209 | Residential_2022_Technical_GWh_After Competition Groups_Refrigerator Recycling
Residential | Res ¦ Variable Refrigerant Flow Heat Pump | 2022 | Technical | GWh | After Competition Groups | 77.4448 | 0 | 0 | 11487.6456 | 0.0067416 | 33 | Residential_2022_Technical_GWh_After Competition Groups_33 | Variable Refrigerant Flow Heat Pump | 0.6742% | 0 | 77.4448 | Residential_2022_Technical_GWh_After Competition Groups_Variable Refrigerant Flow Heat Pump
Residential | Res ¦ Clothes Drying Racks | 2022 | Technical | GWh | After Competition Groups | 75.9818 | 0 | 0 | 11487.6456 | 0.0066142 | 34 | Residential_2022_Technical_GWh_After Competition Groups_34 | Clothes Drying Racks | 0.6614% | 0 | 75.9818 | Residential_2022_Technical_GWh_After Competition Groups_Clothes Drying Racks
Residential | Res ¦ LED Parking Lot Fixture | 2022 | Technical | GWh | After Competition Groups | 74.8214 | 0 | 0 | 11487.6456 | 0.0065132 | 35 | Residential_2022_Technical_GWh_After Competition Groups_35 | LED Parking Lot Fixture | 0.6513% | 0 | 74.8214 | Residential_2022_Technical_GWh_After Competition Groups_LED Parking Lot Fixture
Residential | Res ¦ Freezer Recycling | 2022 | Technical | GWh | After Competition Groups | 73.0107 | 0 | 0 | 11487.6456 | 0.0063556 | 36 | Residential_2022_Technical_GWh_After Competition Groups_36 | Freezer Recycling | 0.6356% | 0 | 73.0107 | Residential_2022_Technical_GWh_After Competition Groups_Freezer Recycling
Residential | Res ¦ Duct Insulation | 2022 | Technical | GWh | After Competition Groups | 72.7199 | 0 | 0 | 11487.6456 | 0.0063303 | 37 | Residential_2022_Technical_GWh_After Competition Groups_37 | Duct Insulation | 0.633% | 0 | 72.7199 | Residential_2022_Technical_GWh_After Competition Groups_Duct Insulation
Residential | Res ¦ Lighting Motion Sensors, Timers, Dimmers | 2022 | Technical | GWh | After Competition Groups | 68.642 | 0 | 0 | 11487.6456 | 0.0059753 | 38 | Residential_2022_Technical_GWh_After Competition Groups_38 | Lighting Motion Sensors, Timers, Dimmers | 0.5975% | 0 | 68.642 | Residential_2022_Technical_GWh_After Competition Groups_Lighting Motion Sensors, Timers, Dimmers
Residential | Res ¦ LED Downlight | 2022 | Technical | GWh | After Competition Groups | 67.761 | 0 | 0 | 11487.6456 | 0.0058986 | 39 | Residential_2022_Technical_GWh_After Competition Groups_39 | LED Downlight | 0.5899% | 0 | 67.761 | Residential_2022_Technical_GWh_After Competition Groups_LED Downlight
Residential | Res ¦ Floor Insulation | 2022 | Technical | GWh | After Competition Groups | 59.1954 | 0 | 0 | 11487.6456 | 0.005153 | 40 | Residential_2022_Technical_GWh_After Competition Groups_40 | Floor Insulation | 0.5153% | 0 | 59.1954 | Residential_2022_Technical_GWh_After Competition Groups_Floor Insulation
Residential | Res ¦ INTEGRAL LED TROFFERS | 2022 | Technical | GWh | After Competition Groups | 56.636 | 0 | 0 | 11487.6456 | 0.0049302 | 41 | Residential_2022_Technical_GWh_After Competition Groups_41 | INTEGRAL LED TROFFERS | 0.493% | 0 | 56.636 | Residential_2022_Technical_GWh_After Competition Groups_INTEGRAL LED TROFFERS
Residential | Res ¦ Dehumidifier Recycling | 2022 | Technical | GWh | After Competition Groups | 50.6269 | 0 | 0 | 11487.6456 | 0.0044071 | 42 | Residential_2022_Technical_GWh_After Competition Groups_42 | Dehumidifier Recycling | 0.4407% | 0 | 50.6269 | Residential_2022_Technical_GWh_After Competition Groups_Dehumidifier Recycling
Residential | Res ¦ Advanced BAS/Controllers | 2022 | Technical | GWh | After Competition Groups | 46.4595 | 0 | 0 | 11487.6456 | 0.0040443 | 43 | Residential_2022_Technical_GWh_After Competition Groups_43 | Advanced BAS/Controllers | 0.4044% | 0 | 46.4595 | Residential_2022_Technical_GWh_After Competition Groups_Advanced BAS/Controllers
Residential | Res ¦ Minimize Hot and Warm Clothes Wash | 2022 | Technical | GWh | After Competition Groups | 40.6104 | 0 | 0 | 11487.6456 | 0.0035351 | 44 | Residential_2022_Technical_GWh_After Competition Groups_44 | Minimize Hot and Warm Clothes Wash | 0.3535% | 0 | 40.6104 | Residential_2022_Technical_GWh_After Competition Groups_Minimize Hot and Warm Clothes Wash
Residential | Res ¦ Furnace Whistle | 2022 | Technical | GWh | After Competition Groups | 40.0061 | 0 | 0 | 11487.6456 | 0.0034825 | 45 | Residential_2022_Technical_GWh_After Competition Groups_45 | Furnace Whistle | 0.3483% | 0 | 40.0061 | Residential_2022_Technical_GWh_After Competition Groups_Furnace Whistle
Residential | Res ¦ Early Hot Water Heater Replacement | 2022 | Technical | GWh | After Competition Groups | 36.2378 | 0 | 0 | 11487.6456 | 0.0031545 | 46 | Residential_2022_Technical_GWh_After Competition Groups_46 | Early Hot Water Heater Replacement | 0.3154% | 0 | 36.2378 | Residential_2022_Technical_GWh_After Competition Groups_Early Hot Water Heater Replacement
Residential | Res ¦ Solar Powered Attic Fan | 2022 | Technical | GWh | After Competition Groups | 36.1995 | 0 | 0 | 11487.6456 | 0.0031512 | 47 | Residential_2022_Technical_GWh_After Competition Groups_47 | Solar Powered Attic Fan | 0.3151% | 0 | 36.1995 | Residential_2022_Technical_GWh_After Competition Groups_Solar Powered Attic Fan
Residential | Res ¦ LED Exterior Area Lights - LED Fixture (200W) | 2022 | Technical | GWh | After Competition Groups | 34.0116 | 0 | 0 | 11487.6456 | 0.0029607 | 48 | Residential_2022_Technical_GWh_After Competition Groups_48 | LED Exterior Area Lights - LED Fixture (200W) | 0.2961% | 0 | 34.0116 | Residential_2022_Technical_GWh_After Competition Groups_LED Exterior Area Lights - LED Fixture (200W)
Residential | Res ¦ Energy Star Ceiling Fan/Lighting | 2022 | Technical | GWh | After Competition Groups | 33.4245 | 0 | 0 | 11487.6456 | 0.0029096 | 49 | Residential_2022_Technical_GWh_After Competition Groups_49 | Energy Star Ceiling Fan/Lighting | 0.291% | 0 | 33.4245 | Residential_2022_Technical_GWh_After Competition Groups_Energy Star Ceiling Fan/Lighting
Residential | Res ¦ Duct Insulation MF | 2022 | Technical | GWh | After Competition Groups | 32.0807 | 0 | 0 | 11487.6456 | 0.0027926 | 50 | Residential_2022_Technical_GWh_After Competition Groups_50 | Duct Insulation MF | 0.2793% | 0 | 32.0807 | Residential_2022_Technical_GWh_After Competition Groups_Duct Insulation MF
Residential | Res ¦ Energy Star Dehumidifier | 2022 | Technical | GWh | After Competition Groups | 29.7465 | 0 | 0 | 11487.6456 | 0.0025894 | 51 | Residential_2022_Technical_GWh_After Competition Groups_51 | Energy Star Dehumidifier | 0.2589% | 0 | 29.7465 | Residential_2022_Technical_GWh_After Competition Groups_Energy Star Dehumidifier
Residential | Res ¦ Central Air Conditioner Maintenance | 2022 | Technical | GWh | After Competition Groups | 29.6044 | 0 | 0 | 11487.6456 | 0.0025771 | 52 | Residential_2022_Technical_GWh_After Competition Groups_52 | Central Air Conditioner Maintenance | 0.2577% | 0 | 29.6044 | Residential_2022_Technical_GWh_After Competition Groups_Central Air Conditioner Maintenance
Residential | Res ¦ Energy Star Freezer | 2022 | Technical | GWh | After Competition Groups | 29.1359 | 0 | 0 | 11487.6456 | 0.0025363 | 53 | Residential_2022_Technical_GWh_After Competition Groups_53 | Energy Star Freezer | 0.2536% | 0 | 29.1359 | Residential_2022_Technical_GWh_After Competition Groups_Energy Star Freezer
Residential | Res ¦ Home Energy Reports | 2022 | Technical | GWh | After Competition Groups | 26.3887 | 0 | 0 | 11487.6456 | 0.0022971 | 54 | Residential_2022_Technical_GWh_After Competition Groups_54 | Home Energy Reports | 0.2297% | 0 | 26.3887 | Residential_2022_Technical_GWh_After Competition Groups_Home Energy Reports
Residential | Res ¦ Outside Air Economizer | 2022 | Technical | GWh | After Competition Groups | 26.032 | 0 | 0 | 11487.6456 | 0.0022661 | 55 | Residential_2022_Technical_GWh_After Competition Groups_55 | Outside Air Economizer | 0.2266% | 0 | 26.032 | Residential_2022_Technical_GWh_After Competition Groups_Outside Air Economizer
Residential | Res ¦ Drain Water Heat Recovery | 2022 | Technical | GWh | After Competition Groups | 24.3393 | 0 | 0 | 11487.6456 | 0.0021187 | 56 | Residential_2022_Technical_GWh_After Competition Groups_56 | Drain Water Heat Recovery | 0.2119% | 0 | 24.3393 | Residential_2022_Technical_GWh_After Competition Groups_Drain Water Heat Recovery
Residential | Res ¦ Heat Pump Water Heater | 2022 | Technical | GWh | After Competition Groups | 21.7253 | 0 | 0 | 11487.6456 | 0.0018912 | 57 | Residential_2022_Technical_GWh_After Competition Groups_57 | Heat Pump Water Heater | 0.1891% | 0 | 21.7253 | Residential_2022_Technical_GWh_After Competition Groups_Heat Pump Water Heater
Residential | Res ¦ Demand Control Ventilation | 2022 | Technical | GWh | After Competition Groups | 21.4272 | 0 | 0 | 11487.6456 | 0.0018652 | 58 | Residential_2022_Technical_GWh_After Competition Groups_58 | Demand Control Ventilation | 0.1865% | 0 | 21.4272 | Residential_2022_Technical_GWh_After Competition Groups_Demand Control Ventilation
Residential | Res ¦ Central Lighting Control System | 2022 | Technical | GWh | After Competition Groups | 19.1535 | 0 | 0 | 11487.6456 | 0.0016673 | 59 | Residential_2022_Technical_GWh_After Competition Groups_59 | Central Lighting Control System | 0.1667% | 0 | 19.1535 | Residential_2022_Technical_GWh_After Competition Groups_Central Lighting Control System
Residential | Res ¦ Variable Frequency Drive (VFD) | 2022 | Technical | GWh | After Competition Groups | 16.9706 | 0 | 0 | 11487.6456 | 0.0014773 | 60 | Residential_2022_Technical_GWh_After Competition Groups_60 | Variable Frequency Drive (VFD) | 0.1477% | 0 | 16.9706 | Residential_2022_Technical_GWh_After Competition Groups_Variable Frequency Drive (VFD)
Residential | Res ¦ CO Sensors for parking garage exhaust fans | 2022 | Technical | GWh | After Competition Groups | 16.4242 | 0 | 0 | 11487.6456 | 0.0014297 | 61 | Residential_2022_Technical_GWh_After Competition Groups_61 | CO Sensors for parking garage exhaust fans | 0.143% | 0 | 16.4242 | Residential_2022_Technical_GWh_After Competition Groups_CO Sensors for parking garage exhaust fans
Residential | Res ¦ LED Tube Re-Lamp | 2022 | Technical | GWh | After Competition Groups | 15.5386 | 0 | 0 | 11487.6456 | 0.0013526 | 62 | Residential_2022_Technical_GWh_After Competition Groups_62 | LED Tube Re-Lamp | 0.1353% | 0 | 15.5386 | Residential_2022_Technical_GWh_After Competition Groups_LED Tube Re-Lamp
Residential | Res ¦ ENERGY STAR LED LAMPS (REFLECTOR LAMPs/MR16/PAR 16) | 2022 | Technical | GWh | After Competition Groups | 15.4904 | 0 | 0 | 11487.6456 | 0.0013484 | 63 | Residential_2022_Technical_GWh_After Competition Groups_63 | ENERGY STAR LED LAMPS (REFLECTOR LAMPs/MR16/PAR 16) | 0.1348% | 0 | 15.4904 | Residential_2022_Technical_GWh_After Competition Groups_ENERGY STAR LED LAMPS (REFLECTOR LAMPs/MR16/PAR 16)
Residential | Res ¦ Heat Recovery Ventilator | 2022 | Technical | GWh | After Competition Groups | 13.6689 | 0 | 0 | 11487.6456 | 0.0011899 | 64 | Residential_2022_Technical_GWh_After Competition Groups_64 | Heat Recovery Ventilator | 0.119% | 0 | 13.6689 | Residential_2022_Technical_GWh_After Competition Groups_Heat Recovery Ventilator
Residential | Res ¦ Water Heater Temperature Setback | 2022 | Technical | GWh | After Competition Groups | 12.6814 | 0 | 0 | 11487.6456 | 0.0011039 | 65 | Residential_2022_Technical_GWh_After Competition Groups_65 | Water Heater Temperature Setback | 0.1104% | 0 | 12.6814 | Residential_2022_Technical_GWh_After Competition Groups_Water Heater Temperature Setback
Residential | Res ¦ DHW Recirculation Systems | 2022 | Technical | GWh | After Competition Groups | 11.4495 | 0 | 0 | 11487.6456 | 0.00099668 | 66 | Residential_2022_Technical_GWh_After Competition Groups_66 | DHW Recirculation Systems | 0.09967% | 0 | 11.4495 | Residential_2022_Technical_GWh_After Competition Groups_DHW Recirculation Systems
Residential | Res ¦ Air Source Heat Pump Maintenance | 2022 | Technical | GWh | After Competition Groups | 10.3546 | 0 | 0 | 11487.6456 | 0.00090137 | 67 | Residential_2022_Technical_GWh_After Competition Groups_67 | Air Source Heat Pump Maintenance | 0.09014% | 0 | 10.3546 | Residential_2022_Technical_GWh_After Competition Groups_Air Source Heat Pump Maintenance
Residential | Res ¦ Energy Star Dishwasher | 2022 | Technical | GWh | After Competition Groups | 9.2512 | 0 | 0 | 11487.6456 | 0.00080532 | 68 | Residential_2022_Technical_GWh_After Competition Groups_68 | Energy Star Dishwasher | 0.08053% | 0 | 9.2512 | Residential_2022_Technical_GWh_After Competition Groups_Energy Star Dishwasher
Residential | Res ¦ Condensing Make Up Air Unit | 2022 | Technical | GWh | After Competition Groups | 5.7507 | 0 | 0 | 11487.6456 | 0.0005006 | 69 | Residential_2022_Technical_GWh_After Competition Groups_69 | Condensing Make Up Air Unit | 0.05006% | 0 | 5.7507 | Residential_2022_Technical_GWh_After Competition Groups_Condensing Make Up Air Unit
Residential | Res ¦ High Efficiency Chiller (avg of water and air cooled) | 2022 | Technical | GWh | After Competition Groups | 5.3176 | 0 | 0 | 11487.6456 | 0.0004629 | 70 | Residential_2022_Technical_GWh_After Competition Groups_70 | High Efficiency Chiller (avg of water and air cooled) | 0.04629% | 0 | 5.3176 | Residential_2022_Technical_GWh_After Competition Groups_High Efficiency Chiller (avg of water and air cooled)
Residential | Res ¦ VFD on Pumps | 2022 | Technical | GWh | After Competition Groups | 5.2186 | 0 | 0 | 11487.6456 | 0.00045428 | 71 | Residential_2022_Technical_GWh_After Competition Groups_71 | VFD on Pumps | 0.04543% | 0 | 5.2186 | Residential_2022_Technical_GWh_After Competition Groups_VFD on Pumps
Residential | Res ¦ ENERGY STAR LED Lamps (General Service Lamps) | 2022 | Technical | GWh | After Competition Groups | 3.4452 | 0 | 0 | 11487.6456 | 0.0002999 | 72 | Residential_2022_Technical_GWh_After Competition Groups_72 | ENERGY STAR LED Lamps (General Service Lamps) | 0.02999% | 0 | 3.4452 | Residential_2022_Technical_GWh_After Competition Groups_ENERGY STAR LED Lamps (General Service Lamps)
Residential | Res ¦ ECM MOTORS FOR HVAC APPLICATION (FAN-POWERED VAV BOX) | 2022 | Technical | GWh | After Competition Groups | 2.6533 | 0 | 0 | 11487.6456 | 0.00023097 | 73 | Residential_2022_Technical_GWh_After Competition Groups_73 | ECM MOTORS FOR HVAC APPLICATION (FAN-POWERED VAV BOX) | 0.0231% | 0 | 2.6533 | Residential_2022_Technical_GWh_After Competition Groups_ECM MOTORS FOR HVAC APPLICATION (FAN-POWERED VAV BOX)
Residential | Res ¦ HVAC Optimization | 2022 | Technical | GWh | After Competition Groups | 1.9817 | 0 | 0 | 11487.6456 | 0.00017251 | 74 | Residential_2022_Technical_GWh_After Competition Groups_74 | HVAC Optimization | 0.01725% | 0 | 1.9817 | Residential_2022_Technical_GWh_After Competition Groups_HVAC Optimization
Residential | Res ¦ Beverage Vending Machine Controls | 2022 | Technical | GWh | After Competition Groups | 1.6657 | 0 | 0 | 11487.6456 | 0.000145 | 75 | Residential_2022_Technical_GWh_After Competition Groups_75 | Beverage Vending Machine Controls | 0.0145% | 0 | 1.6657 | Residential_2022_Technical_GWh_After Competition Groups_Beverage Vending Machine Controls
Residential | Res ¦ Tankless Water Heater | 2022 | Technical | GWh | After Competition Groups | 1.184 | 0 | 0 | 11487.6456 | 0.00010307 | 76 | Residential_2022_Technical_GWh_After Competition Groups_76 | Tankless Water Heater | 0.01031% | 0 | 1.184 | Residential_2022_Technical_GWh_After Competition Groups_Tankless Water Heater
Residential | Res ¦ Wall Insulation MF | 2022 | Technical | GWh | After Competition Groups | 0.64432 | 0 | 0 | 11487.6456 | 5.6088e-05 | 77 | Residential_2022_Technical_GWh_After Competition Groups_77 | Wall Insulation MF | 0.005609% | 0 | 0.64432 | Residential_2022_Technical_GWh_After Competition Groups_Wall Insulation MF
Residential | Res ¦ LED Recessed Downlights | 2022 | Technical | GWh | After Competition Groups | 0.3057 | 0 | 0 | 11487.6456 | 2.6611e-05 | 78 | Residential_2022_Technical_GWh_After Competition Groups_78 | LED Recessed Downlights | 0.002661% | 0 | 0.3057 | Residential_2022_Technical_GWh_After Competition Groups_LED Recessed Downlights
Residential | Res ¦ LED High Bay Fixture | 2022 | Technical | GWh | After Competition Groups | 0.26124 | 0 | 0 | 11487.6456 | 2.2741e-05 | 79 | Residential_2022_Technical_GWh_After Competition Groups_79 | LED High Bay Fixture | 0.002274% | 0 | 0.26124 | Residential_2022_Technical_GWh_After Competition Groups_LED High Bay Fixture
Residential | Res ¦ Chilled Water Optimization | 2022 | Technical | GWh | After Competition Groups | 0.13857 | 0 | 0 | 11487.6456 | 1.2063e-05 | 80 | Residential_2022_Technical_GWh_After Competition Groups_80 | Chilled Water Optimization | 0.001206% | 0 | 0.13857 | Residential_2022_Technical_GWh_After Competition Groups_Chilled Water Optimization
Residential | Res ¦ Solar Water Preheat (Pools/DHW) | 2022 | Technical | GWh | After Competition Groups | 0.030825 | 0 | 0 | 11487.6456 | 2.6833e-06 | 81 | Residential_2022_Technical_GWh_After Competition Groups_81 | Solar Water Preheat (Pools/DHW) | 0.0002683% | 0 | 0.030825 | Residential_2022_Technical_GWh_After Competition Groups_Solar Water Preheat (Pools/DHW)
Residential | Res ¦ Photocell Controls (Outdoor) | 2022 | Technical | GWh | After Competition Groups | 0.00032346 | 0 | 0 | 11487.6456 | 2.8157e-08 | 82 | Residential_2022_Technical_GWh_After Competition Groups_82 | Photocell Controls (Outdoor) | 2.816e-06% | 0 | 0.00032346 | Residential_2022_Technical_GWh_After Competition Groups_Photocell Controls (Outdoor)
Residential | Res ¦ Energy Star LED Bulbs General Purpose LEDs | 2023 | Economic | GWh | After Competition Groups | 1176.1014 | 0 | 0 | 6551.2377 | 0.17952 | 1 | Residential_2023_Economic_GWh_After Competition Groups_1 | Energy Star LED Bulbs General Purpose LEDs | 17.95% | 0 | 1176.1014 | Residential_2023_Economic_GWh_After Competition Groups_Energy Star LED Bulbs General Purpose LEDs
Residential | Res ¦ Adaptive Thermostat | 2023 | Economic | GWh | After Competition Groups | 647.6553 | 0 | 0 | 6551.2377 | 0.09886 | 2 | Residential_2023_Economic_GWh_After Competition Groups_2 | Adaptive Thermostat | 9.886% | 0 | 647.6553 | Residential_2023_Economic_GWh_After Competition Groups_Adaptive Thermostat
Residential | Res ¦ Air Sealing | 2023 | Economic | GWh | After Competition Groups | 548.9361 | 0 | 0 | 6551.2377 | 0.083791 | 3 | Residential_2023_Economic_GWh_After Competition Groups_3 | Air Sealing | 8.379% | 0 | 548.9361 | Residential_2023_Economic_GWh_After Competition Groups_Air Sealing
Residential | Res ¦ Energy Star A Line, PAR, MR Lamps | 2023 | Economic | GWh | After Competition Groups | 455.986 | 0 | 0 | 6551.2377 | 0.069603 | 4 | Residential_2023_Economic_GWh_After Competition Groups_4 | Energy Star A Line, PAR, MR Lamps | 6.96% | 0 | 455.986 | Residential_2023_Economic_GWh_After Competition Groups_Energy Star A Line, PAR, MR Lamps
Residential | Res ¦ Variable Speed Pool Pump Motor | 2023 | Economic | GWh | After Competition Groups | 403.124 | 0 | 0 | 6551.2377 | 0.061534 | 5 | Residential_2023_Economic_GWh_After Competition Groups_5 | Variable Speed Pool Pump Motor | 6.153% | 0 | 403.124 | Residential_2023_Economic_GWh_After Competition Groups_Variable Speed Pool Pump Motor
Residential | Res ¦ Car Block Heater Timer | 2023 | Economic | GWh | After Competition Groups | 332.3323 | 0 | 0 | 6551.2377 | 0.050728 | 6 | Residential_2023_Economic_GWh_After Competition Groups_6 | Car Block Heater Timer | 5.073% | 0 | 332.3323 | Residential_2023_Economic_GWh_After Competition Groups_Car Block Heater Timer
Residential | Res ¦ Building Recommissioning, Operations and Maintenance (O&M) Improvements | 2023 | Economic | GWh | After Competition Groups | 312.4139 | 0 | 0 | 6551.2377 | 0.047688 | 7 | Residential_2023_Economic_GWh_After Competition Groups_7 | Building Recommissioning, Operations and Maintenance (O&M) Improvements | 4.769% | 0 | 312.4139 | Residential_2023_Economic_GWh_After Competition Groups_Building Recommissioning, Operations and Maintenance (O&M) Improvements
Residential | Res ¦ Energy Star Clothes Washer | 2023 | Economic | GWh | After Competition Groups | 311.0659 | 0 | 0 | 6551.2377 | 0.047482 | 8 | Residential_2023_Economic_GWh_After Competition Groups_8 | Energy Star Clothes Washer | 4.748% | 0 | 311.0659 | Residential_2023_Economic_GWh_After Competition Groups_Energy Star Clothes Washer
Residential | Res ¦ Basement Wall Insulation | 2023 | Economic | GWh | After Competition Groups | 288.1571 | 0 | 0 | 6551.2377 | 0.043985 | 9 | Residential_2023_Economic_GWh_After Competition Groups_9 | Basement Wall Insulation | 4.399% | 0 | 288.1571 | Residential_2023_Economic_GWh_After Competition Groups_Basement Wall Insulation
Residential | Res ¦ Ductless Mini-Split Heat Pump | 2023 | Economic | GWh | After Competition Groups | 268.5218 | 0 | 0 | 6551.2377 | 0.040988 | 10 | Residential_2023_Economic_GWh_After Competition Groups_10 | Ductless Mini-Split Heat Pump | 4.099% | 0 | 268.5218 | Residential_2023_Economic_GWh_After Competition Groups_Ductless Mini-Split Heat Pump
Residential | Res ¦ Attic Insulation | 2023 | Economic | GWh | After Competition Groups | 222.2946 | 0 | 0 | 6551.2377 | 0.033932 | 11 | Residential_2023_Economic_GWh_After Competition Groups_11 | Attic Insulation | 3.393% | 0 | 222.2946 | Residential_2023_Economic_GWh_After Competition Groups_Attic Insulation
Residential | Res ¦ Energy Star Torchiere | 2023 | Economic | GWh | After Competition Groups | 165.0965 | 0 | 0 | 6551.2377 | 0.025201 | 12 | Residential_2023_Economic_GWh_After Competition Groups_12 | Energy Star Torchiere | 2.52% | 0 | 165.0965 | Residential_2023_Economic_GWh_After Competition Groups_Energy Star Torchiere
Residential | Res ¦ Comprehensive Draft Proofing | 2023 | Economic | GWh | After Competition Groups | 158.8975 | 0 | 0 | 6551.2377 | 0.024255 | 13 | Residential_2023_Economic_GWh_After Competition Groups_13 | Comprehensive Draft Proofing | 2.425% | 0 | 158.8975 | Residential_2023_Economic_GWh_After Competition Groups_Comprehensive Draft Proofing
Residential | Res ¦ Energy Star Air Source Heat Pump | 2023 | Economic | GWh | After Competition Groups | 153.4727 | 0 | 0 | 6551.2377 | 0.023427 | 14 | Residential_2023_Economic_GWh_After Competition Groups_14 | Energy Star Air Source Heat Pump | 2.343% | 0 | 153.4727 | Residential_2023_Economic_GWh_After Competition Groups_Energy Star Air Source Heat Pump
Residential | Res ¦ Occupancy Sensors MF | 2023 | Economic | GWh | After Competition Groups | 97.8014 | 0 | 0 | 6551.2377 | 0.014929 | 15 | Residential_2023_Economic_GWh_After Competition Groups_15 | Occupancy Sensors MF | 1.493% | 0 | 97.8014 | Residential_2023_Economic_GWh_After Competition Groups_Occupancy Sensors MF
Residential | Res ¦ Refrigerator Recycling | 2023 | Economic | GWh | After Competition Groups | 81.8943 | 0 | 0 | 6551.2377 | 0.012501 | 16 | Residential_2023_Economic_GWh_After Competition Groups_16 | Refrigerator Recycling | 1.25% | 0 | 81.8943 | Residential_2023_Economic_GWh_After Competition Groups_Refrigerator Recycling
Residential | Res ¦ LED Parking Lot Fixture | 2023 | Economic | GWh | After Competition Groups | 77.045 | 0 | 0 | 6551.2377 | 0.01176 | 17 | Residential_2023_Economic_GWh_After Competition Groups_17 | LED Parking Lot Fixture | 1.176% | 0 | 77.045 | Residential_2023_Economic_GWh_After Competition Groups_LED Parking Lot Fixture
Residential | Res ¦ Clothes Drying Racks | 2023 | Economic | GWh | After Competition Groups | 74.7813 | 0 | 0 | 6551.2377 | 0.011415 | 18 | Residential_2023_Economic_GWh_After Competition Groups_18 | Clothes Drying Racks | 1.141% | 0 | 74.7813 | Residential_2023_Economic_GWh_After Competition Groups_Clothes Drying Racks
Residential | Res ¦ Freezer Recycling | 2023 | Economic | GWh | After Competition Groups | 71.8571 | 0 | 0 | 6551.2377 | 0.010968 | 19 | Residential_2023_Economic_GWh_After Competition Groups_19 | Freezer Recycling | 1.097% | 0 | 71.8571 | Residential_2023_Economic_GWh_After Competition Groups_Freezer Recycling
Residential | Res ¦ Energy Star Light Fixture | 2023 | Economic | GWh | After Competition Groups | 71.1251 | 0 | 0 | 6551.2377 | 0.010857 | 20 | Residential_2023_Economic_GWh_After Competition Groups_20 | Energy Star Light Fixture | 1.086% | 0 | 71.1251 | Residential_2023_Economic_GWh_After Competition Groups_Energy Star Light Fixture
Residential | Res ¦ Energy Star Clothes Dryer | 2023 | Economic | GWh | After Competition Groups | 65.8517 | 0 | 0 | 6551.2377 | 0.010052 | 21 | Residential_2023_Economic_GWh_After Competition Groups_21 | Energy Star Clothes Dryer | 1.005% | 0 | 65.8517 | Residential_2023_Economic_GWh_After Competition Groups_Energy Star Clothes Dryer
Residential | Res ¦ Floor Insulation | 2023 | Economic | GWh | After Competition Groups | 58.2602 | 0 | 0 | 6551.2377 | 0.008893 | 22 | Residential_2023_Economic_GWh_After Competition Groups_22 | Floor Insulation | 0.8893% | 0 | 58.2602 | Residential_2023_Economic_GWh_After Competition Groups_Floor Insulation
Residential | Res ¦ Energy Star Room Air Conditioner | 2023 | Economic | GWh | After Competition Groups | 56.6243 | 0 | 0 | 6551.2377 | 0.0086433 | 23 | Residential_2023_Economic_GWh_After Competition Groups_23 | Energy Star Room Air Conditioner | 0.8643% | 0 | 56.6243 | Residential_2023_Economic_GWh_After Competition Groups_Energy Star Room Air Conditioner
Residential | Res ¦ Duct Insulation | 2023 | Economic | GWh | After Competition Groups | 53.5597 | 0 | 0 | 6551.2377 | 0.0081755 | 24 | Residential_2023_Economic_GWh_After Competition Groups_24 | Duct Insulation | 0.8176% | 0 | 53.5597 | Residential_2023_Economic_GWh_After Competition Groups_Duct Insulation
Residential | Res ¦ Advanced BAS/Controllers | 2023 | Economic | GWh | After Competition Groups | 45.7255 | 0 | 0 | 6551.2377 | 0.0069797 | 25 | Residential_2023_Economic_GWh_After Competition Groups_25 | Advanced BAS/Controllers | 0.698% | 0 | 45.7255 | Residential_2023_Economic_GWh_After Competition Groups_Advanced BAS/Controllers
Residential | Res ¦ Minimize Hot and Warm Clothes Wash | 2023 | Economic | GWh | After Competition Groups | 39.9688 | 0 | 0 | 6551.2377 | 0.0061009 | 26 | Residential_2023_Economic_GWh_After Competition Groups_26 | Minimize Hot and Warm Clothes Wash | 0.6101% | 0 | 39.9688 | Residential_2023_Economic_GWh_After Competition Groups_Minimize Hot and Warm Clothes Wash
Residential | Res ¦ Furnace Whistle | 2023 | Economic | GWh | After Competition Groups | 39.374 | 0 | 0 | 6551.2377 | 0.0060102 | 27 | Residential_2023_Economic_GWh_After Competition Groups_27 | Furnace Whistle | 0.601% | 0 | 39.374 | Residential_2023_Economic_GWh_After Competition Groups_Furnace Whistle
Residential | Res ¦ LED Exterior Area Lights - LED Fixture (200W) | 2023 | Economic | GWh | After Competition Groups | 35.1265 | 0 | 0 | 6551.2377 | 0.0053618 | 28 | Residential_2023_Economic_GWh_After Competition Groups_28 | LED Exterior Area Lights - LED Fixture (200W) | 0.5362% | 0 | 35.1265 | Residential_2023_Economic_GWh_After Competition Groups_LED Exterior Area Lights - LED Fixture (200W)
Residential | Res ¦ Energy Star Dehumidifier | 2023 | Economic | GWh | After Competition Groups | 29.2765 | 0 | 0 | 6551.2377 | 0.0044688 | 29 | Residential_2023_Economic_GWh_After Competition Groups_29 | Energy Star Dehumidifier | 0.4469% | 0 | 29.2765 | Residential_2023_Economic_GWh_After Competition Groups_Energy Star Dehumidifier
Residential | Res ¦ Outside Air Economizer | 2023 | Economic | GWh | After Competition Groups | 26.4426 | 0 | 0 | 6551.2377 | 0.0040363 | 30 | Residential_2023_Economic_GWh_After Competition Groups_30 | Outside Air Economizer | 0.4036% | 0 | 26.4426 | Residential_2023_Economic_GWh_After Competition Groups_Outside Air Economizer
Residential | Res ¦ Duct Insulation MF | 2023 | Economic | GWh | After Competition Groups | 22.4688 | 0 | 0 | 6551.2377 | 0.0034297 | 31 | Residential_2023_Economic_GWh_After Competition Groups_31 | Duct Insulation MF | 0.343% | 0 | 22.4688 | Residential_2023_Economic_GWh_After Competition Groups_Duct Insulation MF
Residential | Res ¦ Demand Control Ventilation | 2023 | Economic | GWh | After Competition Groups | 21.0886 | 0 | 0 | 6551.2377 | 0.003219 | 32 | Residential_2023_Economic_GWh_After Competition Groups_32 | Demand Control Ventilation | 0.3219% | 0 | 21.0886 | Residential_2023_Economic_GWh_After Competition Groups_Demand Control Ventilation
Residential | Res ¦ LED Tube Re-Lamp | 2023 | Economic | GWh | After Competition Groups | 18.2325 | 0 | 0 | 6551.2377 | 0.0027831 | 33 | Residential_2023_Economic_GWh_After Competition Groups_33 | LED Tube Re-Lamp | 0.2783% | 0 | 18.2325 | Residential_2023_Economic_GWh_After Competition Groups_LED Tube Re-Lamp
Residential | Res ¦ Variable Frequency Drive (VFD) | 2023 | Economic | GWh | After Competition Groups | 16.7025 | 0 | 0 | 6551.2377 | 0.0025495 | 34 | Residential_2023_Economic_GWh_After Competition Groups_34 | Variable Frequency Drive (VFD) | 0.255% | 0 | 16.7025 | Residential_2023_Economic_GWh_After Competition Groups_Variable Frequency Drive (VFD)
Residential | Res ¦ CO Sensors for parking garage exhaust fans | 2023 | Economic | GWh | After Competition Groups | 16.6832 | 0 | 0 | 6551.2377 | 0.0025466 | 35 | Residential_2023_Economic_GWh_After Competition Groups_35 | CO Sensors for parking garage exhaust fans | 0.2547% | 0 | 16.6832 | Residential_2023_Economic_GWh_After Competition Groups_CO Sensors for parking garage exhaust fans
Residential | Res ¦ Heat Recovery Ventilator | 2023 | Economic | GWh | After Competition Groups | 16.3361 | 0 | 0 | 6551.2377 | 0.0024936 | 36 | Residential_2023_Economic_GWh_After Competition Groups_36 | Heat Recovery Ventilator | 0.2494% | 0 | 16.3361 | Residential_2023_Economic_GWh_After Competition Groups_Heat Recovery Ventilator
Residential | Res ¦ ENERGY STAR LED LAMPS (REFLECTOR LAMPs/MR16/PAR 16) | 2023 | Economic | GWh | After Competition Groups | 15.5603 | 0 | 0 | 6551.2377 | 0.0023752 | 37 | Residential_2023_Economic_GWh_After Competition Groups_37 | ENERGY STAR LED LAMPS (REFLECTOR LAMPs/MR16/PAR 16) | 0.2375% | 0 | 15.5603 | Residential_2023_Economic_GWh_After Competition Groups_ENERGY STAR LED LAMPS (REFLECTOR LAMPs/MR16/PAR 16)
Residential | Res ¦ Water Heater Temperature Setback | 2023 | Economic | GWh | After Competition Groups | 12.4811 | 0 | 0 | 6551.2377 | 0.0019051 | 38 | Residential_2023_Economic_GWh_After Competition Groups_38 | Water Heater Temperature Setback | 0.1905% | 0 | 12.4811 | Residential_2023_Economic_GWh_After Competition Groups_Water Heater Temperature Setback
Residential | Res ¦ Home Energy Reports | 2023 | Economic | GWh | After Competition Groups | 7.2829 | 0 | 0 | 6551.2377 | 0.0011117 | 39 | Residential_2023_Economic_GWh_After Competition Groups_39 | Home Energy Reports | 0.1112% | 0 | 7.2829 | Residential_2023_Economic_GWh_After Competition Groups_Home Energy Reports
Residential | Res ¦ Condensing Make Up Air Unit | 2023 | Economic | GWh | After Competition Groups | 7.0439 | 0 | 0 | 6551.2377 | 0.0010752 | 40 | Residential_2023_Economic_GWh_After Competition Groups_40 | Condensing Make Up Air Unit | 0.1075% | 0 | 7.0439 | Residential_2023_Economic_GWh_After Competition Groups_Condensing Make Up Air Unit
Residential | Res ¦ High Efficiency Chiller (avg of water and air cooled) | 2023 | Economic | GWh | After Competition Groups | 6.5229 | 0 | 0 | 6551.2377 | 0.00099568 | 41 | Residential_2023_Economic_GWh_After Competition Groups_41 | High Efficiency Chiller (avg of water and air cooled) | 0.09957% | 0 | 6.5229 | Residential_2023_Economic_GWh_After Competition Groups_High Efficiency Chiller (avg of water and air cooled)
Residential | Res ¦ Energy Star Freezer | 2023 | Economic | GWh | After Competition Groups | 6.0217 | 0 | 0 | 6551.2377 | 0.00091918 | 42 | Residential_2023_Economic_GWh_After Competition Groups_42 | Energy Star Freezer | 0.09192% | 0 | 6.0217 | Residential_2023_Economic_GWh_After Competition Groups_Energy Star Freezer
Residential | Res ¦ VFD on Pumps | 2023 | Economic | GWh | After Competition Groups | 5.1362 | 0 | 0 | 6551.2377 | 0.000784 | 43 | Residential_2023_Economic_GWh_After Competition Groups_43 | VFD on Pumps | 0.0784% | 0 | 5.1362 | Residential_2023_Economic_GWh_After Competition Groups_VFD on Pumps
Residential | Res ¦ ENERGY STAR LED Lamps (General Service Lamps) | 2023 | Economic | GWh | After Competition Groups | 3.484 | 0 | 0 | 6551.2377 | 0.0005318 | 44 | Residential_2023_Economic_GWh_After Competition Groups_44 | ENERGY STAR LED Lamps (General Service Lamps) | 0.05318% | 0 | 3.484 | Residential_2023_Economic_GWh_After Competition Groups_ENERGY STAR LED Lamps (General Service Lamps)
Residential | Res ¦ ECM MOTORS FOR HVAC APPLICATION (FAN-POWERED VAV BOX) | 2023 | Economic | GWh | After Competition Groups | 2.6948 | 0 | 0 | 6551.2377 | 0.00041134 | 45 | Residential_2023_Economic_GWh_After Competition Groups_45 | ECM MOTORS FOR HVAC APPLICATION (FAN-POWERED VAV BOX) | 0.04113% | 0 | 2.6948 | Residential_2023_Economic_GWh_After Competition Groups_ECM MOTORS FOR HVAC APPLICATION (FAN-POWERED VAV BOX)
Residential | Res ¦ Beverage Vending Machine Controls | 2023 | Economic | GWh | After Competition Groups | 1.7638 | 0 | 0 | 6551.2377 | 0.00026923 | 46 | Residential_2023_Economic_GWh_After Competition Groups_46 | Beverage Vending Machine Controls | 0.02692% | 0 | 1.7638 | Residential_2023_Economic_GWh_After Competition Groups_Beverage Vending Machine Controls
Residential | Res ¦ Tankless Water Heater | 2023 | Economic | GWh | After Competition Groups | 1.661 | 0 | 0 | 6551.2377 | 0.00025354 | 47 | Residential_2023_Economic_GWh_After Competition Groups_47 | Tankless Water Heater | 0.02535% | 0 | 1.661 | Residential_2023_Economic_GWh_After Competition Groups_Tankless Water Heater
Residential | Res ¦ Wall Insulation | 2023 | Economic | GWh | After Competition Groups | 0.83746 | 0 | 0 | 6551.2377 | 0.00012783 | 48 | Residential_2023_Economic_GWh_After Competition Groups_48 | Wall Insulation | 0.01278% | 0 | 0.83746 | Residential_2023_Economic_GWh_After Competition Groups_Wall Insulation
Residential | Res ¦ LED High Bay Fixture | 2023 | Economic | GWh | After Competition Groups | 0.24682 | 0 | 0 | 6551.2377 | 3.7675e-05 | 49 | Residential_2023_Economic_GWh_After Competition Groups_49 | LED High Bay Fixture | 0.003767% | 0 | 0.24682 | Residential_2023_Economic_GWh_After Competition Groups_LED High Bay Fixture
Residential | Res ¦ Chilled Water Optimization | 2023 | Economic | GWh | After Competition Groups | 0.16934 | 0 | 0 | 6551.2377 | 2.5849e-05 | 50 | Residential_2023_Economic_GWh_After Competition Groups_50 | Chilled Water Optimization | 0.002585% | 0 | 0.16934 | Residential_2023_Economic_GWh_After Competition Groups_Chilled Water Optimization
Residential | Res ¦ Wall Insulation MF | 2023 | Economic | GWh | After Competition Groups | 0.050755 | 0 | 0 | 6551.2377 | 7.7474e-06 | 51 | Residential_2023_Economic_GWh_After Competition Groups_51 | Wall Insulation MF | 0.0007747% | 0 | 0.050755 | Residential_2023_Economic_GWh_After Competition Groups_Wall Insulation MF
Residential | Res ¦ Heavy Duty Outdoor/Holiday Plug-in Timers | 2023 | Economic | GWh | After Competition Groups | 0 | 0 | 0 | 6551.2377 | 0 | 52 | Residential_2023_Economic_GWh_After Competition Groups_52 | Heavy Duty Outdoor/Holiday Plug-in Timers | 0% | 0 | 0 | Residential_2023_Economic_GWh_After Competition Groups_Heavy Duty Outdoor/Holiday Plug-in Timers
Residential | Res ¦ LED Downlight | 2023 | Economic | GWh | After Competition Groups | 0 | 0 | 0 | 6551.2377 | 0 | 53 | Residential_2023_Economic_GWh_After Competition Groups_53 | LED Downlight | 0% | 0 | 0 | Residential_2023_Economic_GWh_After Competition Groups_LED Downlight
Residential | Res ¦ Smart Burners | 2023 | Economic | GWh | After Competition Groups | 0 | 0 | 0 | 6551.2377 | 0 | 54 | Residential_2023_Economic_GWh_After Competition Groups_54 | Smart Burners | 0% | 0 | 0 | Residential_2023_Economic_GWh_After Competition Groups_Smart Burners
Residential | Res ¦ Smart Power Bar | 2023 | Economic | GWh | After Competition Groups | 0 | 0 | 0 | 6551.2377 | 0 | 55 | Residential_2023_Economic_GWh_After Competition Groups_55 | Smart Power Bar | 0% | 0 | 0 | Residential_2023_Economic_GWh_After Competition Groups_Smart Power Bar
Residential | Res ¦ Energy Star LED Specialty Bulbs | 2023 | SC A | GWh | After Competition Groups | 410.0362 | 928580.0723 | 0.92858 | 1181.2563 | 0.34712 | 1 | Residential_2023_SC A_GWh_After Competition Groups_1 | Energy Star LED Specialty Bulbs | 34.71% | 0.92858 | 410.0362 | Residential_2023_SC A_GWh_After Competition Groups_Energy Star LED Specialty Bulbs
Residential | Res ¦ Energy Star A Line, PAR, MR Lamps | 2023 | SC A | GWh | After Competition Groups | 122.551 | 322817.6163 | 0.32282 | 1181.2563 | 0.10375 | 2 | Residential_2023_SC A_GWh_After Competition Groups_2 | Energy Star A Line, PAR, MR Lamps | 10.37% | 0.32282 | 122.551 | Residential_2023_SC A_GWh_After Competition Groups_Energy Star A Line, PAR, MR Lamps
Residential | Res ¦ Energy Star Clothes Washer | 2023 | SC A | GWh | After Competition Groups | 109.4849 | 5412665.6603 | 5.4127 | 1181.2563 | 0.092685 | 3 | Residential_2023_SC A_GWh_After Competition Groups_3 | Energy Star Clothes Washer | 9.269% | 5.4127 | 109.4849 | Residential_2023_SC A_GWh_After Competition Groups_Energy Star Clothes Washer
Residential | Res ¦ Ductless Mini-Split Heat Pump | 2023 | SC A | GWh | After Competition Groups | 70.628 | 2600078.5654 | 2.6001 | 1181.2563 | 0.059791 | 4 | Residential_2023_SC A_GWh_After Competition Groups_4 | Ductless Mini-Split Heat Pump | 5.979% | 2.6001 | 70.628 | Residential_2023_SC A_GWh_After Competition Groups_Ductless Mini-Split Heat Pump
Residential | Res ¦ Car Block Heater Timer | 2023 | SC A | GWh | After Competition Groups | 53.5245 | 272610.027 | 0.27261 | 1181.2563 | 0.045311 | 5 | Residential_2023_SC A_GWh_After Competition Groups_5 | Car Block Heater Timer | 4.531% | 0.27261 | 53.5245 | Residential_2023_SC A_GWh_After Competition Groups_Car Block Heater Timer
Residential | Res ¦ Building Recommissioning, Operations and Maintenance (O&M) Improvements | 2023 | SC A | GWh | After Competition Groups | 44.5599 | 118746.351 | 0.11875 | 1181.2563 | 0.037723 | 6 | Residential_2023_SC A_GWh_After Competition Groups_6 | Building Recommissioning, Operations and Maintenance (O&M) Improvements | 3.772% | 0.11875 | 44.5599 | Residential_2023_SC A_GWh_After Competition Groups_Building Recommissioning, Operations and Maintenance (O&M) Improvements
Residential | Res ¦ LED Parking Lot Fixture | 2023 | SC A | GWh | After Competition Groups | 43.6558 | 0 | 0 | 1181.2563 | 0.036957 | 7 | Residential_2023_SC A_GWh_After Competition Groups_7 | LED Parking Lot Fixture | 3.696% | 0 | 43.6558 | Residential_2023_SC A_GWh_After Competition Groups_LED Parking Lot Fixture
Residential | Res ¦ Variable Speed Pool Pump Motor | 2023 | SC A | GWh | After Competition Groups | 40.6131 | 1993911.6286 | 1.9939 | 1181.2563 | 0.034381 | 8 | Residential_2023_SC A_GWh_After Competition Groups_8 | Variable Speed Pool Pump Motor | 3.438% | 1.9939 | 40.6131 | Residential_2023_SC A_GWh_After Competition Groups_Variable Speed Pool Pump Motor
Residential | Res ¦ Energy Star Torchiere | 2023 | SC A | GWh | After Competition Groups | 31.9327 | 710144.59 | 0.71014 | 1181.2563 | 0.027033 | 9 | Residential_2023_SC A_GWh_After Competition Groups_9 | Energy Star Torchiere | 2.703% | 0.71014 | 31.9327 | Residential_2023_SC A_GWh_After Competition Groups_Energy Star Torchiere
Residential | Res ¦ Adaptive Thermostat | 2023 | SC A | GWh | After Competition Groups | 30.6789 | 297529.6589 | 0.29753 | 1181.2563 | 0.025971 | 10 | Residential_2023_SC A_GWh_After Competition Groups_10 | Adaptive Thermostat | 2.597% | 0.29753 | 30.6789 | Residential_2023_SC A_GWh_After Competition Groups_Adaptive Thermostat
Residential | Res ¦ Comprehensive Draft Proofing | 2023 | SC A | GWh | After Competition Groups | 21.8749 | 0 | 0 | 1181.2563 | 0.018518 | 11 | Residential_2023_SC A_GWh_After Competition Groups_11 | Comprehensive Draft Proofing | 1.852% | 0 | 21.8749 | Residential_2023_SC A_GWh_After Competition Groups_Comprehensive Draft Proofing
Residential | Res ¦ LED Exterior Area Lights - LED Fixture (200W) | 2023 | SC A | GWh | After Competition Groups | 20.4655 | 1149136.4212 | 1.1491 | 1181.2563 | 0.017325 | 12 | Residential_2023_SC A_GWh_After Competition Groups_12 | LED Exterior Area Lights - LED Fixture (200W) | 1.733% | 1.1491 | 20.4655 | Residential_2023_SC A_GWh_After Competition Groups_LED Exterior Area Lights - LED Fixture (200W)
Residential | Res ¦ Air Sealing | 2023 | SC A | GWh | After Competition Groups | 20.3402 | 1104890.1659 | 1.1049 | 1181.2563 | 0.017219 | 13 | Residential_2023_SC A_GWh_After Competition Groups_13 | Air Sealing | 1.722% | 1.1049 | 20.3402 | Residential_2023_SC A_GWh_After Competition Groups_Air Sealing
Residential | Res ¦ Basement Wall Insulation | 2023 | SC A | GWh | After Competition Groups | 18.1753 | 1279534.6666 | 1.2795 | 1181.2563 | 0.015386 | 14 | Residential_2023_SC A_GWh_After Competition Groups_14 | Basement Wall Insulation | 1.539% | 1.2795 | 18.1753 | Residential_2023_SC A_GWh_After Competition Groups_Basement Wall Insulation
Residential | Res ¦ LED Tube Re-Lamp | 2023 | SC A | GWh | After Competition Groups | 14.9224 | 565488.5232 | 0.56549 | 1181.2563 | 0.012633 | 15 | Residential_2023_SC A_GWh_After Competition Groups_15 | LED Tube Re-Lamp | 1.263% | 0.56549 | 14.9224 | Residential_2023_SC A_GWh_After Competition Groups_LED Tube Re-Lamp
Residential | Res ¦ Occupancy Sensors MF | 2023 | SC A | GWh | After Competition Groups | 14.8998 | 14606.5872 | 0.014607 | 1181.2563 | 0.012613 | 16 | Residential_2023_SC A_GWh_After Competition Groups_16 | Occupancy Sensors MF | 1.261% | 0.014607 | 14.8998 | Residential_2023_SC A_GWh_After Competition Groups_Occupancy Sensors MF
Residential | Res ¦ Energy Star Light Fixture | 2023 | SC A | GWh | After Competition Groups | 14.533 | 988581.0306 | 0.98858 | 1181.2563 | 0.012303 | 17 | Residential_2023_SC A_GWh_After Competition Groups_17 | Energy Star Light Fixture | 1.23% | 0.98858 | 14.533 | Residential_2023_SC A_GWh_After Competition Groups_Energy Star Light Fixture
Residential | Res ¦ Energy Star Air Source Heat Pump | 2023 | SC A | GWh | After Competition Groups | 11.7954 | 854970.6289 | 0.85497 | 1181.2563 | 0.0099855 | 18 | Residential_2023_SC A_GWh_After Competition Groups_18 | Energy Star Air Source Heat Pump | 0.9985% | 0.85497 | 11.7954 | Residential_2023_SC A_GWh_After Competition Groups_Energy Star Air Source Heat Pump
Residential | Res ¦ ENERGY STAR LED LAMPS (REFLECTOR LAMPs/MR16/PAR 16) | 2023 | SC A | GWh | After Competition Groups | 10.5039 | 201124.7279 | 0.20112 | 1181.2563 | 0.0088921 | 19 | Residential_2023_SC A_GWh_After Competition Groups_19 | ENERGY STAR LED LAMPS (REFLECTOR LAMPs/MR16/PAR 16) | 0.8892% | 0.20112 | 10.5039 | Residential_2023_SC A_GWh_After Competition Groups_ENERGY STAR LED LAMPS (REFLECTOR LAMPs/MR16/PAR 16)
Residential | Res ¦ Energy Star Clothes Dryer | 2023 | SC A | GWh | After Competition Groups | 8.8848 | 899521.6515 | 0.89952 | 1181.2563 | 0.0075215 | 20 | Residential_2023_SC A_GWh_After Competition Groups_20 | Energy Star Clothes Dryer | 0.7521% | 0.89952 | 8.8848 | Residential_2023_SC A_GWh_After Competition Groups_Energy Star Clothes Dryer
Residential | Res ¦ Refrigerator Recycling | 2023 | SC A | GWh | After Competition Groups | 8.4908 | 525116.1028 | 0.52512 | 1181.2563 | 0.007188 | 21 | Residential_2023_SC A_GWh_After Competition Groups_21 | Refrigerator Recycling | 0.7188% | 0.52512 | 8.4908 | Residential_2023_SC A_GWh_After Competition Groups_Refrigerator Recycling
Residential | Res ¦ Minimize Hot and Warm Clothes Wash | 2023 | SC A | GWh | After Competition Groups | 7.8688 | 0 | 0 | 1181.2563 | 0.0066614 | 22 | Residential_2023_SC A_GWh_After Competition Groups_22 | Minimize Hot and Warm Clothes Wash | 0.6661% | 0 | 7.8688 | Residential_2023_SC A_GWh_After Competition Groups_Minimize Hot and Warm Clothes Wash
Residential | Res ¦ Outside Air Economizer | 2023 | SC A | GWh | After Competition Groups | 7.0087 | 169656.9702 | 0.16966 | 1181.2563 | 0.0059333 | 23 | Residential_2023_SC A_GWh_After Competition Groups_23 | Outside Air Economizer | 0.5933% | 0.16966 | 7.0087 | Residential_2023_SC A_GWh_After Competition Groups_Outside Air Economizer
Residential | Res ¦ Attic Insulation | 2023 | SC A | GWh | After Competition Groups | 6.4317 | 487434.016 | 0.48743 | 1181.2563 | 0.0054448 | 24 | Residential_2023_SC A_GWh_After Competition Groups_24 | Attic Insulation | 0.5445% | 0.48743 | 6.4317 | Residential_2023_SC A_GWh_After Competition Groups_Attic Insulation
Residential | Res ¦ Furnace Whistle | 2023 | SC A | GWh | After Competition Groups | 5.616 | 23215.9495 | 0.023216 | 1181.2563 | 0.0047542 | 25 | Residential_2023_SC A_GWh_After Competition Groups_25 | Furnace Whistle | 0.4754% | 0.023216 | 5.616 | Residential_2023_SC A_GWh_After Competition Groups_Furnace Whistle
Residential | Res ¦ Energy Star Room Air Conditioner | 2023 | SC A | GWh | After Competition Groups | 5.524 | 296590.4064 | 0.29659 | 1181.2563 | 0.0046764 | 26 | Residential_2023_SC A_GWh_After Competition Groups_26 | Energy Star Room Air Conditioner | 0.4676% | 0.29659 | 5.524 | Residential_2023_SC A_GWh_After Competition Groups_Energy Star Room Air Conditioner
Residential | Res ¦ High Efficiency Chiller (avg of water and air cooled) | 2023 | SC A | GWh | After Competition Groups | 5.3583 | 173711.8241 | 0.17371 | 1181.2563 | 0.0045361 | 27 | Residential_2023_SC A_GWh_After Competition Groups_27 | High Efficiency Chiller (avg of water and air cooled) | 0.4536% | 0.17371 | 5.3583 | Residential_2023_SC A_GWh_After Competition Groups_High Efficiency Chiller (avg of water and air cooled)
Residential | Res ¦ Advanced BAS/Controllers | 2023 | SC A | GWh | After Competition Groups | 4.3701 | 279298.5019 | 0.2793 | 1181.2563 | 0.0036996 | 28 | Residential_2023_SC A_GWh_After Competition Groups_28 | Advanced BAS/Controllers | 0.37% | 0.2793 | 4.3701 | Residential_2023_SC A_GWh_After Competition Groups_Advanced BAS/Controllers
Residential | Res ¦ ENERGY STAR LED Lamps (General Service Lamps) | 2023 | SC A | GWh | After Competition Groups | 2.5838 | 49414.5205 | 0.049415 | 1181.2563 | 0.0021874 | 29 | Residential_2023_SC A_GWh_After Competition Groups_29 | ENERGY STAR LED Lamps (General Service Lamps) | 0.2187% | 0.049415 | 2.5838 | Residential_2023_SC A_GWh_After Competition Groups_ENERGY STAR LED Lamps (General Service Lamps)
Residential | Res ¦ Variable Frequency Drive (VFD) | 2023 | SC A | GWh | After Competition Groups | 2.3823 | 140951.5313 | 0.14095 | 1181.2563 | 0.0020167 | 30 | Residential_2023_SC A_GWh_After Competition Groups_30 | Variable Frequency Drive (VFD) | 0.2017% | 0.14095 | 2.3823 | Residential_2023_SC A_GWh_After Competition Groups_Variable Frequency Drive (VFD)
Residential | Res ¦ CO Sensors for parking garage exhaust fans | 2023 | SC A | GWh | After Competition Groups | 1.8021 | 121297.2402 | 0.1213 | 1181.2563 | 0.0015256 | 31 | Residential_2023_SC A_GWh_After Competition Groups_31 | CO Sensors for parking garage exhaust fans | 0.1526% | 0.1213 | 1.8021 | Residential_2023_SC A_GWh_After Competition Groups_CO Sensors for parking garage exhaust fans
Residential | Res ¦ Water Heater Temperature Setback | 2023 | SC A | GWh | After Competition Groups | 1.7673 | 22337.4308 | 0.022337 | 1181.2563 | 0.0014961 | 32 | Residential_2023_SC A_GWh_After Competition Groups_32 | Water Heater Temperature Setback | 0.1496% | 0.022337 | 1.7673 | Residential_2023_SC A_GWh_After Competition Groups_Water Heater Temperature Setback
Residential | Res ¦ Demand Control Ventilation | 2023 | SC A | GWh | After Competition Groups | 1.7349 | 0 | 0 | 1181.2563 | 0.0014687 | 33 | Residential_2023_SC A_GWh_After Competition Groups_33 | Demand Control Ventilation | 0.1469% | 0 | 1.7349 | Residential_2023_SC A_GWh_After Competition Groups_Demand Control Ventilation
Residential | Res ¦ Energy Star Freezer | 2023 | SC A | GWh | After Competition Groups | 1.418 | 310431.9392 | 0.31043 | 1181.2563 | 0.0012004 | 34 | Residential_2023_SC A_GWh_After Competition Groups_34 | Energy Star Freezer | 0.12% | 0.31043 | 1.418 | Residential_2023_SC A_GWh_After Competition Groups_Energy Star Freezer
Residential | Res ¦ Home Energy Reports | 2023 | SC A | GWh | After Competition Groups | 0.78341 | 57609.9993 | 0.05761 | 1181.2563 | 0.0006632 | 35 | Residential_2023_SC A_GWh_After Competition Groups_35 | Home Energy Reports | 0.06632% | 0.05761 | 0.78341 | Residential_2023_SC A_GWh_After Competition Groups_Home Energy Reports
Residential | Res ¦ Clothes Drying Racks | 2023 | SC A | GWh | After Competition Groups | 0.73063 | 0 | 0 | 1181.2563 | 0.00061852 | 36 | Residential_2023_SC A_GWh_After Competition Groups_36 | Clothes Drying Racks | 0.06185% | 0 | 0.73063 | Residential_2023_SC A_GWh_After Competition Groups_Clothes Drying Racks
Residential | Res ¦ VFD on Pumps | 2023 | SC A | GWh | After Competition Groups | 0.68002 | 45165.9028 | 0.045166 | 1181.2563 | 0.00057567 | 37 | Residential_2023_SC A_GWh_After Competition Groups_37 | VFD on Pumps | 0.05757% | 0.045166 | 0.68002 | Residential_2023_SC A_GWh_After Competition Groups_VFD on Pumps
Residential | Res ¦ Condensing Make Up Air Unit | 2023 | SC A | GWh | After Competition Groups | 0.49091 | 46726.9928 | 0.046727 | 1181.2563 | 0.00041558 | 38 | Residential_2023_SC A_GWh_After Competition Groups_38 | Condensing Make Up Air Unit | 0.04156% | 0.046727 | 0.49091 | Residential_2023_SC A_GWh_After Competition Groups_Condensing Make Up Air Unit
Residential | Res ¦ Floor Insulation | 2023 | SC A | GWh | After Competition Groups | 0.45573 | 34035.0675 | 0.034035 | 1181.2563 | 0.0003858 | 39 | Residential_2023_SC A_GWh_After Competition Groups_39 | Floor Insulation | 0.03858% | 0.034035 | 0.45573 | Residential_2023_SC A_GWh_After Competition Groups_Floor Insulation
Residential | Res ¦ ECM MOTORS FOR HVAC APPLICATION (FAN-POWERED VAV BOX) | 2023 | SC A | GWh | After Competition Groups | 0.36587 | 24627.592 | 0.024628 | 1181.2563 | 0.00030973 | 40 | Residential_2023_SC A_GWh_After Competition Groups_40 | ECM MOTORS FOR HVAC APPLICATION (FAN-POWERED VAV BOX) | 0.03097% | 0.024628 | 0.36587 | Residential_2023_SC A_GWh_After Competition Groups_ECM MOTORS FOR HVAC APPLICATION (FAN-POWERED VAV BOX)
Residential | Res ¦ Energy Star Dehumidifier | 2023 | SC A | GWh | After Competition Groups | 0.36165 | 68618.1552 | 0.068618 | 1181.2563 | 0.00030616 | 41 | Residential_2023_SC A_GWh_After Competition Groups_41 | Energy Star Dehumidifier | 0.03062% | 0.068618 | 0.36165 | Residential_2023_SC A_GWh_After Competition Groups_Energy Star Dehumidifier
Residential | Res ¦ Duct Insulation | 2023 | SC A | GWh | After Competition Groups | 0.28622 | 734.0138 | 0.00073401 | 1181.2563 | 0.0002423 | 42 | Residential_2023_SC A_GWh_After Competition Groups_42 | Duct Insulation | 0.02423% | 0.00073401 | 0.28622 | Residential_2023_SC A_GWh_After Competition Groups_Duct Insulation
Residential | Res ¦ Heat Recovery Ventilator | 2023 | SC A | GWh | After Competition Groups | 0.20765 | 0 | 0 | 1181.2563 | 0.00017579 | 43 | Residential_2023_SC A_GWh_After Competition Groups_43 | Heat Recovery Ventilator | 0.01758% | 0 | 0.20765 | Residential_2023_SC A_GWh_After Competition Groups_Heat Recovery Ventilator
Residential | Res ¦ Beverage Vending Machine Controls | 2023 | SC A | GWh | After Competition Groups | 0.17464 | 5881.0742 | 0.0058811 | 1181.2563 | 0.00014785 | 44 | Residential_2023_SC A_GWh_After Competition Groups_44 | Beverage Vending Machine Controls | 0.01478% | 0.0058811 | 0.17464 | Residential_2023_SC A_GWh_After Competition Groups_Beverage Vending Machine Controls
Residential | Res ¦ Duct Insulation MF | 2023 | SC A | GWh | After Competition Groups | 0.15885 | 9670.2191 | 0.0096702 | 1181.2563 | 0.00013448 | 45 | Residential_2023_SC A_GWh_After Competition Groups_45 | Duct Insulation MF | 0.01345% | 0.0096702 | 0.15885 | Residential_2023_SC A_GWh_After Competition Groups_Duct Insulation MF
Residential | Res ¦ Tankless Water Heater | 2023 | SC A | GWh | After Competition Groups | 0.063028 | 10640.0454 | 0.01064 | 1181.2563 | 5.3357e-05 | 46 | Residential_2023_SC A_GWh_After Competition Groups_46 | Tankless Water Heater | 0.005336% | 0.01064 | 0.063028 | Residential_2023_SC A_GWh_After Competition Groups_Tankless Water Heater
Residential | Res ¦ Chilled Water Optimization | 2023 | SC A | GWh | After Competition Groups | 0.040795 | 81.8528 | 8.1853e-05 | 1181.2563 | 3.4535e-05 | 47 | Residential_2023_SC A_GWh_After Competition Groups_47 | Chilled Water Optimization | 0.003454% | 8.1853e-05 | 0.040795 | Residential_2023_SC A_GWh_After Competition Groups_Chilled Water Optimization
Residential | Res ¦ LED High Bay Fixture | 2023 | SC A | GWh | After Competition Groups | 0.032822 | 6795.5708 | 0.0067956 | 1181.2563 | 2.7786e-05 | 48 | Residential_2023_SC A_GWh_After Competition Groups_48 | LED High Bay Fixture | 0.002779% | 0.0067956 | 0.032822 | Residential_2023_SC A_GWh_After Competition Groups_LED High Bay Fixture
Residential | Res ¦ Wall Insulation MF | 2023 | SC A | GWh | After Competition Groups | 0.0032192 | 0 | 0 | 1181.2563 | 2.7252e-06 | 49 | Residential_2023_SC A_GWh_After Competition Groups_49 | Wall Insulation MF | 0.0002725% | 0 | 0.0032192 | Residential_2023_SC A_GWh_After Competition Groups_Wall Insulation MF
Residential | Res ¦ Wall Insulation | 2023 | SC A | GWh | After Competition Groups | 0.0029539 | 0 | 0 | 1181.2563 | 2.5006e-06 | 50 | Residential_2023_SC A_GWh_After Competition Groups_50 | Wall Insulation | 0.0002501% | 0 | 0.0029539 | Residential_2023_SC A_GWh_After Competition Groups_Wall Insulation
Residential | Res ¦ Freezer Recycling | 2023 | SC A | GWh | After Competition Groups | 0.00081317 | 0 | 0 | 1181.2563 | 6.8839e-07 | 51 | Residential_2023_SC A_GWh_After Competition Groups_51 | Freezer Recycling | 6.884e-05% | 0 | 0.00081317 | Residential_2023_SC A_GWh_After Competition Groups_Freezer Recycling
Residential | Res ¦ Energy Star LED Bulbs General Purpose LEDs | 2023 | SC A | GWh | After Competition Groups | 1.9623e-07 | 1.2619e-05 | 1.2619e-11 | 1181.2563 | 1.6612e-10 | 52 | Residential_2023_SC A_GWh_After Competition Groups_52 | Energy Star LED Bulbs General Purpose LEDs | 1.661e-08% | 1.2619e-11 | 1.9623e-07 | Residential_2023_SC A_GWh_After Competition Groups_Energy Star LED Bulbs General Purpose LEDs
Residential | Res ¦ Heavy Duty Outdoor/Holiday Plug-in Timers | 2023 | SC A | GWh | After Competition Groups | 0 | 0 | 0 | 1181.2563 | 0 | 53 | Residential_2023_SC A_GWh_After Competition Groups_53 | Heavy Duty Outdoor/Holiday Plug-in Timers | 0% | 0 | 0 | Residential_2023_SC A_GWh_After Competition Groups_Heavy Duty Outdoor/Holiday Plug-in Timers
Residential | Res ¦ LED Downlight | 2023 | SC A | GWh | After Competition Groups | 0 | 0 | 0 | 1181.2563 | 0 | 54 | Residential_2023_SC A_GWh_After Competition Groups_54 | LED Downlight | 0% | 0 | 0 | Residential_2023_SC A_GWh_After Competition Groups_LED Downlight
Residential | Res ¦ Smart Burners | 2023 | SC A | GWh | After Competition Groups | 0 | 0 | 0 | 1181.2563 | 0 | 55 | Residential_2023_SC A_GWh_After Competition Groups_55 | Smart Burners | 0% | 0 | 0 | Residential_2023_SC A_GWh_After Competition Groups_Smart Burners
Residential | Res ¦ Smart Power Bar | 2023 | SC A | GWh | After Competition Groups | 0 | 0 | 0 | 1181.2563 | 0 | 56 | Residential_2023_SC A_GWh_After Competition Groups_56 | Smart Power Bar | 0% | 0 | 0 | Residential_2023_SC A_GWh_After Competition Groups_Smart Power Bar
Residential | Res ¦ Energy Star LED Bulbs General Purpose LEDs | 2023 | SC B | GWh | After Competition Groups | 209.8919 | 575182.1927 | 0.57518 | 1869.4593 | 0.11227 | 1 | Residential_2023_SC B_GWh_After Competition Groups_1 | Energy Star LED Bulbs General Purpose LEDs | 11.23% | 0.57518 | 209.8919 | Residential_2023_SC B_GWh_After Competition Groups_Energy Star LED Bulbs General Purpose LEDs
Residential | Res ¦ Energy Star LED Specialty Bulbs | 2023 | SC B | GWh | After Competition Groups | 192.1775 | 358357.6493 | 0.35836 | 1869.4593 | 0.1028 | 2 | Residential_2023_SC B_GWh_After Competition Groups_2 | Energy Star LED Specialty Bulbs | 10.28% | 0.35836 | 192.1775 | Residential_2023_SC B_GWh_After Competition Groups_Energy Star LED Specialty Bulbs
Residential | Res ¦ Energy Star Clothes Washer | 2023 | SC B | GWh | After Competition Groups | 183.126 | 17478803.5847 | 17.4788 | 1869.4593 | 0.097957 | 3 | Residential_2023_SC B_GWh_After Competition Groups_3 | Energy Star Clothes Washer | 9.796% | 17.4788 | 183.126 | Residential_2023_SC B_GWh_After Competition Groups_Energy Star Clothes Washer
Residential | Res ¦ Energy Star A Line, PAR, MR Lamps | 2023 | SC B | GWh | After Competition Groups | 166.1666 | 536775.2161 | 0.53678 | 1869.4593 | 0.088885 | 4 | Residential_2023_SC B_GWh_After Competition Groups_4 | Energy Star A Line, PAR, MR Lamps | 8.888% | 0.53678 | 166.1666 | Residential_2023_SC B_GWh_After Competition Groups_Energy Star A Line, PAR, MR Lamps
Residential | Res ¦ Variable Speed Pool Pump Motor | 2023 | SC B | GWh | After Competition Groups | 152.2723 | 9949495.7651 | 9.9495 | 1869.4593 | 0.081453 | 5 | Residential_2023_SC B_GWh_After Competition Groups_5 | Variable Speed Pool Pump Motor | 8.145% | 9.9495 | 152.2723 | Residential_2023_SC B_GWh_After Competition Groups_Variable Speed Pool Pump Motor
Residential | Res ¦ Car Block Heater Timer | 2023 | SC B | GWh | After Competition Groups | 123.6821 | 614561.5372 | 0.61456 | 1869.4593 | 0.066159 | 6 | Residential_2023_SC B_GWh_After Competition Groups_6 | Car Block Heater Timer | 6.616% | 0.61456 | 123.6821 | Residential_2023_SC B_GWh_After Competition Groups_Car Block Heater Timer
Residential | Res ¦ Building Recommissioning, Operations and Maintenance (O&M) Improvements | 2023 | SC B | GWh | After Competition Groups | 118.0201 | 303889.1984 | 0.30389 | 1869.4593 | 0.063131 | 7 | Residential_2023_SC B_GWh_After Competition Groups_7 | Building Recommissioning, Operations and Maintenance (O&M) Improvements | 6.313% | 0.30389 | 118.0201 | Residential_2023_SC B_GWh_After Competition Groups_Building Recommissioning, Operations and Maintenance (O&M) Improvements
Residential | Res ¦ Ductless Mini-Split Heat Pump | 2023 | SC B | GWh | After Competition Groups | 86.6656 | 3585367.033 | 3.5854 | 1869.4593 | 0.046359 | 8 | Residential_2023_SC B_GWh_After Competition Groups_8 | Ductless Mini-Split Heat Pump | 4.636% | 3.5854 | 86.6656 | Residential_2023_SC B_GWh_After Competition Groups_Ductless Mini-Split Heat Pump
Residential | Res ¦ Adaptive Thermostat | 2023 | SC B | GWh | After Competition Groups | 69.1122 | 4147527.4573 | 4.1475 | 1869.4593 | 0.036969 | 9 | Residential_2023_SC B_GWh_After Competition Groups_9 | Adaptive Thermostat | 3.697% | 4.1475 | 69.1122 | Residential_2023_SC B_GWh_After Competition Groups_Adaptive Thermostat
Residential | Res ¦ Comprehensive Draft Proofing | 2023 | SC B | GWh | After Competition Groups | 60.0268 | 0 | 0 | 1869.4593 | 0.032109 | 10 | Residential_2023_SC B_GWh_After Competition Groups_10 | Comprehensive Draft Proofing | 3.211% | 0 | 60.0268 | Residential_2023_SC B_GWh_After Competition Groups_Comprehensive Draft Proofing
Residential | Res ¦ LED Parking Lot Fixture | 2023 | SC B | GWh | After Competition Groups | 48.9872 | 1732791.5273 | 1.7328 | 1869.4593 | 0.026204 | 11 | Residential_2023_SC B_GWh_After Competition Groups_11 | LED Parking Lot Fixture | 2.62% | 1.7328 | 48.9872 | Residential_2023_SC B_GWh_After Competition Groups_LED Parking Lot Fixture
Residential | Res ¦ Energy Star Torchiere | 2023 | SC B | GWh | After Competition Groups | 45.6154 | 1176165.1758 | 1.1762 | 1869.4593 | 0.0244 | 12 | Residential_2023_SC B_GWh_After Competition Groups_12 | Energy Star Torchiere | 2.44% | 1.1762 | 45.6154 | Residential_2023_SC B_GWh_After Competition Groups_Energy Star Torchiere
Residential | Res ¦ Occupancy Sensors MF | 2023 | SC B | GWh | After Competition Groups | 39.4847 | 37381.1735 | 0.037381 | 1869.4593 | 0.021121 | 13 | Residential_2023_SC B_GWh_After Competition Groups_13 | Occupancy Sensors MF | 2.112% | 0.037381 | 39.4847 | Residential_2023_SC B_GWh_After Competition Groups_Occupancy Sensors MF
Residential | Res ¦ Air Sealing | 2023 | SC B | GWh | After Competition Groups | 34.8102 | 2997957.1185 | 2.998 | 1869.4593 | 0.01862 | 14 | Residential_2023_SC B_GWh_After Competition Groups_14 | Air Sealing | 1.862% | 2.998 | 34.8102 | Residential_2023_SC B_GWh_After Competition Groups_Air Sealing
Residential | Res ¦ Refrigerator Recycling | 2023 | SC B | GWh | After Competition Groups | 30.9335 | 2529681.4173 | 2.5297 | 1869.4593 | 0.016547 | 15 | Residential_2023_SC B_GWh_After Competition Groups_15 | Refrigerator Recycling | 1.655% | 2.5297 | 30.9335 | Residential_2023_SC B_GWh_After Competition Groups_Refrigerator Recycling
Residential | Res ¦ Clothes Drying Racks | 2023 | SC B | GWh | After Competition Groups | 28.2328 | 10924563.1013 | 10.9246 | 1869.4593 | 0.015102 | 16 | Residential_2023_SC B_GWh_After Competition Groups_16 | Clothes Drying Racks | 1.51% | 10.9246 | 28.2328 | Residential_2023_SC B_GWh_After Competition Groups_Clothes Drying Racks
Residential | Res ¦ Freezer Recycling | 2023 | SC B | GWh | After Competition Groups | 27.0571 | 54330125.9234 | 54.3301 | 1869.4593 | 0.014473 | 17 | Residential_2023_SC B_GWh_After Competition Groups_17 | Freezer Recycling | 1.447% | 54.3301 | 27.0571 | Residential_2023_SC B_GWh_After Competition Groups_Freezer Recycling
Residential | Res ¦ LED Exterior Area Lights - LED Fixture (200W) | 2023 | SC B | GWh | After Competition Groups | 20.4655 | 1469538.5345 | 1.4695 | 1869.4593 | 0.010947 | 18 | Residential_2023_SC B_GWh_After Competition Groups_18 | LED Exterior Area Lights - LED Fixture (200W) | 1.095% | 1.4695 | 20.4655 | Residential_2023_SC B_GWh_After Competition Groups_LED Exterior Area Lights - LED Fixture (200W)
Residential | Res ¦ Energy Star Light Fixture | 2023 | SC B | GWh | After Competition Groups | 20.0558 | 2540698.8533 | 2.5407 | 1869.4593 | 0.010728 | 19 | Residential_2023_SC B_GWh_After Competition Groups_19 | Energy Star Light Fixture | 1.073% | 2.5407 | 20.0558 | Residential_2023_SC B_GWh_After Competition Groups_Energy Star Light Fixture
Residential | Res ¦ Basement Wall Insulation | 2023 | SC B | GWh | After Competition Groups | 18.2743 | 1279229.536 | 1.2792 | 1869.4593 | 0.0097752 | 20 | Residential_2023_SC B_GWh_After Competition Groups_20 | Basement Wall Insulation | 0.9775% | 1.2792 | 18.2743 | Residential_2023_SC B_GWh_After Competition Groups_Basement Wall Insulation
Residential | Res ¦ Energy Star Clothes Dryer | 2023 | SC B | GWh | After Competition Groups | 17.7161 | 4548470.379 | 4.5485 | 1869.4593 | 0.0094766 | 21 | Residential_2023_SC B_GWh_After Competition Groups_21 | Energy Star Clothes Dryer | 0.9477% | 4.5485 | 17.7161 | Residential_2023_SC B_GWh_After Competition Groups_Energy Star Clothes Dryer
Residential | Res ¦ Advanced BAS/Controllers | 2023 | SC B | GWh | After Competition Groups | 17.271 | 1485661.392 | 1.4857 | 1869.4593 | 0.0092385 | 22 | Residential_2023_SC B_GWh_After Competition Groups_22 | Advanced BAS/Controllers | 0.9239% | 1.4857 | 17.271 | Residential_2023_SC B_GWh_After Competition Groups_Advanced BAS/Controllers
Residential | Res ¦ Energy Star Air Source Heat Pump | 2023 | SC B | GWh | After Competition Groups | 16.8523 | 1431050.7661 | 1.4311 | 1869.4593 | 0.0090145 | 23 | Residential_2023_SC B_GWh_After Competition Groups_23 | Energy Star Air Source Heat Pump | 0.9015% | 1.4311 | 16.8523 | Residential_2023_SC B_GWh_After Competition Groups_Energy Star Air Source Heat Pump
Residential | Res ¦ LED Tube Re-Lamp | 2023 | SC B | GWh | After Competition Groups | 14.9224 | 1052438.826 | 1.0524 | 1869.4593 | 0.0079822 | 24 | Residential_2023_SC B_GWh_After Competition Groups_24 | LED Tube Re-Lamp | 0.7982% | 1.0524 | 14.9224 | Residential_2023_SC B_GWh_After Competition Groups_LED Tube Re-Lamp
Residential | Res ¦ Furnace Whistle | 2023 | SC B | GWh | After Competition Groups | 14.8744 | 59413.9588 | 0.059414 | 1869.4593 | 0.0079565 | 25 | Residential_2023_SC B_GWh_After Competition Groups_25 | Furnace Whistle | 0.7957% | 0.059414 | 14.8744 | Residential_2023_SC B_GWh_After Competition Groups_Furnace Whistle
Residential | Res ¦ Attic Insulation | 2023 | SC B | GWh | After Competition Groups | 14.095 | 2237426.7632 | 2.2374 | 1869.4593 | 0.0075396 | 26 | Residential_2023_SC B_GWh_After Competition Groups_26 | Attic Insulation | 0.754% | 2.2374 | 14.095 | Residential_2023_SC B_GWh_After Competition Groups_Attic Insulation
Residential | Res ¦ Outside Air Economizer | 2023 | SC B | GWh | After Competition Groups | 12.2913 | 307975.6881 | 0.30798 | 1869.4593 | 0.0065748 | 27 | Residential_2023_SC B_GWh_After Competition Groups_27 | Outside Air Economizer | 0.6575% | 0.30798 | 12.2913 | Residential_2023_SC B_GWh_After Competition Groups_Outside Air Economizer
Residential | Res ¦ Energy Star Room Air Conditioner | 2023 | SC B | GWh | After Competition Groups | 10.9685 | 1438307.0805 | 1.4383 | 1869.4593 | 0.0058672 | 28 | Residential_2023_SC B_GWh_After Competition Groups_28 | Energy Star Room Air Conditioner | 0.5867% | 1.4383 | 10.9685 | Residential_2023_SC B_GWh_After Competition Groups_Energy Star Room Air Conditioner
Residential | Res ¦ ENERGY STAR LED LAMPS (REFLECTOR LAMPs/MR16/PAR 16) | 2023 | SC B | GWh | After Competition Groups | 10.5039 | 221264.9134 | 0.22126 | 1869.4593 | 0.0056187 | 29 | Residential_2023_SC B_GWh_After Competition Groups_29 | ENERGY STAR LED LAMPS (REFLECTOR LAMPs/MR16/PAR 16) | 0.5619% | 0.22126 | 10.5039 | Residential_2023_SC B_GWh_After Competition Groups_ENERGY STAR LED LAMPS (REFLECTOR LAMPs/MR16/PAR 16)
Residential | Res ¦ Demand Control Ventilation | 2023 | SC B | GWh | After Competition Groups | 7.9648 | 849154.2395 | 0.84915 | 1869.4593 | 0.0042605 | 30 | Residential_2023_SC B_GWh_After Competition Groups_30 | Demand Control Ventilation | 0.426% | 0.84915 | 7.9648 | Residential_2023_SC B_GWh_After Competition Groups_Demand Control Ventilation
Residential | Res ¦ Minimize Hot and Warm Clothes Wash | 2023 | SC B | GWh | After Competition Groups | 7.8688 | 0 | 0 | 1869.4593 | 0.0042092 | 31 | Residential_2023_SC B_GWh_After Competition Groups_31 | Minimize Hot and Warm Clothes Wash | 0.4209% | 0 | 7.8688 | Residential_2023_SC B_GWh_After Competition Groups_Minimize Hot and Warm Clothes Wash
Residential | Res ¦ Variable Frequency Drive (VFD) | 2023 | SC B | GWh | After Competition Groups | 6.3093 | 360697.9437 | 0.3607 | 1869.4593 | 0.0033749 | 32 | Residential_2023_SC B_GWh_After Competition Groups_32 | Variable Frequency Drive (VFD) | 0.3375% | 0.3607 | 6.3093 | Residential_2023_SC B_GWh_After Competition Groups_Variable Frequency Drive (VFD)
Residential | Res ¦ CO Sensors for parking garage exhaust fans | 2023 | SC B | GWh | After Competition Groups | 5.8627 | 551749.3584 | 0.55175 | 1869.4593 | 0.003136 | 33 | Residential_2023_SC B_GWh_After Competition Groups_33 | CO Sensors for parking garage exhaust fans | 0.3136% | 0.55175 | 5.8627 | Residential_2023_SC B_GWh_After Competition Groups_CO Sensors for parking garage exhaust fans
Residential | Res ¦ High Efficiency Chiller (avg of water and air cooled) | 2023 | SC B | GWh | After Competition Groups | 5.5064 | 181846.8298 | 0.18185 | 1869.4593 | 0.0029455 | 34 | Residential_2023_SC B_GWh_After Competition Groups_34 | High Efficiency Chiller (avg of water and air cooled) | 0.2945% | 0.18185 | 5.5064 | Residential_2023_SC B_GWh_After Competition Groups_High Efficiency Chiller (avg of water and air cooled)
Residential | Res ¦ Water Heater Temperature Setback | 2023 | SC B | GWh | After Competition Groups | 4.7149 | 59822.1955 | 0.059822 | 1869.4593 | 0.0025221 | 35 | Residential_2023_SC B_GWh_After Competition Groups_35 | Water Heater Temperature Setback | 0.2522% | 0.059822 | 4.7149 | Residential_2023_SC B_GWh_After Competition Groups_Water Heater Temperature Setback
Residential | Res ¦ Energy Star Dehumidifier | 2023 | SC B | GWh | After Competition Groups | 3.8077 | 2520082.6914 | 2.5201 | 1869.4593 | 0.0020368 | 36 | Residential_2023_SC B_GWh_After Competition Groups_36 | Energy Star Dehumidifier | 0.2037% | 2.5201 | 3.8077 | Residential_2023_SC B_GWh_After Competition Groups_Energy Star Dehumidifier
Residential | Res ¦ Floor Insulation | 2023 | SC B | GWh | After Competition Groups | 3.6927 | 916515.854 | 0.91652 | 1869.4593 | 0.0019753 | 37 | Residential_2023_SC B_GWh_After Competition Groups_37 | Floor Insulation | 0.1975% | 0.91652 | 3.6927 | Residential_2023_SC B_GWh_After Competition Groups_Floor Insulation
Residential | Res ¦ Energy Star Freezer | 2023 | SC B | GWh | After Competition Groups | 3.6753 | 2059845.6215 | 2.0598 | 1869.4593 | 0.001966 | 38 | Residential_2023_SC B_GWh_After Competition Groups_38 | Energy Star Freezer | 0.1966% | 2.0598 | 3.6753 | Residential_2023_SC B_GWh_After Competition Groups_Energy Star Freezer
Residential | Res ¦ Duct Insulation | 2023 | SC B | GWh | After Competition Groups | 3.1638 | 746492.3985 | 0.74649 | 1869.4593 | 0.0016924 | 39 | Residential_2023_SC B_GWh_After Competition Groups_39 | Duct Insulation | 0.1692% | 0.74649 | 3.1638 | Residential_2023_SC B_GWh_After Competition Groups_Duct Insulation
Residential | Res ¦ ENERGY STAR LED Lamps (General Service Lamps) | 2023 | SC B | GWh | After Competition Groups | 2.5838 | 53698.3653 | 0.053698 | 1869.4593 | 0.0013821 | 40 | Residential_2023_SC B_GWh_After Competition Groups_40 | ENERGY STAR LED Lamps (General Service Lamps) | 0.1382% | 0.053698 | 2.5838 | Residential_2023_SC B_GWh_After Competition Groups_ENERGY STAR LED Lamps (General Service Lamps)
Residential | Res ¦ Condensing Make Up Air Unit | 2023 | SC B | GWh | After Competition Groups | 2.1122 | 662987.5676 | 0.66299 | 1869.4593 | 0.0011298 | 41 | Residential_2023_SC B_GWh_After Competition Groups_41 | Condensing Make Up Air Unit | 0.113% | 0.66299 | 2.1122 | Residential_2023_SC B_GWh_After Competition Groups_Condensing Make Up Air Unit
Residential | Res ¦ VFD on Pumps | 2023 | SC B | GWh | After Competition Groups | 1.9401 | 135110.7874 | 0.13511 | 1869.4593 | 0.0010378 | 42 | Residential_2023_SC B_GWh_After Competition Groups_42 | VFD on Pumps | 0.1038% | 0.13511 | 1.9401 | Residential_2023_SC B_GWh_After Competition Groups_VFD on Pumps
Residential | Res ¦ Heat Recovery Ventilator | 2023 | SC B | GWh | After Competition Groups | 1.7009 | 1259693.9915 | 1.2597 | 1869.4593 | 0.00090984 | 43 | Residential_2023_SC B_GWh_After Competition Groups_43 | Heat Recovery Ventilator | 0.09098% | 1.2597 | 1.7009 | Residential_2023_SC B_GWh_After Competition Groups_Heat Recovery Ventilator
Residential | Res ¦ Duct Insulation MF | 2023 | SC B | GWh | After Competition Groups | 1.4241 | 585064.8784 | 0.58506 | 1869.4593 | 0.00076174 | 44 | Residential_2023_SC B_GWh_After Competition Groups_44 | Duct Insulation MF | 0.07617% | 0.58506 | 1.4241 | Residential_2023_SC B_GWh_After Competition Groups_Duct Insulation MF
Residential | Res ¦ ECM MOTORS FOR HVAC APPLICATION (FAN-POWERED VAV BOX) | 2023 | SC B | GWh | After Competition Groups | 0.92231 | 60613.4971 | 0.060613 | 1869.4593 | 0.00049336 | 45 | Residential_2023_SC B_GWh_After Competition Groups_45 | ECM MOTORS FOR HVAC APPLICATION (FAN-POWERED VAV BOX) | 0.04934% | 0.060613 | 0.92231 | Residential_2023_SC B_GWh_After Competition Groups_ECM MOTORS FOR HVAC APPLICATION (FAN-POWERED VAV BOX)
Residential | Res ¦ Home Energy Reports | 2023 | SC B | GWh | After Competition Groups | 0.78341 | 57609.9993 | 0.05761 | 1869.4593 | 0.00041906 | 46 | Residential_2023_SC B_GWh_After Competition Groups_46 | Home Energy Reports | 0.04191% | 0.05761 | 0.78341 | Residential_2023_SC B_GWh_After Competition Groups_Home Energy Reports
Residential | Res ¦ Beverage Vending Machine Controls | 2023 | SC B | GWh | After Competition Groups | 0.49169 | 20753.3955 | 0.020753 | 1869.4593 | 0.00026301 | 47 | Residential_2023_SC B_GWh_After Competition Groups_47 | Beverage Vending Machine Controls | 0.0263% | 0.020753 | 0.49169 | Residential_2023_SC B_GWh_After Competition Groups_Beverage Vending Machine Controls
Residential | Res ¦ Tankless Water Heater | 2023 | SC B | GWh | After Competition Groups | 0.1969 | 74992.1274 | 0.074992 | 1869.4593 | 0.00010532 | 48 | Residential_2023_SC B_GWh_After Competition Groups_48 | Tankless Water Heater | 0.01053% | 0.074992 | 0.1969 | Residential_2023_SC B_GWh_After Competition Groups_Tankless Water Heater
Residential | Res ¦ LED High Bay Fixture | 2023 | SC B | GWh | After Competition Groups | 0.075365 | 33256.0846 | 0.033256 | 1869.4593 | 4.0314e-05 | 49 | Residential_2023_SC B_GWh_After Competition Groups_49 | LED High Bay Fixture | 0.004031% | 0.033256 | 0.075365 | Residential_2023_SC B_GWh_After Competition Groups_LED High Bay Fixture
Residential | Res ¦ Chilled Water Optimization | 2023 | SC B | GWh | After Competition Groups | 0.053204 | 121.0947 | 0.00012109 | 1869.4593 | 2.8459e-05 | 50 | Residential_2023_SC B_GWh_After Competition Groups_50 | Chilled Water Optimization | 0.002846% | 0.00012109 | 0.053204 | Residential_2023_SC B_GWh_After Competition Groups_Chilled Water Optimization
Residential | Res ¦ Wall Insulation | 2023 | SC B | GWh | After Competition Groups | 0.053078 | 0 | 0 | 1869.4593 | 2.8392e-05 | 51 | Residential_2023_SC B_GWh_After Competition Groups_51 | Wall Insulation | 0.002839% | 0 | 0.053078 | Residential_2023_SC B_GWh_After Competition Groups_Wall Insulation
Residential | Res ¦ Wall Insulation MF | 2023 | SC B | GWh | After Competition Groups | 0.003219 | 0 | 0 | 1869.4593 | 1.7219e-06 | 52 | Residential_2023_SC B_GWh_After Competition Groups_52 | Wall Insulation MF | 0.0001722% | 0 | 0.003219 | Residential_2023_SC B_GWh_After Competition Groups_Wall Insulation MF
Residential | Res ¦ Heavy Duty Outdoor/Holiday Plug-in Timers | 2023 | SC B | GWh | After Competition Groups | 0 | 0 | 0 | 1869.4593 | 0 | 53 | Residential_2023_SC B_GWh_After Competition Groups_53 | Heavy Duty Outdoor/Holiday Plug-in Timers | 0% | 0 | 0 | Residential_2023_SC B_GWh_After Competition Groups_Heavy Duty Outdoor/Holiday Plug-in Timers
Residential | Res ¦ LED Downlight | 2023 | SC B | GWh | After Competition Groups | 0 | 0 | 0 | 1869.4593 | 0 | 54 | Residential_2023_SC B_GWh_After Competition Groups_54 | LED Downlight | 0% | 0 | 0 | Residential_2023_SC B_GWh_After Competition Groups_LED Downlight
Residential | Res ¦ Smart Burners | 2023 | SC B | GWh | After Competition Groups | 0 | 0 | 0 | 1869.4593 | 0 | 55 | Residential_2023_SC B_GWh_After Competition Groups_55 | Smart Burners | 0% | 0 | 0 | Residential_2023_SC B_GWh_After Competition Groups_Smart Burners
Residential | Res ¦ Smart Power Bar | 2023 | SC B | GWh | After Competition Groups | 0 | 0 | 0 | 1869.4593 | 0 | 56 | Residential_2023_SC B_GWh_After Competition Groups_56 | Smart Power Bar | 0% | 0 | 0 | Residential_2023_SC B_GWh_After Competition Groups_Smart Power Bar
Residential | Res ¦ Energy Star LED Specialty Bulbs | 2023 | SC C | GWh | After Competition Groups | 410.0362 | 928580.0723 | 0.92858 | 1322.3861 | 0.31007 | 1 | Residential_2023_SC C_GWh_After Competition Groups_1 | Energy Star LED Specialty Bulbs | 31.01% | 0.92858 | 410.0362 | Residential_2023_SC C_GWh_After Competition Groups_Energy Star LED Specialty Bulbs
Residential | Res ¦ Energy Star Clothes Washer | 2023 | SC C | GWh | After Competition Groups | 163.5278 | 14588545.6347 | 14.5885 | 1322.3861 | 0.12366 | 2 | Residential_2023_SC C_GWh_After Competition Groups_2 | Energy Star Clothes Washer | 12.37% | 14.5885 | 163.5278 | Residential_2023_SC C_GWh_After Competition Groups_Energy Star Clothes Washer
Residential | Res ¦ Energy Star A Line, PAR, MR Lamps | 2023 | SC C | GWh | After Competition Groups | 122.551 | 322817.6163 | 0.32282 | 1322.3861 | 0.092674 | 3 | Residential_2023_SC C_GWh_After Competition Groups_3 | Energy Star A Line, PAR, MR Lamps | 9.267% | 0.32282 | 122.551 | Residential_2023_SC C_GWh_After Competition Groups_Energy Star A Line, PAR, MR Lamps
Residential | Res ¦ Ductless Mini-Split Heat Pump | 2023 | SC C | GWh | After Competition Groups | 70.6274 | 2600043.6983 | 2.6 | 1322.3861 | 0.053409 | 4 | Residential_2023_SC C_GWh_After Competition Groups_4 | Ductless Mini-Split Heat Pump | 5.341% | 2.6 | 70.6274 | Residential_2023_SC C_GWh_After Competition Groups_Ductless Mini-Split Heat Pump
Residential | Res ¦ Variable Speed Pool Pump Motor | 2023 | SC C | GWh | After Competition Groups | 57.498 | 3888153.4917 | 3.8882 | 1322.3861 | 0.043481 | 5 | Residential_2023_SC C_GWh_After Competition Groups_5 | Variable Speed Pool Pump Motor | 4.348% | 3.8882 | 57.498 | Residential_2023_SC C_GWh_After Competition Groups_Variable Speed Pool Pump Motor
Residential | Res ¦ Car Block Heater Timer | 2023 | SC C | GWh | After Competition Groups | 53.5245 | 272610.027 | 0.27261 | 1322.3861 | 0.040476 | 6 | Residential_2023_SC C_GWh_After Competition Groups_6 | Car Block Heater Timer | 4.048% | 0.27261 | 53.5245 | Residential_2023_SC C_GWh_After Competition Groups_Car Block Heater Timer
Residential | Res ¦ Adaptive Thermostat | 2023 | SC C | GWh | After Competition Groups | 48.9894 | 4149877.0117 | 4.1499 | 1322.3861 | 0.037046 | 7 | Residential_2023_SC C_GWh_After Competition Groups_7 | Adaptive Thermostat | 3.705% | 4.1499 | 48.9894 | Residential_2023_SC C_GWh_After Competition Groups_Adaptive Thermostat
Residential | Res ¦ Building Recommissioning, Operations and Maintenance (O&M) Improvements | 2023 | SC C | GWh | After Competition Groups | 44.5599 | 118746.351 | 0.11875 | 1322.3861 | 0.033697 | 8 | Residential_2023_SC C_GWh_After Competition Groups_8 | Building Recommissioning, Operations and Maintenance (O&M) Improvements | 3.37% | 0.11875 | 44.5599 | Residential_2023_SC C_GWh_After Competition Groups_Building Recommissioning, Operations and Maintenance (O&M) Improvements
Residential | Res ¦ LED Parking Lot Fixture | 2023 | SC C | GWh | After Competition Groups | 43.6558 | 0 | 0 | 1322.3861 | 0.033013 | 9 | Residential_2023_SC C_GWh_After Competition Groups_9 | LED Parking Lot Fixture | 3.301% | 0 | 43.6558 | Residential_2023_SC C_GWh_After Competition Groups_LED Parking Lot Fixture
Residential | Res ¦ Air Sealing | 2023 | SC C | GWh | After Competition Groups | 32.0839 | 2998833.9696 | 2.9988 | 1322.3861 | 0.024262 | 10 | Residential_2023_SC C_GWh_After Competition Groups_10 | Air Sealing | 2.426% | 2.9988 | 32.0839 | Residential_2023_SC C_GWh_After Competition Groups_Air Sealing
Residential | Res ¦ Energy Star Torchiere | 2023 | SC C | GWh | After Competition Groups | 31.9327 | 710144.59 | 0.71014 | 1322.3861 | 0.024148 | 11 | Residential_2023_SC C_GWh_After Competition Groups_11 | Energy Star Torchiere | 2.415% | 0.71014 | 31.9327 | Residential_2023_SC C_GWh_After Competition Groups_Energy Star Torchiere
Residential | Res ¦ Comprehensive Draft Proofing | 2023 | SC C | GWh | After Competition Groups | 22.6637 | 0 | 0 | 1322.3861 | 0.017139 | 12 | Residential_2023_SC C_GWh_After Competition Groups_12 | Comprehensive Draft Proofing | 1.714% | 0 | 22.6637 | Residential_2023_SC C_GWh_After Competition Groups_Comprehensive Draft Proofing
Residential | Res ¦ LED Exterior Area Lights - LED Fixture (200W) | 2023 | SC C | GWh | After Competition Groups | 20.4655 | 1469685.503 | 1.4697 | 1322.3861 | 0.015476 | 13 | Residential_2023_SC C_GWh_After Competition Groups_13 | LED Exterior Area Lights - LED Fixture (200W) | 1.548% | 1.4697 | 20.4655 | Residential_2023_SC C_GWh_After Competition Groups_LED Exterior Area Lights - LED Fixture (200W)
Residential | Res ¦ Energy Star Light Fixture | 2023 | SC C | GWh | After Competition Groups | 18.421 | 2255069.1553 | 2.2551 | 1322.3861 | 0.01393 | 14 | Residential_2023_SC C_GWh_After Competition Groups_14 | Energy Star Light Fixture | 1.393% | 2.2551 | 18.421 | Residential_2023_SC C_GWh_After Competition Groups_Energy Star Light Fixture
Residential | Res ¦ Basement Wall Insulation | 2023 | SC C | GWh | After Competition Groups | 18.2767 | 1279534.6666 | 1.2795 | 1322.3861 | 0.013821 | 15 | Residential_2023_SC C_GWh_After Competition Groups_15 | Basement Wall Insulation | 1.382% | 1.2795 | 18.2767 | Residential_2023_SC C_GWh_After Competition Groups_Basement Wall Insulation
Residential | Res ¦ Energy Star Clothes Dryer | 2023 | SC C | GWh | After Competition Groups | 17.7208 | 4550130.2386 | 4.5501 | 1322.3861 | 0.013401 | 16 | Residential_2023_SC C_GWh_After Competition Groups_16 | Energy Star Clothes Dryer | 1.34% | 4.5501 | 17.7208 | Residential_2023_SC C_GWh_After Competition Groups_Energy Star Clothes Dryer
Residential | Res ¦ LED Tube Re-Lamp | 2023 | SC C | GWh | After Competition Groups | 14.9224 | 1052544.0805 | 1.0525 | 1322.3861 | 0.011284 | 17 | Residential_2023_SC C_GWh_After Competition Groups_17 | LED Tube Re-Lamp | 1.128% | 1.0525 | 14.9224 | Residential_2023_SC C_GWh_After Competition Groups_LED Tube Re-Lamp
Residential | Res ¦ Occupancy Sensors MF | 2023 | SC C | GWh | After Competition Groups | 14.8998 | 14606.5872 | 0.014607 | 1322.3861 | 0.011267 | 18 | Residential_2023_SC C_GWh_After Competition Groups_18 | Occupancy Sensors MF | 1.127% | 0.014607 | 14.8998 | Residential_2023_SC C_GWh_After Competition Groups_Occupancy Sensors MF
Residential | Res ¦ Attic Insulation | 2023 | SC C | GWh | After Competition Groups | 13.8066 | 2238390.2719 | 2.2384 | 1322.3861 | 0.010441 | 19 | Residential_2023_SC C_GWh_After Competition Groups_19 | Attic Insulation | 1.044% | 2.2384 | 13.8066 | Residential_2023_SC C_GWh_After Competition Groups_Attic Insulation
Residential | Res ¦ Energy Star Air Source Heat Pump | 2023 | SC C | GWh | After Competition Groups | 11.7954 | 854970.6278 | 0.85497 | 1322.3861 | 0.0089198 | 20 | Residential_2023_SC C_GWh_After Competition Groups_20 | Energy Star Air Source Heat Pump | 0.892% | 0.85497 | 11.7954 | Residential_2023_SC C_GWh_After Competition Groups_Energy Star Air Source Heat Pump
Residential | Res ¦ Refrigerator Recycling | 2023 | SC C | GWh | After Competition Groups | 11.6807 | 988586.0393 | 0.98859 | 1322.3861 | 0.008833 | 21 | Residential_2023_SC C_GWh_After Competition Groups_21 | Refrigerator Recycling | 0.8833% | 0.98859 | 11.6807 | Residential_2023_SC C_GWh_After Competition Groups_Refrigerator Recycling
Residential | Res ¦ ENERGY STAR LED LAMPS (REFLECTOR LAMPs/MR16/PAR 16) | 2023 | SC C | GWh | After Competition Groups | 10.5039 | 221287.0421 | 0.22129 | 1322.3861 | 0.0079431 | 22 | Residential_2023_SC C_GWh_After Competition Groups_22 | ENERGY STAR LED LAMPS (REFLECTOR LAMPs/MR16/PAR 16) | 0.7943% | 0.22129 | 10.5039 | Residential_2023_SC C_GWh_After Competition Groups_ENERGY STAR LED LAMPS (REFLECTOR LAMPs/MR16/PAR 16)
Residential | Res ¦ Energy Star Room Air Conditioner | 2023 | SC C | GWh | After Competition Groups | 9.2385 | 1091806.8793 | 1.0918 | 1322.3861 | 0.0069862 | 23 | Residential_2023_SC C_GWh_After Competition Groups_23 | Energy Star Room Air Conditioner | 0.6986% | 1.0918 | 9.2385 | Residential_2023_SC C_GWh_After Competition Groups_Energy Star Room Air Conditioner
Residential | Res ¦ Minimize Hot and Warm Clothes Wash | 2023 | SC C | GWh | After Competition Groups | 7.8688 | 0 | 0 | 1322.3861 | 0.0059505 | 24 | Residential_2023_SC C_GWh_After Competition Groups_24 | Minimize Hot and Warm Clothes Wash | 0.595% | 0 | 7.8688 | Residential_2023_SC C_GWh_After Competition Groups_Minimize Hot and Warm Clothes Wash
Residential | Res ¦ Outside Air Economizer | 2023 | SC C | GWh | After Competition Groups | 7.0087 | 169656.9702 | 0.16966 | 1322.3861 | 0.0053001 | 25 | Residential_2023_SC C_GWh_After Competition Groups_25 | Outside Air Economizer | 0.53% | 0.16966 | 7.0087 | Residential_2023_SC C_GWh_After Competition Groups_Outside Air Economizer
Residential | Res ¦ Advanced BAS/Controllers | 2023 | SC C | GWh | After Competition Groups | 6.5219 | 580608.1254 | 0.58061 | 1322.3861 | 0.0049319 | 26 | Residential_2023_SC C_GWh_After Competition Groups_26 | Advanced BAS/Controllers | 0.4932% | 0.58061 | 6.5219 | Residential_2023_SC C_GWh_After Competition Groups_Advanced BAS/Controllers
Residential | Res ¦ Furnace Whistle | 2023 | SC C | GWh | After Competition Groups | 5.616 | 23215.9495 | 0.023216 | 1322.3861 | 0.0042468 | 27 | Residential_2023_SC C_GWh_After Competition Groups_27 | Furnace Whistle | 0.4247% | 0.023216 | 5.616 | Residential_2023_SC C_GWh_After Competition Groups_Furnace Whistle
Residential | Res ¦ High Efficiency Chiller (avg of water and air cooled) | 2023 | SC C | GWh | After Competition Groups | 5.3583 | 173711.8241 | 0.17371 | 1322.3861 | 0.004052 | 28 | Residential_2023_SC C_GWh_After Competition Groups_28 | High Efficiency Chiller (avg of water and air cooled) | 0.4052% | 0.17371 | 5.3583 | Residential_2023_SC C_GWh_After Competition Groups_High Efficiency Chiller (avg of water and air cooled)
Residential | Res ¦ Demand Control Ventilation | 2023 | SC C | GWh | After Competition Groups | 3.0079 | 332039.3813 | 0.33204 | 1322.3861 | 0.0022746 | 29 | Residential_2023_SC C_GWh_After Competition Groups_29 | Demand Control Ventilation | 0.2275% | 0.33204 | 3.0079 | Residential_2023_SC C_GWh_After Competition Groups_Demand Control Ventilation
Residential | Res ¦ Floor Insulation | 2023 | SC C | GWh | After Competition Groups | 2.904 | 917217.5279 | 0.91722 | 1322.3861 | 0.002196 | 30 | Residential_2023_SC C_GWh_After Competition Groups_30 | Floor Insulation | 0.2196% | 0.91722 | 2.904 | Residential_2023_SC C_GWh_After Competition Groups_Floor Insulation
Residential | Res ¦ Energy Star Freezer | 2023 | SC C | GWh | After Competition Groups | 2.7802 | 1558347.269 | 1.5583 | 1322.3861 | 0.0021024 | 31 | Residential_2023_SC C_GWh_After Competition Groups_31 | Energy Star Freezer | 0.2102% | 1.5583 | 2.7802 | Residential_2023_SC C_GWh_After Competition Groups_Energy Star Freezer
Residential | Res ¦ ENERGY STAR LED Lamps (General Service Lamps) | 2023 | SC C | GWh | After Competition Groups | 2.5838 | 53703.7356 | 0.053704 | 1322.3861 | 0.0019539 | 32 | Residential_2023_SC C_GWh_After Competition Groups_32 | ENERGY STAR LED Lamps (General Service Lamps) | 0.1954% | 0.053704 | 2.5838 | Residential_2023_SC C_GWh_After Competition Groups_ENERGY STAR LED Lamps (General Service Lamps)
Residential | Res ¦ CO Sensors for parking garage exhaust fans | 2023 | SC C | GWh | After Competition Groups | 2.4249 | 234418.5957 | 0.23442 | 1322.3861 | 0.0018337 | 33 | Residential_2023_SC C_GWh_After Competition Groups_33 | CO Sensors for parking garage exhaust fans | 0.1834% | 0.23442 | 2.4249 | Residential_2023_SC C_GWh_After Competition Groups_CO Sensors for parking garage exhaust fans
Residential | Res ¦ Variable Frequency Drive (VFD) | 2023 | SC C | GWh | After Competition Groups | 2.3823 | 140951.5313 | 0.14095 | 1322.3861 | 0.0018015 | 34 | Residential_2023_SC C_GWh_After Competition Groups_34 | Variable Frequency Drive (VFD) | 0.1802% | 0.14095 | 2.3823 | Residential_2023_SC C_GWh_After Competition Groups_Variable Frequency Drive (VFD)
Residential | Res ¦ Water Heater Temperature Setback | 2023 | SC C | GWh | After Competition Groups | 1.7802 | 23375.7292 | 0.023376 | 1322.3861 | 0.0013462 | 35 | Residential_2023_SC C_GWh_After Competition Groups_35 | Water Heater Temperature Setback | 0.1346% | 0.023376 | 1.7802 | Residential_2023_SC C_GWh_After Competition Groups_Water Heater Temperature Setback
Residential | Res ¦ Condensing Make Up Air Unit | 2023 | SC C | GWh | After Competition Groups | 1.5991 | 441406.2835 | 0.44141 | 1322.3861 | 0.0012093 | 36 | Residential_2023_SC C_GWh_After Competition Groups_36 | Condensing Make Up Air Unit | 0.1209% | 0.44141 | 1.5991 | Residential_2023_SC C_GWh_After Competition Groups_Condensing Make Up Air Unit
Residential | Res ¦ Energy Star Dehumidifier | 2023 | SC C | GWh | After Competition Groups | 1.4152 | 928838.1979 | 0.92884 | 1322.3861 | 0.0010702 | 37 | Residential_2023_SC C_GWh_After Competition Groups_37 | Energy Star Dehumidifier | 0.107% | 0.92884 | 1.4152 | Residential_2023_SC C_GWh_After Competition Groups_Energy Star Dehumidifier
Residential | Res ¦ Duct Insulation MF | 2023 | SC C | GWh | After Competition Groups | 1.3112 | 585635.0096 | 0.58564 | 1322.3861 | 0.00099155 | 38 | Residential_2023_SC C_GWh_After Competition Groups_38 | Duct Insulation MF | 0.09915% | 0.58564 | 1.3112 | Residential_2023_SC C_GWh_After Competition Groups_Duct Insulation MF
Residential | Res ¦ Duct Insulation | 2023 | SC C | GWh | After Competition Groups | 1.006 | 748668.4129 | 0.74867 | 1322.3861 | 0.00076072 | 39 | Residential_2023_SC C_GWh_After Competition Groups_39 | Duct Insulation | 0.07607% | 0.74867 | 1.006 | Residential_2023_SC C_GWh_After Competition Groups_Duct Insulation
Residential | Res ¦ Home Energy Reports | 2023 | SC C | GWh | After Competition Groups | 0.78341 | 57609.9993 | 0.05761 | 1322.3861 | 0.00059242 | 40 | Residential_2023_SC C_GWh_After Competition Groups_40 | Home Energy Reports | 0.05924% | 0.05761 | 0.78341 | Residential_2023_SC C_GWh_After Competition Groups_Home Energy Reports
Residential | Res ¦ VFD on Pumps | 2023 | SC C | GWh | After Competition Groups | 0.73258 | 52798.6575 | 0.052799 | 1322.3861 | 0.00055398 | 41 | Residential_2023_SC C_GWh_After Competition Groups_41 | VFD on Pumps | 0.0554% | 0.052799 | 0.73258 | Residential_2023_SC C_GWh_After Competition Groups_VFD on Pumps
Residential | Res ¦ Clothes Drying Racks | 2023 | SC C | GWh | After Competition Groups | 0.73063 | 0 | 0 | 1322.3861 | 0.00055251 | 42 | Residential_2023_SC C_GWh_After Competition Groups_42 | Clothes Drying Racks | 0.05525% | 0 | 0.73063 | Residential_2023_SC C_GWh_After Competition Groups_Clothes Drying Racks
Residential | Res ¦ Heat Recovery Ventilator | 2023 | SC C | GWh | After Competition Groups | 0.39169 | 574619.7965 | 0.57462 | 1322.3861 | 0.0002962 | 43 | Residential_2023_SC C_GWh_After Competition Groups_43 | Heat Recovery Ventilator | 0.02962% | 0.57462 | 0.39169 | Residential_2023_SC C_GWh_After Competition Groups_Heat Recovery Ventilator
Residential | Res ¦ ECM MOTORS FOR HVAC APPLICATION (FAN-POWERED VAV BOX) | 2023 | SC C | GWh | After Competition Groups | 0.36673 | 24803.5385 | 0.024804 | 1322.3861 | 0.00027733 | 44 | Residential_2023_SC C_GWh_After Competition Groups_44 | ECM MOTORS FOR HVAC APPLICATION (FAN-POWERED VAV BOX) | 0.02773% | 0.024804 | 0.36673 | Residential_2023_SC C_GWh_After Competition Groups_ECM MOTORS FOR HVAC APPLICATION (FAN-POWERED VAV BOX)
Residential | Res ¦ Beverage Vending Machine Controls | 2023 | SC C | GWh | After Competition Groups | 0.19324 | 8240.0443 | 0.00824 | 1322.3861 | 0.00014613 | 45 | Residential_2023_SC C_GWh_After Competition Groups_45 | Beverage Vending Machine Controls | 0.01461% | 0.00824 | 0.19324 | Residential_2023_SC C_GWh_After Competition Groups_Beverage Vending Machine Controls
Residential | Res ¦ Tankless Water Heater | 2023 | SC C | GWh | After Competition Groups | 0.11332 | 42834.8498 | 0.042835 | 1322.3861 | 8.5692e-05 | 46 | Residential_2023_SC C_GWh_After Competition Groups_46 | Tankless Water Heater | 0.008569% | 0.042835 | 0.11332 | Residential_2023_SC C_GWh_After Competition Groups_Tankless Water Heater
Residential | Res ¦ LED High Bay Fixture | 2023 | SC C | GWh | After Competition Groups | 0.075365 | 33259.4105 | 0.033259 | 1322.3861 | 5.6992e-05 | 47 | Residential_2023_SC C_GWh_After Competition Groups_47 | LED High Bay Fixture | 0.005699% | 0.033259 | 0.075365 | Residential_2023_SC C_GWh_After Competition Groups_LED High Bay Fixture
Residential | Res ¦ Chilled Water Optimization | 2023 | SC C | GWh | After Competition Groups | 0.040795 | 81.8528 | 8.1853e-05 | 1322.3861 | 3.085e-05 | 48 | Residential_2023_SC C_GWh_After Competition Groups_48 | Chilled Water Optimization | 0.003085% | 8.1853e-05 | 0.040795 | Residential_2023_SC C_GWh_After Competition Groups_Chilled Water Optimization
Residential | Res ¦ Wall Insulation | 2023 | SC C | GWh | After Competition Groups | 0.0043647 | 0 | 0 | 1322.3861 | 3.3006e-06 | 49 | Residential_2023_SC C_GWh_After Competition Groups_49 | Wall Insulation | 0.0003301% | 0 | 0.0043647 | Residential_2023_SC C_GWh_After Competition Groups_Wall Insulation
Residential | Res ¦ Wall Insulation MF | 2023 | SC C | GWh | After Competition Groups | 0.0032192 | 0 | 0 | 1322.3861 | 2.4344e-06 | 50 | Residential_2023_SC C_GWh_After Competition Groups_50 | Wall Insulation MF | 0.0002434% | 0 | 0.0032192 | Residential_2023_SC C_GWh_After Competition Groups_Wall Insulation MF
Residential | Res ¦ Freezer Recycling | 2023 | SC C | GWh | After Competition Groups | 0.00081317 | 0 | 0 | 1322.3861 | 6.1492e-07 | 51 | Residential_2023_SC C_GWh_After Competition Groups_51 | Freezer Recycling | 6.149e-05% | 0 | 0.00081317 | Residential_2023_SC C_GWh_After Competition Groups_Freezer Recycling
Residential | Res ¦ Energy Star LED Bulbs General Purpose LEDs | 2023 | SC C | GWh | After Competition Groups | 1.9623e-07 | 1.2619e-05 | 1.2619e-11 | 1322.3861 | 1.4839e-10 | 52 | Residential_2023_SC C_GWh_After Competition Groups_52 | Energy Star LED Bulbs General Purpose LEDs | 1.484e-08% | 1.2619e-11 | 1.9623e-07 | Residential_2023_SC C_GWh_After Competition Groups_Energy Star LED Bulbs General Purpose LEDs
Residential | Res ¦ Heavy Duty Outdoor/Holiday Plug-in Timers | 2023 | SC C | GWh | After Competition Groups | 0 | 0 | 0 | 1322.3861 | 0 | 53 | Residential_2023_SC C_GWh_After Competition Groups_53 | Heavy Duty Outdoor/Holiday Plug-in Timers | 0% | 0 | 0 | Residential_2023_SC C_GWh_After Competition Groups_Heavy Duty Outdoor/Holiday Plug-in Timers
Residential | Res ¦ LED Downlight | 2023 | SC C | GWh | After Competition Groups | 0 | 0 | 0 | 1322.3861 | 0 | 54 | Residential_2023_SC C_GWh_After Competition Groups_54 | LED Downlight | 0% | 0 | 0 | Residential_2023_SC C_GWh_After Competition Groups_LED Downlight
Residential | Res ¦ Smart Burners | 2023 | SC C | GWh | After Competition Groups | 0 | 0 | 0 | 1322.3861 | 0 | 55 | Residential_2023_SC C_GWh_After Competition Groups_55 | Smart Burners | 0% | 0 | 0 | Residential_2023_SC C_GWh_After Competition Groups_Smart Burners
Residential | Res ¦ Smart Power Bar | 2023 | SC C | GWh | After Competition Groups | 0 | 0 | 0 | 1322.3861 | 0 | 56 | Residential_2023_SC C_GWh_After Competition Groups_56 | Smart Power Bar | 0% | 0 | 0 | Residential_2023_SC C_GWh_After Competition Groups_Smart Power Bar
Residential | Res ¦ Energy Star LED Specialty Bulbs | 2023 | SC D | GWh | After Competition Groups | 225.9956 | 0 | 0 | 1112.4596 | 0.20315 | 1 | Residential_2023_SC D_GWh_After Competition Groups_1 | Energy Star LED Specialty Bulbs | 20.31% | 0 | 225.9956 | Residential_2023_SC D_GWh_After Competition Groups_Energy Star LED Specialty Bulbs
Residential | Res ¦ Energy Star LED Bulbs General Purpose LEDs | 2023 | SC D | GWh | After Competition Groups | 198.0279 | 0 | 0 | 1112.4596 | 0.17801 | 2 | Residential_2023_SC D_GWh_After Competition Groups_2 | Energy Star LED Bulbs General Purpose LEDs | 17.8% | 0 | 198.0279 | Residential_2023_SC D_GWh_After Competition Groups_Energy Star LED Bulbs General Purpose LEDs
Residential | Res ¦ Energy Star A Line, PAR, MR Lamps | 2023 | SC D | GWh | After Competition Groups | 123.2346 | 0 | 0 | 1112.4596 | 0.11078 | 3 | Residential_2023_SC D_GWh_After Competition Groups_3 | Energy Star A Line, PAR, MR Lamps | 11.08% | 0 | 123.2346 | Residential_2023_SC D_GWh_After Competition Groups_Energy Star A Line, PAR, MR Lamps
Residential | Res ¦ Energy Star Clothes Washer | 2023 | SC D | GWh | After Competition Groups | 99.226 | 0 | 0 | 1112.4596 | 0.089195 | 4 | Residential_2023_SC D_GWh_After Competition Groups_4 | Energy Star Clothes Washer | 8.92% | 0 | 99.226 | Residential_2023_SC D_GWh_After Competition Groups_Energy Star Clothes Washer
Residential | Res ¦ Ductless Mini-Split Heat Pump | 2023 | SC D | GWh | After Competition Groups | 70.628 | 0 | 0 | 1112.4596 | 0.063488 | 5 | Residential_2023_SC D_GWh_After Competition Groups_5 | Ductless Mini-Split Heat Pump | 6.349% | 0 | 70.628 | Residential_2023_SC D_GWh_After Competition Groups_Ductless Mini-Split Heat Pump
Residential | Res ¦ Building Recommissioning, Operations and Maintenance (O&M) Improvements | 2023 | SC D | GWh | After Competition Groups | 44.5599 | 0 | 0 | 1112.4596 | 0.040055 | 6 | Residential_2023_SC D_GWh_After Competition Groups_6 | Building Recommissioning, Operations and Maintenance (O&M) Improvements | 4.006% | 0 | 44.5599 | Residential_2023_SC D_GWh_After Competition Groups_Building Recommissioning, Operations and Maintenance (O&M) Improvements
Residential | Res ¦ LED Parking Lot Fixture | 2023 | SC D | GWh | After Competition Groups | 43.6558 | 0 | 0 | 1112.4596 | 0.039243 | 7 | Residential_2023_SC D_GWh_After Competition Groups_7 | LED Parking Lot Fixture | 3.924% | 0 | 43.6558 | Residential_2023_SC D_GWh_After Competition Groups_LED Parking Lot Fixture
Residential | Res ¦ Variable Speed Pool Pump Motor | 2023 | SC D | GWh | After Competition Groups | 37.6316 | 0 | 0 | 1112.4596 | 0.033827 | 8 | Residential_2023_SC D_GWh_After Competition Groups_8 | Variable Speed Pool Pump Motor | 3.383% | 0 | 37.6316 | Residential_2023_SC D_GWh_After Competition Groups_Variable Speed Pool Pump Motor
Residential | Res ¦ Adaptive Thermostat | 2023 | SC D | GWh | After Competition Groups | 29.3217 | 0 | 0 | 1112.4596 | 0.026358 | 9 | Residential_2023_SC D_GWh_After Competition Groups_9 | Adaptive Thermostat | 2.636% | 0 | 29.3217 | Residential_2023_SC D_GWh_After Competition Groups_Adaptive Thermostat
Residential | Res ¦ Energy Star Torchiere | 2023 | SC D | GWh | After Competition Groups | 28.1 | 0 | 0 | 1112.4596 | 0.025259 | 10 | Residential_2023_SC D_GWh_After Competition Groups_10 | Energy Star Torchiere | 2.526% | 0 | 28.1 | Residential_2023_SC D_GWh_After Competition Groups_Energy Star Torchiere
Residential | Res ¦ Comprehensive Draft Proofing | 2023 | SC D | GWh | After Competition Groups | 20.3074 | 0 | 0 | 1112.4596 | 0.018254 | 11 | Residential_2023_SC D_GWh_After Competition Groups_11 | Comprehensive Draft Proofing | 1.825% | 0 | 20.3074 | Residential_2023_SC D_GWh_After Competition Groups_Comprehensive Draft Proofing
Residential | Res ¦ LED Exterior Area Lights - LED Fixture (200W) | 2023 | SC D | GWh | After Competition Groups | 17.9631 | 0 | 0 | 1112.4596 | 0.016147 | 12 | Residential_2023_SC D_GWh_After Competition Groups_12 | LED Exterior Area Lights - LED Fixture (200W) | 1.615% | 0 | 17.9631 | Residential_2023_SC D_GWh_After Competition Groups_LED Exterior Area Lights - LED Fixture (200W)
Residential | Res ¦ Basement Wall Insulation | 2023 | SC D | GWh | After Competition Groups | 17.6271 | 0 | 0 | 1112.4596 | 0.015845 | 13 | Residential_2023_SC D_GWh_After Competition Groups_13 | Basement Wall Insulation | 1.585% | 0 | 17.6271 | Residential_2023_SC D_GWh_After Competition Groups_Basement Wall Insulation
Residential | Res ¦ Occupancy Sensors MF | 2023 | SC D | GWh | After Competition Groups | 14.8998 | 0 | 0 | 1112.4596 | 0.013394 | 14 | Residential_2023_SC D_GWh_After Competition Groups_14 | Occupancy Sensors MF | 1.339% | 0 | 14.8998 | Residential_2023_SC D_GWh_After Competition Groups_Occupancy Sensors MF
Residential | Res ¦ LED Tube Re-Lamp | 2023 | SC D | GWh | After Competition Groups | 14.8182 | 0 | 0 | 1112.4596 | 0.01332 | 15 | Residential_2023_SC D_GWh_After Competition Groups_15 | LED Tube Re-Lamp | 1.332% | 0 | 14.8182 | Residential_2023_SC D_GWh_After Competition Groups_LED Tube Re-Lamp
Residential | Res ¦ Air Sealing | 2023 | SC D | GWh | After Competition Groups | 13.4404 | 0 | 0 | 1112.4596 | 0.012082 | 16 | Residential_2023_SC D_GWh_After Competition Groups_16 | Air Sealing | 1.208% | 0 | 13.4404 | Residential_2023_SC D_GWh_After Competition Groups_Air Sealing
Residential | Res ¦ Energy Star Air Source Heat Pump | 2023 | SC D | GWh | After Competition Groups | 11.7954 | 0 | 0 | 1112.4596 | 0.010603 | 17 | Residential_2023_SC D_GWh_After Competition Groups_17 | Energy Star Air Source Heat Pump | 1.06% | 0 | 11.7954 | Residential_2023_SC D_GWh_After Competition Groups_Energy Star Air Source Heat Pump
Residential | Res ¦ Energy Star Light Fixture | 2023 | SC D | GWh | After Competition Groups | 11.1543 | 0 | 0 | 1112.4596 | 0.010027 | 18 | Residential_2023_SC D_GWh_After Competition Groups_18 | Energy Star Light Fixture | 1.003% | 0 | 11.1543 | Residential_2023_SC D_GWh_After Competition Groups_Energy Star Light Fixture
Residential | Res ¦ ENERGY STAR LED LAMPS (REFLECTOR LAMPs/MR16/PAR 16) | 2023 | SC D | GWh | After Competition Groups | 10.5039 | 0 | 0 | 1112.4596 | 0.009442 | 19 | Residential_2023_SC D_GWh_After Competition Groups_19 | ENERGY STAR LED LAMPS (REFLECTOR LAMPs/MR16/PAR 16) | 0.9442% | 0 | 10.5039 | Residential_2023_SC D_GWh_After Competition Groups_ENERGY STAR LED LAMPS (REFLECTOR LAMPs/MR16/PAR 16)
Residential | Res ¦ Energy Star Room Air Conditioner | 2023 | SC D | GWh | After Competition Groups | 9.2149 | 0 | 0 | 1112.4596 | 0.0082834 | 20 | Residential_2023_SC D_GWh_After Competition Groups_20 | Energy Star Room Air Conditioner | 0.8283% | 0 | 9.2149 | Residential_2023_SC D_GWh_After Competition Groups_Energy Star Room Air Conditioner
Residential | Res ¦ Energy Star Clothes Dryer | 2023 | SC D | GWh | After Competition Groups | 8.3645 | 0 | 0 | 1112.4596 | 0.0075189 | 21 | Residential_2023_SC D_GWh_After Competition Groups_21 | Energy Star Clothes Dryer | 0.7519% | 0 | 8.3645 | Residential_2023_SC D_GWh_After Competition Groups_Energy Star Clothes Dryer
Residential | Res ¦ Attic Insulation | 2023 | SC D | GWh | After Competition Groups | 7.9443 | 0 | 0 | 1112.4596 | 0.0071412 | 22 | Residential_2023_SC D_GWh_After Competition Groups_22 | Attic Insulation | 0.7141% | 0 | 7.9443 | Residential_2023_SC D_GWh_After Competition Groups_Attic Insulation
Residential | Res ¦ Minimize Hot and Warm Clothes Wash | 2023 | SC D | GWh | After Competition Groups | 7.8688 | 0 | 0 | 1112.4596 | 0.0070734 | 23 | Residential_2023_SC D_GWh_After Competition Groups_23 | Minimize Hot and Warm Clothes Wash | 0.7073% | 0 | 7.8688 | Residential_2023_SC D_GWh_After Competition Groups_Minimize Hot and Warm Clothes Wash
Residential | Res ¦ Refrigerator Recycling | 2023 | SC D | GWh | After Competition Groups | 7.0702 | 0 | 0 | 1112.4596 | 0.0063554 | 24 | Residential_2023_SC D_GWh_After Competition Groups_24 | Refrigerator Recycling | 0.6355% | 0 | 7.0702 | Residential_2023_SC D_GWh_After Competition Groups_Refrigerator Recycling
Residential | Res ¦ Outside Air Economizer | 2023 | SC D | GWh | After Competition Groups | 7.0087 | 0 | 0 | 1112.4596 | 0.0063002 | 25 | Residential_2023_SC D_GWh_After Competition Groups_25 | Outside Air Economizer | 0.63% | 0 | 7.0087 | Residential_2023_SC D_GWh_After Competition Groups_Outside Air Economizer
Residential | Res ¦ Advanced BAS/Controllers | 2023 | SC D | GWh | After Competition Groups | 6.5219 | 0 | 0 | 1112.4596 | 0.0058626 | 26 | Residential_2023_SC D_GWh_After Competition Groups_26 | Advanced BAS/Controllers | 0.5863% | 0 | 6.5219 | Residential_2023_SC D_GWh_After Competition Groups_Advanced BAS/Controllers
Residential | Res ¦ Furnace Whistle | 2023 | SC D | GWh | After Competition Groups | 5.616 | 0 | 0 | 1112.4596 | 0.0050482 | 27 | Residential_2023_SC D_GWh_After Competition Groups_27 | Furnace Whistle | 0.5048% | 0 | 5.616 | Residential_2023_SC D_GWh_After Competition Groups_Furnace Whistle
Residential | Res ¦ High Efficiency Chiller (avg of water and air cooled) | 2023 | SC D | GWh | After Competition Groups | 5.3583 | 0 | 0 | 1112.4596 | 0.0048166 | 28 | Residential_2023_SC D_GWh_After Competition Groups_28 | High Efficiency Chiller (avg of water and air cooled) | 0.4817% | 0 | 5.3583 | Residential_2023_SC D_GWh_After Competition Groups_High Efficiency Chiller (avg of water and air cooled)
Residential | Res ¦ ENERGY STAR LED Lamps (General Service Lamps) | 2023 | SC D | GWh | After Competition Groups | 2.5838 | 0 | 0 | 1112.4596 | 0.0023226 | 29 | Residential_2023_SC D_GWh_After Competition Groups_29 | ENERGY STAR LED Lamps (General Service Lamps) | 0.2323% | 0 | 2.5838 | Residential_2023_SC D_GWh_After Competition Groups_ENERGY STAR LED Lamps (General Service Lamps)
Residential | Res ¦ Variable Frequency Drive (VFD) | 2023 | SC D | GWh | After Competition Groups | 1.788 | 0 | 0 | 1112.4596 | 0.0016072 | 30 | Residential_2023_SC D_GWh_After Competition Groups_30 | Variable Frequency Drive (VFD) | 0.1607% | 0 | 1.788 | Residential_2023_SC D_GWh_After Competition Groups_Variable Frequency Drive (VFD)
Residential | Res ¦ Water Heater Temperature Setback | 2023 | SC D | GWh | After Competition Groups | 1.5908 | 0 | 0 | 1112.4596 | 0.00143 | 31 | Residential_2023_SC D_GWh_After Competition Groups_31 | Water Heater Temperature Setback | 0.143% | 0 | 1.5908 | Residential_2023_SC D_GWh_After Competition Groups_Water Heater Temperature Setback
Residential | Res ¦ CO Sensors for parking garage exhaust fans | 2023 | SC D | GWh | After Competition Groups | 1.4926 | 0 | 0 | 1112.4596 | 0.0013417 | 32 | Residential_2023_SC D_GWh_After Competition Groups_32 | CO Sensors for parking garage exhaust fans | 0.1342% | 0 | 1.4926 | Residential_2023_SC D_GWh_After Competition Groups_CO Sensors for parking garage exhaust fans
Residential | Res ¦ Energy Star Freezer | 2023 | SC D | GWh | After Competition Groups | 1.2728 | 0 | 0 | 1112.4596 | 0.0011441 | 33 | Residential_2023_SC D_GWh_After Competition Groups_33 | Energy Star Freezer | 0.1144% | 0 | 1.2728 | Residential_2023_SC D_GWh_After Competition Groups_Energy Star Freezer
Residential | Res ¦ Demand Control Ventilation | 2023 | SC D | GWh | After Competition Groups | 1.2286 | 0 | 0 | 1112.4596 | 0.0011044 | 34 | Residential_2023_SC D_GWh_After Competition Groups_34 | Demand Control Ventilation | 0.1104% | 0 | 1.2286 | Residential_2023_SC D_GWh_After Competition Groups_Demand Control Ventilation
Residential | Res ¦ Home Energy Reports | 2023 | SC D | GWh | After Competition Groups | 0.78341 | 0 | 0 | 1112.4596 | 0.00070421 | 35 | Residential_2023_SC D_GWh_After Competition Groups_35 | Home Energy Reports | 0.07042% | 0 | 0.78341 | Residential_2023_SC D_GWh_After Competition Groups_Home Energy Reports
Residential | Res ¦ Clothes Drying Racks | 2023 | SC D | GWh | After Competition Groups | 0.73063 | 0 | 0 | 1112.4596 | 0.00065677 | 36 | Residential_2023_SC D_GWh_After Competition Groups_36 | Clothes Drying Racks | 0.06568% | 0 | 0.73063 | Residential_2023_SC D_GWh_After Competition Groups_Clothes Drying Racks
Residential | Res ¦ Floor Insulation | 2023 | SC D | GWh | After Competition Groups | 0.55755 | 0 | 0 | 1112.4596 | 0.00050119 | 37 | Residential_2023_SC D_GWh_After Competition Groups_37 | Floor Insulation | 0.05012% | 0 | 0.55755 | Residential_2023_SC D_GWh_After Competition Groups_Floor Insulation
Residential | Res ¦ VFD on Pumps | 2023 | SC D | GWh | After Competition Groups | 0.50376 | 0 | 0 | 1112.4596 | 0.00045284 | 38 | Residential_2023_SC D_GWh_After Competition Groups_38 | VFD on Pumps | 0.04528% | 0 | 0.50376 | Residential_2023_SC D_GWh_After Competition Groups_VFD on Pumps
Residential | Res ¦ Energy Star Dehumidifier | 2023 | SC D | GWh | After Competition Groups | 0.47019 | 0 | 0 | 1112.4596 | 0.00042266 | 39 | Residential_2023_SC D_GWh_After Competition Groups_39 | Energy Star Dehumidifier | 0.04227% | 0 | 0.47019 | Residential_2023_SC D_GWh_After Competition Groups_Energy Star Dehumidifier
Residential | Res ¦ Condensing Make Up Air Unit | 2023 | SC D | GWh | After Competition Groups | 0.44616 | 0 | 0 | 1112.4596 | 0.00040106 | 40 | Residential_2023_SC D_GWh_After Competition Groups_40 | Condensing Make Up Air Unit | 0.04011% | 0 | 0.44616 | Residential_2023_SC D_GWh_After Competition Groups_Condensing Make Up Air Unit
Residential | Res ¦ Duct Insulation | 2023 | SC D | GWh | After Competition Groups | 0.29766 | 0 | 0 | 1112.4596 | 0.00026757 | 41 | Residential_2023_SC D_GWh_After Competition Groups_41 | Duct Insulation | 0.02676% | 0 | 0.29766 | Residential_2023_SC D_GWh_After Competition Groups_Duct Insulation
Residential | Res ¦ ECM MOTORS FOR HVAC APPLICATION (FAN-POWERED VAV BOX) | 2023 | SC D | GWh | After Competition Groups | 0.27989 | 0 | 0 | 1112.4596 | 0.00025159 | 42 | Residential_2023_SC D_GWh_After Competition Groups_42 | ECM MOTORS FOR HVAC APPLICATION (FAN-POWERED VAV BOX) | 0.02516% | 0 | 0.27989 | Residential_2023_SC D_GWh_After Competition Groups_ECM MOTORS FOR HVAC APPLICATION (FAN-POWERED VAV BOX)
Residential | Res ¦ Duct Insulation MF | 2023 | SC D | GWh | After Competition Groups | 0.17125 | 0 | 0 | 1112.4596 | 0.00015393 | 43 | Residential_2023_SC D_GWh_After Competition Groups_43 | Duct Insulation MF | 0.01539% | 0 | 0.17125 | Residential_2023_SC D_GWh_After Competition Groups_Duct Insulation MF
Residential | Res ¦ Beverage Vending Machine Controls | 2023 | SC D | GWh | After Competition Groups | 0.14981 | 0 | 0 | 1112.4596 | 0.00013467 | 44 | Residential_2023_SC D_GWh_After Competition Groups_44 | Beverage Vending Machine Controls | 0.01347% | 0 | 0.14981 | Residential_2023_SC D_GWh_After Competition Groups_Beverage Vending Machine Controls
Residential | Res ¦ Heat Recovery Ventilator | 2023 | SC D | GWh | After Competition Groups | 0.13268 | 0 | 0 | 1112.4596 | 0.00011927 | 45 | Residential_2023_SC D_GWh_After Competition Groups_45 | Heat Recovery Ventilator | 0.01193% | 0 | 0.13268 | Residential_2023_SC D_GWh_After Competition Groups_Heat Recovery Ventilator
Residential | Res ¦ Tankless Water Heater | 2023 | SC D | GWh | After Competition Groups | 0.054788 | 0 | 0 | 1112.4596 | 4.925e-05 | 46 | Residential_2023_SC D_GWh_After Competition Groups_46 | Tankless Water Heater | 0.004925% | 0 | 0.054788 | Residential_2023_SC D_GWh_After Competition Groups_Tankless Water Heater
Residential | Res ¦ Chilled Water Optimization | 2023 | SC D | GWh | After Competition Groups | 0.040795 | 0 | 0 | 1112.4596 | 3.6671e-05 | 47 | Residential_2023_SC D_GWh_After Competition Groups_47 | Chilled Water Optimization | 0.003667% | 0 | 0.040795 | Residential_2023_SC D_GWh_After Competition Groups_Chilled Water Optimization
Residential | Res ¦ LED High Bay Fixture | 2023 | SC D | GWh | After Competition Groups | 0.020991 | 0 | 0 | 1112.4596 | 1.8869e-05 | 48 | Residential_2023_SC D_GWh_After Competition Groups_48 | LED High Bay Fixture | 0.001887% | 0 | 0.020991 | Residential_2023_SC D_GWh_After Competition Groups_LED High Bay Fixture
Residential | Res ¦ Wall Insulation MF | 2023 | SC D | GWh | After Competition Groups | 0.0021685 | 0 | 0 | 1112.4596 | 1.9493e-06 | 49 | Residential_2023_SC D_GWh_After Competition Groups_49 | Wall Insulation MF | 0.0001949% | 0 | 0.0021685 | Residential_2023_SC D_GWh_After Competition Groups_Wall Insulation MF
Residential | Res ¦ Wall Insulation | 2023 | SC D | GWh | After Competition Groups | 0.0021238 | 0 | 0 | 1112.4596 | 1.9091e-06 | 50 | Residential_2023_SC D_GWh_After Competition Groups_50 | Wall Insulation | 0.0001909% | 0 | 0.0021238 | Residential_2023_SC D_GWh_After Competition Groups_Wall Insulation
Residential | Res ¦ Freezer Recycling | 2023 | SC D | GWh | After Competition Groups | 0.00081317 | 0 | 0 | 1112.4596 | 7.3096e-07 | 51 | Residential_2023_SC D_GWh_After Competition Groups_51 | Freezer Recycling | 7.31e-05% | 0 | 0.00081317 | Residential_2023_SC D_GWh_After Competition Groups_Freezer Recycling
Residential | Res ¦ LED Downlight | 2023 | SC D | GWh | After Competition Groups | 0 | 0 | 0 | 1112.4596 | 0 | 52 | Residential_2023_SC D_GWh_After Competition Groups_52 | LED Downlight | 0% | 0 | 0 | Residential_2023_SC D_GWh_After Competition Groups_LED Downlight
Residential | Res ¦ Smart Burners | 2023 | SC D | GWh | After Competition Groups | 0 | 0 | 0 | 1112.4596 | 0 | 53 | Residential_2023_SC D_GWh_After Competition Groups_53 | Smart Burners | 0% | 0 | 0 | Residential_2023_SC D_GWh_After Competition Groups_Smart Burners
Residential | Res ¦ Smart Power Bar | 2023 | SC D | GWh | After Competition Groups | 0 | 0 | 0 | 1112.4596 | 0 | 54 | Residential_2023_SC D_GWh_After Competition Groups_54 | Smart Power Bar | 0% | 0 | 0 | Residential_2023_SC D_GWh_After Competition Groups_Smart Power Bar
Residential | Res ¦ Smart Power Bar | 2023 | Technical | GWh | After Competition Groups | 1526.0989 | 0 | 0 | 11971.7976 | 0.12747 | 1 | Residential_2023_Technical_GWh_After Competition Groups_1 | Smart Power Bar | 12.75% | 0 | 1526.0989 | Residential_2023_Technical_GWh_After Competition Groups_Smart Power Bar
Residential | Res ¦ Energy Star LED Bulbs General Purpose LEDs | 2023 | Technical | GWh | After Competition Groups | 1176.1014 | 0 | 0 | 11971.7976 | 0.098239 | 2 | Residential_2023_Technical_GWh_After Competition Groups_2 | Energy Star LED Bulbs General Purpose LEDs | 9.824% | 0 | 1176.1014 | Residential_2023_Technical_GWh_After Competition Groups_Energy Star LED Bulbs General Purpose LEDs
Residential | Res ¦ Adaptive Thermostat | 2023 | Technical | GWh | After Competition Groups | 647.6553 | 0 | 0 | 11971.7976 | 0.054098 | 3 | Residential_2023_Technical_GWh_After Competition Groups_3 | Adaptive Thermostat | 5.41% | 0 | 647.6553 | Residential_2023_Technical_GWh_After Competition Groups_Adaptive Thermostat
Residential | Res ¦ Air Sealing | 2023 | Technical | GWh | After Competition Groups | 548.9361 | 0 | 0 | 11971.7976 | 0.045852 | 4 | Residential_2023_Technical_GWh_After Competition Groups_4 | Air Sealing | 4.585% | 0 | 548.9361 | Residential_2023_Technical_GWh_After Competition Groups_Air Sealing
Residential | Res ¦ Energy Star A Line, PAR, MR Lamps | 2023 | Technical | GWh | After Competition Groups | 455.986 | 0 | 0 | 11971.7976 | 0.038088 | 5 | Residential_2023_Technical_GWh_After Competition Groups_5 | Energy Star A Line, PAR, MR Lamps | 3.809% | 0 | 455.986 | Residential_2023_Technical_GWh_After Competition Groups_Energy Star A Line, PAR, MR Lamps
Residential | Res ¦ Variable Speed Pool Pump Motor | 2023 | Technical | GWh | After Competition Groups | 403.124 | 0 | 0 | 11971.7976 | 0.033673 | 6 | Residential_2023_Technical_GWh_After Competition Groups_6 | Variable Speed Pool Pump Motor | 3.367% | 0 | 403.124 | Residential_2023_Technical_GWh_After Competition Groups_Variable Speed Pool Pump Motor
Residential | Res ¦ Energy Star Central Air Conditioner | 2023 | Technical | GWh | After Competition Groups | 394.0777 | 0 | 0 | 11971.7976 | 0.032917 | 7 | Residential_2023_Technical_GWh_After Competition Groups_7 | Energy Star Central Air Conditioner | 3.292% | 0 | 394.0777 | Residential_2023_Technical_GWh_After Competition Groups_Energy Star Central Air Conditioner
Residential | Res ¦ Energy Star Refrigerator | 2023 | Technical | GWh | After Competition Groups | 359.1833 | 0 | 0 | 11971.7976 | 0.030002 | 8 | Residential_2023_Technical_GWh_After Competition Groups_8 | Energy Star Refrigerator | 3% | 0 | 359.1833 | Residential_2023_Technical_GWh_After Competition Groups_Energy Star Refrigerator
Residential | Res ¦ Car Block Heater Timer | 2023 | Technical | GWh | After Competition Groups | 332.3323 | 0 | 0 | 11971.7976 | 0.02776 | 9 | Residential_2023_Technical_GWh_After Competition Groups_9 | Car Block Heater Timer | 2.776% | 0 | 332.3323 | Residential_2023_Technical_GWh_After Competition Groups_Car Block Heater Timer
Residential | Res ¦ Passive Attic Ventilation | 2023 | Technical | GWh | After Competition Groups | 325.0456 | 0 | 0 | 11971.7976 | 0.027151 | 10 | Residential_2023_Technical_GWh_After Competition Groups_10 | Passive Attic Ventilation | 2.715% | 0 | 325.0456 | Residential_2023_Technical_GWh_After Competition Groups_Passive Attic Ventilation
Residential | Res ¦ Building Recommissioning, Operations and Maintenance (O&M) Improvements | 2023 | Technical | GWh | After Competition Groups | 312.4139 | 0 | 0 | 11971.7976 | 0.026096 | 11 | Residential_2023_Technical_GWh_After Competition Groups_11 | Building Recommissioning, Operations and Maintenance (O&M) Improvements | 2.61% | 0 | 312.4139 | Residential_2023_Technical_GWh_After Competition Groups_Building Recommissioning, Operations and Maintenance (O&M) Improvements
Residential | Res ¦ Energy Star Clothes Washer | 2023 | Technical | GWh | After Competition Groups | 311.0659 | 0 | 0 | 11971.7976 | 0.025983 | 12 | Residential_2023_Technical_GWh_After Competition Groups_12 | Energy Star Clothes Washer | 2.598% | 0 | 311.0659 | Residential_2023_Technical_GWh_After Competition Groups_Energy Star Clothes Washer
Residential | Res ¦ Smart Burners | 2023 | Technical | GWh | After Competition Groups | 298.6219 | 0 | 0 | 11971.7976 | 0.024944 | 13 | Residential_2023_Technical_GWh_After Competition Groups_13 | Smart Burners | 2.494% | 0 | 298.6219 | Residential_2023_Technical_GWh_After Competition Groups_Smart Burners
Residential | Res ¦ Energy Star Windows | 2023 | Technical | GWh | After Competition Groups | 297.7283 | 0 | 0 | 11971.7976 | 0.024869 | 14 | Residential_2023_Technical_GWh_After Competition Groups_14 | Energy Star Windows | 2.487% | 0 | 297.7283 | Residential_2023_Technical_GWh_After Competition Groups_Energy Star Windows
Residential | Res ¦ Basement Wall Insulation | 2023 | Technical | GWh | After Competition Groups | 288.1571 | 0 | 0 | 11971.7976 | 0.02407 | 15 | Residential_2023_Technical_GWh_After Competition Groups_15 | Basement Wall Insulation | 2.407% | 0 | 288.1571 | Residential_2023_Technical_GWh_After Competition Groups_Basement Wall Insulation
Residential | Res ¦ Energy Star Ground Source Heat Pump | 2023 | Technical | GWh | After Competition Groups | 271.0169 | 0 | 0 | 11971.7976 | 0.022638 | 16 | Residential_2023_Technical_GWh_After Competition Groups_16 | Energy Star Ground Source Heat Pump | 2.264% | 0 | 271.0169 | Residential_2023_Technical_GWh_After Competition Groups_Energy Star Ground Source Heat Pump
Residential | Res ¦ Ductless Mini-Split Heat Pump | 2023 | Technical | GWh | After Competition Groups | 268.5218 | 0 | 0 | 11971.7976 | 0.02243 | 17 | Residential_2023_Technical_GWh_After Competition Groups_17 | Ductless Mini-Split Heat Pump | 2.243% | 0 | 268.5218 | Residential_2023_Technical_GWh_After Competition Groups_Ductless Mini-Split Heat Pump
Residential | Res ¦ Heat Pump Clothes Dryer | 2023 | Technical | GWh | After Competition Groups | 256.7622 | 0 | 0 | 11971.7976 | 0.021447 | 18 | Residential_2023_Technical_GWh_After Competition Groups_18 | Heat Pump Clothes Dryer | 2.145% | 0 | 256.7622 | Residential_2023_Technical_GWh_After Competition Groups_Heat Pump Clothes Dryer
Residential | Res ¦ Energy Star Light Fixture | 2023 | Technical | GWh | After Competition Groups | 251.8026 | 0 | 0 | 11971.7976 | 0.021033 | 19 | Residential_2023_Technical_GWh_After Competition Groups_19 | Energy Star Light Fixture | 2.103% | 0 | 251.8026 | Residential_2023_Technical_GWh_After Competition Groups_Energy Star Light Fixture
Residential | Res ¦ Basement or Crawlspace Insulation | 2023 | Technical | GWh | After Competition Groups | 239.2937 | 0 | 0 | 11971.7976 | 0.019988 | 20 | Residential_2023_Technical_GWh_After Competition Groups_20 | Basement or Crawlspace Insulation | 1.999% | 0 | 239.2937 | Residential_2023_Technical_GWh_After Competition Groups_Basement or Crawlspace Insulation
Residential | Res ¦ Attic Insulation | 2023 | Technical | GWh | After Competition Groups | 222.2946 | 0 | 0 | 11971.7976 | 0.018568 | 21 | Residential_2023_Technical_GWh_After Competition Groups_21 | Attic Insulation | 1.857% | 0 | 222.2946 | Residential_2023_Technical_GWh_After Competition Groups_Attic Insulation
Residential | Res ¦ Wall Insulation | 2023 | Technical | GWh | After Competition Groups | 173.6801 | 0 | 0 | 11971.7976 | 0.014507 | 22 | Residential_2023_Technical_GWh_After Competition Groups_22 | Wall Insulation | 1.451% | 0 | 173.6801 | Residential_2023_Technical_GWh_After Competition Groups_Wall Insulation
Residential | Res ¦ Energy Star Torchiere | 2023 | Technical | GWh | After Competition Groups | 165.0965 | 0 | 0 | 11971.7976 | 0.01379 | 23 | Residential_2023_Technical_GWh_After Competition Groups_23 | Energy Star Torchiere | 1.379% | 0 | 165.0965 | Residential_2023_Technical_GWh_After Competition Groups_Energy Star Torchiere
Residential | Res ¦ Comprehensive Draft Proofing | 2023 | Technical | GWh | After Competition Groups | 158.8975 | 0 | 0 | 11971.7976 | 0.013273 | 24 | Residential_2023_Technical_GWh_After Competition Groups_24 | Comprehensive Draft Proofing | 1.327% | 0 | 158.8975 | Residential_2023_Technical_GWh_After Competition Groups_Comprehensive Draft Proofing
Residential | Res ¦ Ductless Mini-Split Air Conditioner | 2023 | Technical | GWh | After Competition Groups | 147.7743 | 0 | 0 | 11971.7976 | 0.012344 | 25 | Residential_2023_Technical_GWh_After Competition Groups_25 | Ductless Mini-Split Air Conditioner | 1.234% | 0 | 147.7743 | Residential_2023_Technical_GWh_After Competition Groups_Ductless Mini-Split Air Conditioner
Residential | Res ¦ Heavy Duty Outdoor/Holiday Plug-in Timers | 2023 | Technical | GWh | After Competition Groups | 147.5309 | 0 | 0 | 11971.7976 | 0.012323 | 26 | Residential_2023_Technical_GWh_After Competition Groups_26 | Heavy Duty Outdoor/Holiday Plug-in Timers | 1.232% | 0 | 147.5309 | Residential_2023_Technical_GWh_After Competition Groups_Heavy Duty Outdoor/Holiday Plug-in Timers
Residential | Res ¦ Furnace with ECM | 2023 | Technical | GWh | After Competition Groups | 119.7248 | 0 | 0 | 11971.7976 | 0.010001 | 27 | Residential_2023_Technical_GWh_After Competition Groups_27 | Furnace with ECM | 1% | 0 | 119.7248 | Residential_2023_Technical_GWh_After Competition Groups_Furnace with ECM
Residential | Res ¦ Radiant Barrier | 2023 | Technical | GWh | After Competition Groups | 111.15 | 0 | 0 | 11971.7976 | 0.0092843 | 28 | Residential_2023_Technical_GWh_After Competition Groups_28 | Radiant Barrier | 0.9284% | 0 | 111.15 | Residential_2023_Technical_GWh_After Competition Groups_Radiant Barrier
Residential | Res ¦ Occupancy Sensors MF | 2023 | Technical | GWh | After Competition Groups | 97.8014 | 0 | 0 | 11971.7976 | 0.0081693 | 29 | Residential_2023_Technical_GWh_After Competition Groups_29 | Occupancy Sensors MF | 0.8169% | 0 | 97.8014 | Residential_2023_Technical_GWh_After Competition Groups_Occupancy Sensors MF
Residential | Res ¦ Ceiling Insulation | 2023 | Technical | GWh | After Competition Groups | 87.0612 | 0 | 0 | 11971.7976 | 0.0072722 | 30 | Residential_2023_Technical_GWh_After Competition Groups_30 | Ceiling Insulation | 0.7272% | 0 | 87.0612 | Residential_2023_Technical_GWh_After Competition Groups_Ceiling Insulation
Residential | Res ¦ Window Film | 2023 | Technical | GWh | After Competition Groups | 85.3241 | 0 | 0 | 11971.7976 | 0.0071271 | 31 | Residential_2023_Technical_GWh_After Competition Groups_31 | Window Film | 0.7127% | 0 | 85.3241 | Residential_2023_Technical_GWh_After Competition Groups_Window Film
Residential | Res ¦ Refrigerator Recycling | 2023 | Technical | GWh | After Competition Groups | 81.8943 | 0 | 0 | 11971.7976 | 0.0068406 | 32 | Residential_2023_Technical_GWh_After Competition Groups_32 | Refrigerator Recycling | 0.6841% | 0 | 81.8943 | Residential_2023_Technical_GWh_After Competition Groups_Refrigerator Recycling
Residential | Res ¦ Lighting Motion Sensors, Timers, Dimmers | 2023 | Technical | GWh | After Competition Groups | 81.2744 | 0 | 0 | 11971.7976 | 0.0067888 | 33 | Residential_2023_Technical_GWh_After Competition Groups_33 | Lighting Motion Sensors, Timers, Dimmers | 0.6789% | 0 | 81.2744 | Residential_2023_Technical_GWh_After Competition Groups_Lighting Motion Sensors, Timers, Dimmers
Residential | Res ¦ Variable Refrigerant Flow Heat Pump | 2023 | Technical | GWh | After Competition Groups | 80.9555 | 0 | 0 | 11971.7976 | 0.0067622 | 34 | Residential_2023_Technical_GWh_After Competition Groups_34 | Variable Refrigerant Flow Heat Pump | 0.6762% | 0 | 80.9555 | Residential_2023_Technical_GWh_After Competition Groups_Variable Refrigerant Flow Heat Pump
Residential | Res ¦ LED Parking Lot Fixture | 2023 | Technical | GWh | After Competition Groups | 77.045 | 0 | 0 | 11971.7976 | 0.0064355 | 35 | Residential_2023_Technical_GWh_After Competition Groups_35 | LED Parking Lot Fixture | 0.6436% | 0 | 77.045 | Residential_2023_Technical_GWh_After Competition Groups_LED Parking Lot Fixture
Residential | Res ¦ Clothes Drying Racks | 2023 | Technical | GWh | After Competition Groups | 74.7813 | 0 | 0 | 11971.7976 | 0.0062465 | 36 | Residential_2023_Technical_GWh_After Competition Groups_36 | Clothes Drying Racks | 0.6246% | 0 | 74.7813 | Residential_2023_Technical_GWh_After Competition Groups_Clothes Drying Racks
Residential | Res ¦ Freezer Recycling | 2023 | Technical | GWh | After Competition Groups | 71.8571 | 0 | 0 | 11971.7976 | 0.0060022 | 37 | Residential_2023_Technical_GWh_After Competition Groups_37 | Freezer Recycling | 0.6002% | 0 | 71.8571 | Residential_2023_Technical_GWh_After Competition Groups_Freezer Recycling
Residential | Res ¦ Duct Insulation | 2023 | Technical | GWh | After Competition Groups | 71.5709 | 0 | 0 | 11971.7976 | 0.0059783 | 38 | Residential_2023_Technical_GWh_After Competition Groups_38 | Duct Insulation | 0.5978% | 0 | 71.5709 | Residential_2023_Technical_GWh_After Competition Groups_Duct Insulation
Residential | Res ¦ LED Downlight | 2023 | Technical | GWh | After Competition Groups | 71.0514 | 0 | 0 | 11971.7976 | 0.0059349 | 39 | Residential_2023_Technical_GWh_After Competition Groups_39 | LED Downlight | 0.5935% | 0 | 71.0514 | Residential_2023_Technical_GWh_After Competition Groups_LED Downlight
Residential | Res ¦ Floor Insulation | 2023 | Technical | GWh | After Competition Groups | 58.2602 | 0 | 0 | 11971.7976 | 0.0048664 | 40 | Residential_2023_Technical_GWh_After Competition Groups_40 | Floor Insulation | 0.4866% | 0 | 58.2602 | Residential_2023_Technical_GWh_After Competition Groups_Floor Insulation
Residential | Res ¦ INTEGRAL LED TROFFERS | 2023 | Technical | GWh | After Competition Groups | 53.5099 | 0 | 0 | 11971.7976 | 0.0044697 | 41 | Residential_2023_Technical_GWh_After Competition Groups_41 | INTEGRAL LED TROFFERS | 0.447% | 0 | 53.5099 | Residential_2023_Technical_GWh_After Competition Groups_INTEGRAL LED TROFFERS
Residential | Res ¦ Dehumidifier Recycling | 2023 | Technical | GWh | After Competition Groups | 49.8269 | 0 | 0 | 11971.7976 | 0.004162 | 42 | Residential_2023_Technical_GWh_After Competition Groups_42 | Dehumidifier Recycling | 0.4162% | 0 | 49.8269 | Residential_2023_Technical_GWh_After Competition Groups_Dehumidifier Recycling
Residential | Res ¦ Advanced BAS/Controllers | 2023 | Technical | GWh | After Competition Groups | 45.7255 | 0 | 0 | 11971.7976 | 0.0038194 | 43 | Residential_2023_Technical_GWh_After Competition Groups_43 | Advanced BAS/Controllers | 0.3819% | 0 | 45.7255 | Residential_2023_Technical_GWh_After Competition Groups_Advanced BAS/Controllers
Residential | Res ¦ Solar Powered Attic Fan | 2023 | Technical | GWh | After Competition Groups | 44.6572 | 0 | 0 | 11971.7976 | 0.0037302 | 44 | Residential_2023_Technical_GWh_After Competition Groups_44 | Solar Powered Attic Fan | 0.373% | 0 | 44.6572 | Residential_2023_Technical_GWh_After Competition Groups_Solar Powered Attic Fan
Residential | Res ¦ Energy Star Ceiling Fan/Lighting | 2023 | Technical | GWh | After Competition Groups | 40.1764 | 0 | 0 | 11971.7976 | 0.0033559 | 45 | Residential_2023_Technical_GWh_After Competition Groups_45 | Energy Star Ceiling Fan/Lighting | 0.3356% | 0 | 40.1764 | Residential_2023_Technical_GWh_After Competition Groups_Energy Star Ceiling Fan/Lighting
Residential | Res ¦ Minimize Hot and Warm Clothes Wash | 2023 | Technical | GWh | After Competition Groups | 39.9688 | 0 | 0 | 11971.7976 | 0.0033386 | 46 | Residential_2023_Technical_GWh_After Competition Groups_46 | Minimize Hot and Warm Clothes Wash | 0.3339% | 0 | 39.9688 | Residential_2023_Technical_GWh_After Competition Groups_Minimize Hot and Warm Clothes Wash
Residential | Res ¦ Furnace Whistle | 2023 | Technical | GWh | After Competition Groups | 39.374 | 0 | 0 | 11971.7976 | 0.0032889 | 47 | Residential_2023_Technical_GWh_After Competition Groups_47 | Furnace Whistle | 0.3289% | 0 | 39.374 | Residential_2023_Technical_GWh_After Competition Groups_Furnace Whistle
Residential | Res ¦ Early Hot Water Heater Replacement | 2023 | Technical | GWh | After Competition Groups | 35.6652 | 0 | 0 | 11971.7976 | 0.0029791 | 48 | Residential_2023_Technical_GWh_After Competition Groups_48 | Early Hot Water Heater Replacement | 0.2979% | 0 | 35.6652 | Residential_2023_Technical_GWh_After Competition Groups_Early Hot Water Heater Replacement
Residential | Res ¦ Energy Star Freezer | 2023 | Technical | GWh | After Competition Groups | 35.1576 | 0 | 0 | 11971.7976 | 0.0029367 | 49 | Residential_2023_Technical_GWh_After Competition Groups_49 | Energy Star Freezer | 0.2937% | 0 | 35.1576 | Residential_2023_Technical_GWh_After Competition Groups_Energy Star Freezer
Residential | Res ¦ LED Exterior Area Lights - LED Fixture (200W) | 2023 | Technical | GWh | After Competition Groups | 35.1265 | 0 | 0 | 11971.7976 | 0.0029341 | 50 | Residential_2023_Technical_GWh_After Competition Groups_50 | LED Exterior Area Lights - LED Fixture (200W) | 0.2934% | 0 | 35.1265 | Residential_2023_Technical_GWh_After Competition Groups_LED Exterior Area Lights - LED Fixture (200W)
Residential | Res ¦ Home Energy Reports | 2023 | Technical | GWh | After Competition Groups | 32.548 | 0 | 0 | 11971.7976 | 0.0027187 | 51 | Residential_2023_Technical_GWh_After Competition Groups_51 | Home Energy Reports | 0.2719% | 0 | 32.548 | Residential_2023_Technical_GWh_After Competition Groups_Home Energy Reports
Residential | Res ¦ Duct Insulation MF | 2023 | Technical | GWh | After Competition Groups | 31.5738 | 0 | 0 | 11971.7976 | 0.0026374 | 52 | Residential_2023_Technical_GWh_After Competition Groups_52 | Duct Insulation MF | 0.2637% | 0 | 31.5738 | Residential_2023_Technical_GWh_After Competition Groups_Duct Insulation MF
Residential | Res ¦ Energy Star Dehumidifier | 2023 | Technical | GWh | After Competition Groups | 29.2765 | 0 | 0 | 11971.7976 | 0.0024455 | 53 | Residential_2023_Technical_GWh_After Competition Groups_53 | Energy Star Dehumidifier | 0.2445% | 0 | 29.2765 | Residential_2023_Technical_GWh_After Competition Groups_Energy Star Dehumidifier
Residential | Res ¦ Central Air Conditioner Maintenance | 2023 | Technical | GWh | After Competition Groups | 29.1366 | 0 | 0 | 11971.7976 | 0.0024338 | 54 | Residential_2023_Technical_GWh_After Competition Groups_54 | Central Air Conditioner Maintenance | 0.2434% | 0 | 29.1366 | Residential_2023_Technical_GWh_After Competition Groups_Central Air Conditioner Maintenance
Residential | Res ¦ Outside Air Economizer | 2023 | Technical | GWh | After Competition Groups | 26.4426 | 0 | 0 | 11971.7976 | 0.0022087 | 55 | Residential_2023_Technical_GWh_After Competition Groups_55 | Outside Air Economizer | 0.2209% | 0 | 26.4426 | Residential_2023_Technical_GWh_After Competition Groups_Outside Air Economizer
Residential | Res ¦ Heat Pump Water Heater | 2023 | Technical | GWh | After Competition Groups | 26.3393 | 0 | 0 | 11971.7976 | 0.0022001 | 56 | Residential_2023_Technical_GWh_After Competition Groups_56 | Heat Pump Water Heater | 0.22% | 0 | 26.3393 | Residential_2023_Technical_GWh_After Competition Groups_Heat Pump Water Heater
Residential | Res ¦ Drain Water Heat Recovery | 2023 | Technical | GWh | After Competition Groups | 23.9547 | 0 | 0 | 11971.7976 | 0.0020009 | 57 | Residential_2023_Technical_GWh_After Competition Groups_57 | Drain Water Heat Recovery | 0.2001% | 0 | 23.9547 | Residential_2023_Technical_GWh_After Competition Groups_Drain Water Heat Recovery
Residential | Res ¦ Central Lighting Control System | 2023 | Technical | GWh | After Competition Groups | 22.4698 | 0 | 0 | 11971.7976 | 0.0018769 | 58 | Residential_2023_Technical_GWh_After Competition Groups_58 | Central Lighting Control System | 0.1877% | 0 | 22.4698 | Residential_2023_Technical_GWh_After Competition Groups_Central Lighting Control System
Residential | Res ¦ Demand Control Ventilation | 2023 | Technical | GWh | After Competition Groups | 21.0886 | 0 | 0 | 11971.7976 | 0.0017615 | 59 | Residential_2023_Technical_GWh_After Competition Groups_59 | Demand Control Ventilation | 0.1762% | 0 | 21.0886 | Residential_2023_Technical_GWh_After Competition Groups_Demand Control Ventilation
Residential | Res ¦ LED Tube Re-Lamp | 2023 | Technical | GWh | After Competition Groups | 18.2325 | 0 | 0 | 11971.7976 | 0.001523 | 60 | Residential_2023_Technical_GWh_After Competition Groups_60 | LED Tube Re-Lamp | 0.1523% | 0 | 18.2325 | Residential_2023_Technical_GWh_After Competition Groups_LED Tube Re-Lamp
Residential | Res ¦ Heat Recovery Ventilator | 2023 | Technical | GWh | After Competition Groups | 16.8425 | 0 | 0 | 11971.7976 | 0.0014068 | 61 | Residential_2023_Technical_GWh_After Competition Groups_61 | Heat Recovery Ventilator | 0.1407% | 0 | 16.8425 | Residential_2023_Technical_GWh_After Competition Groups_Heat Recovery Ventilator
Residential | Res ¦ Variable Frequency Drive (VFD) | 2023 | Technical | GWh | After Competition Groups | 16.7025 | 0 | 0 | 11971.7976 | 0.0013951 | 62 | Residential_2023_Technical_GWh_After Competition Groups_62 | Variable Frequency Drive (VFD) | 0.1395% | 0 | 16.7025 | Residential_2023_Technical_GWh_After Competition Groups_Variable Frequency Drive (VFD)
Residential | Res ¦ CO Sensors for parking garage exhaust fans | 2023 | Technical | GWh | After Competition Groups | 16.6832 | 0 | 0 | 11971.7976 | 0.0013935 | 63 | Residential_2023_Technical_GWh_After Competition Groups_63 | CO Sensors for parking garage exhaust fans | 0.1394% | 0 | 16.6832 | Residential_2023_Technical_GWh_After Competition Groups_CO Sensors for parking garage exhaust fans
Residential | Res ¦ ENERGY STAR LED LAMPS (REFLECTOR LAMPs/MR16/PAR 16) | 2023 | Technical | GWh | After Competition Groups | 15.5603 | 0 | 0 | 11971.7976 | 0.0012997 | 64 | Residential_2023_Technical_GWh_After Competition Groups_64 | ENERGY STAR LED LAMPS (REFLECTOR LAMPs/MR16/PAR 16) | 0.13% | 0 | 15.5603 | Residential_2023_Technical_GWh_After Competition Groups_ENERGY STAR LED LAMPS (REFLECTOR LAMPs/MR16/PAR 16)
Residential | Res ¦ Water Heater Temperature Setback | 2023 | Technical | GWh | After Competition Groups | 12.4811 | 0 | 0 | 11971.7976 | 0.0010425 | 65 | Residential_2023_Technical_GWh_After Competition Groups_65 | Water Heater Temperature Setback | 0.1043% | 0 | 12.4811 | Residential_2023_Technical_GWh_After Competition Groups_Water Heater Temperature Setback
Residential | Res ¦ DHW Recirculation Systems | 2023 | Technical | GWh | After Competition Groups | 11.2686 | 0 | 0 | 11971.7976 | 0.00094126 | 66 | Residential_2023_Technical_GWh_After Competition Groups_66 | DHW Recirculation Systems | 0.09413% | 0 | 11.2686 | Residential_2023_Technical_GWh_After Competition Groups_DHW Recirculation Systems
Residential | Res ¦ Energy Star Dishwasher | 2023 | Technical | GWh | After Competition Groups | 11.2235 | 0 | 0 | 11971.7976 | 0.0009375 | 67 | Residential_2023_Technical_GWh_After Competition Groups_67 | Energy Star Dishwasher | 0.09375% | 0 | 11.2235 | Residential_2023_Technical_GWh_After Competition Groups_Energy Star Dishwasher
Residential | Res ¦ Air Source Heat Pump Maintenance | 2023 | Technical | GWh | After Competition Groups | 10.191 | 0 | 0 | 11971.7976 | 0.00085125 | 68 | Residential_2023_Technical_GWh_After Competition Groups_68 | Air Source Heat Pump Maintenance | 0.08512% | 0 | 10.191 | Residential_2023_Technical_GWh_After Competition Groups_Air Source Heat Pump Maintenance
Residential | Res ¦ Condensing Make Up Air Unit | 2023 | Technical | GWh | After Competition Groups | 7.0439 | 0 | 0 | 11971.7976 | 0.00058837 | 69 | Residential_2023_Technical_GWh_After Competition Groups_69 | Condensing Make Up Air Unit | 0.05884% | 0 | 7.0439 | Residential_2023_Technical_GWh_After Competition Groups_Condensing Make Up Air Unit
Residential | Res ¦ High Efficiency Chiller (avg of water and air cooled) | 2023 | Technical | GWh | After Competition Groups | 6.5229 | 0 | 0 | 11971.7976 | 0.00054486 | 70 | Residential_2023_Technical_GWh_After Competition Groups_70 | High Efficiency Chiller (avg of water and air cooled) | 0.05449% | 0 | 6.5229 | Residential_2023_Technical_GWh_After Competition Groups_High Efficiency Chiller (avg of water and air cooled)
Residential | Res ¦ VFD on Pumps | 2023 | Technical | GWh | After Competition Groups | 5.1362 | 0 | 0 | 11971.7976 | 0.00042902 | 71 | Residential_2023_Technical_GWh_After Competition Groups_71 | VFD on Pumps | 0.0429% | 0 | 5.1362 | Residential_2023_Technical_GWh_After Competition Groups_VFD on Pumps
Residential | Res ¦ ENERGY STAR LED Lamps (General Service Lamps) | 2023 | Technical | GWh | After Competition Groups | 3.484 | 0 | 0 | 11971.7976 | 0.00029102 | 72 | Residential_2023_Technical_GWh_After Competition Groups_72 | ENERGY STAR LED Lamps (General Service Lamps) | 0.0291% | 0 | 3.484 | Residential_2023_Technical_GWh_After Competition Groups_ENERGY STAR LED Lamps (General Service Lamps)
Residential | Res ¦ ECM MOTORS FOR HVAC APPLICATION (FAN-POWERED VAV BOX) | 2023 | Technical | GWh | After Competition Groups | 2.6948 | 0 | 0 | 11971.7976 | 0.00022509 | 73 | Residential_2023_Technical_GWh_After Competition Groups_73 | ECM MOTORS FOR HVAC APPLICATION (FAN-POWERED VAV BOX) | 0.02251% | 0 | 2.6948 | Residential_2023_Technical_GWh_After Competition Groups_ECM MOTORS FOR HVAC APPLICATION (FAN-POWERED VAV BOX)
Residential | Res ¦ HVAC Optimization | 2023 | Technical | GWh | After Competition Groups | 2.1848 | 0 | 0 | 11971.7976 | 0.00018249 | 74 | Residential_2023_Technical_GWh_After Competition Groups_74 | HVAC Optimization | 0.01825% | 0 | 2.1848 | Residential_2023_Technical_GWh_After Competition Groups_HVAC Optimization
Residential | Res ¦ Beverage Vending Machine Controls | 2023 | Technical | GWh | After Competition Groups | 1.7638 | 0 | 0 | 11971.7976 | 0.00014733 | 75 | Residential_2023_Technical_GWh_After Competition Groups_75 | Beverage Vending Machine Controls | 0.01473% | 0 | 1.7638 | Residential_2023_Technical_GWh_After Competition Groups_Beverage Vending Machine Controls
Residential | Res ¦ Tankless Water Heater | 2023 | Technical | GWh | After Competition Groups | 1.4366 | 0 | 0 | 11971.7976 | 0.00012 | 76 | Residential_2023_Technical_GWh_After Competition Groups_76 | Tankless Water Heater | 0.012% | 0 | 1.4366 | Residential_2023_Technical_GWh_After Competition Groups_Tankless Water Heater
Residential | Res ¦ Wall Insulation MF | 2023 | Technical | GWh | After Competition Groups | 0.63414 | 0 | 0 | 11971.7976 | 5.2969e-05 | 77 | Residential_2023_Technical_GWh_After Competition Groups_77 | Wall Insulation MF | 0.005297% | 0 | 0.63414 | Residential_2023_Technical_GWh_After Competition Groups_Wall Insulation MF
Residential | Res ¦ LED Recessed Downlights | 2023 | Technical | GWh | After Competition Groups | 0.28883 | 0 | 0 | 11971.7976 | 2.4126e-05 | 78 | Residential_2023_Technical_GWh_After Competition Groups_78 | LED Recessed Downlights | 0.002413% | 0 | 0.28883 | Residential_2023_Technical_GWh_After Competition Groups_LED Recessed Downlights
Residential | Res ¦ LED High Bay Fixture | 2023 | Technical | GWh | After Competition Groups | 0.24682 | 0 | 0 | 11971.7976 | 2.0617e-05 | 79 | Residential_2023_Technical_GWh_After Competition Groups_79 | LED High Bay Fixture | 0.002062% | 0 | 0.24682 | Residential_2023_Technical_GWh_After Competition Groups_LED High Bay Fixture
Residential | Res ¦ Chilled Water Optimization | 2023 | Technical | GWh | After Competition Groups | 0.16934 | 0 | 0 | 11971.7976 | 1.4145e-05 | 80 | Residential_2023_Technical_GWh_After Competition Groups_80 | Chilled Water Optimization | 0.001415% | 0 | 0.16934 | Residential_2023_Technical_GWh_After Competition Groups_Chilled Water Optimization
Residential | Res ¦ Solar Water Preheat (Pools/DHW) | 2023 | Technical | GWh | After Competition Groups | 0.037857 | 0 | 0 | 11971.7976 | 3.1622e-06 | 81 | Residential_2023_Technical_GWh_After Competition Groups_81 | Solar Water Preheat (Pools/DHW) | 0.0003162% | 0 | 0.037857 | Residential_2023_Technical_GWh_After Competition Groups_Solar Water Preheat (Pools/DHW)
Residential | Res ¦ Photocell Controls (Outdoor) | 2023 | Technical | GWh | After Competition Groups | 0.00030561 | 0 | 0 | 11971.7976 | 2.5527e-08 | 82 | Residential_2023_Technical_GWh_After Competition Groups_82 | Photocell Controls (Outdoor) | 2.553e-06% | 0 | 0.00030561 | Residential_2023_Technical_GWh_After Competition Groups_Photocell Controls (Outdoor)
Residential | Res ¦ Energy Star LED Bulbs General Purpose LEDs | 2024 | Economic | GWh | After Competition Groups | 1176.1014 | 0 | 0 | 6807.4031 | 0.17277 | 1 | Residential_2024_Economic_GWh_After Competition Groups_1 | Energy Star LED Bulbs General Purpose LEDs | 17.28% | 0 | 1176.1014 | Residential_2024_Economic_GWh_After Competition Groups_Energy Star LED Bulbs General Purpose LEDs
Residential | Res ¦ Adaptive Thermostat | 2024 | Economic | GWh | After Competition Groups | 651.8794 | 0 | 0 | 6807.4031 | 0.09576 | 2 | Residential_2024_Economic_GWh_After Competition Groups_2 | Adaptive Thermostat | 9.576% | 0 | 651.8794 | Residential_2024_Economic_GWh_After Competition Groups_Adaptive Thermostat
Residential | Res ¦ Energy Star A Line, PAR, MR Lamps | 2024 | Economic | GWh | After Competition Groups | 546.7897 | 0 | 0 | 6807.4031 | 0.080323 | 3 | Residential_2024_Economic_GWh_After Competition Groups_3 | Energy Star A Line, PAR, MR Lamps | 8.032% | 0 | 546.7897 | Residential_2024_Economic_GWh_After Competition Groups_Energy Star A Line, PAR, MR Lamps
Residential | Res ¦ Air Sealing | 2024 | Economic | GWh | After Competition Groups | 540.2629 | 0 | 0 | 6807.4031 | 0.079364 | 4 | Residential_2024_Economic_GWh_After Competition Groups_4 | Air Sealing | 7.936% | 0 | 540.2629 | Residential_2024_Economic_GWh_After Competition Groups_Air Sealing
Residential | Res ¦ Variable Speed Pool Pump Motor | 2024 | Economic | GWh | After Competition Groups | 396.7546 | 0 | 0 | 6807.4031 | 0.058283 | 5 | Residential_2024_Economic_GWh_After Competition Groups_5 | Variable Speed Pool Pump Motor | 5.828% | 0 | 396.7546 | Residential_2024_Economic_GWh_After Competition Groups_Variable Speed Pool Pump Motor
Residential | Res ¦ Energy Star Clothes Washer | 2024 | Economic | GWh | After Competition Groups | 360.4511 | 0 | 0 | 6807.4031 | 0.05295 | 6 | Residential_2024_Economic_GWh_After Competition Groups_6 | Energy Star Clothes Washer | 5.295% | 0 | 360.4511 | Residential_2024_Economic_GWh_After Competition Groups_Energy Star Clothes Washer
Residential | Res ¦ Car Block Heater Timer | 2024 | Economic | GWh | After Competition Groups | 335.7328 | 0 | 0 | 6807.4031 | 0.049319 | 7 | Residential_2024_Economic_GWh_After Competition Groups_7 | Car Block Heater Timer | 4.932% | 0 | 335.7328 | Residential_2024_Economic_GWh_After Competition Groups_Car Block Heater Timer
Residential | Res ¦ Ductless Mini-Split Heat Pump | 2024 | Economic | GWh | After Competition Groups | 314.9006 | 0 | 0 | 6807.4031 | 0.046259 | 8 | Residential_2024_Economic_GWh_After Competition Groups_8 | Ductless Mini-Split Heat Pump | 4.626% | 0 | 314.9006 | Residential_2024_Economic_GWh_After Competition Groups_Ductless Mini-Split Heat Pump
Residential | Res ¦ Building Recommissioning, Operations and Maintenance (O&M) Improvements | 2024 | Economic | GWh | After Competition Groups | 307.4777 | 0 | 0 | 6807.4031 | 0.045168 | 9 | Residential_2024_Economic_GWh_After Competition Groups_9 | Building Recommissioning, Operations and Maintenance (O&M) Improvements | 4.517% | 0 | 307.4777 | Residential_2024_Economic_GWh_After Competition Groups_Building Recommissioning, Operations and Maintenance (O&M) Improvements
Residential | Res ¦ Basement Wall Insulation | 2024 | Economic | GWh | After Competition Groups | 283.6042 | 0 | 0 | 6807.4031 | 0.041661 | 10 | Residential_2024_Economic_GWh_After Competition Groups_10 | Basement Wall Insulation | 4.166% | 0 | 283.6042 | Residential_2024_Economic_GWh_After Competition Groups_Basement Wall Insulation
Residential | Res ¦ Attic Insulation | 2024 | Economic | GWh | After Competition Groups | 218.7824 | 0 | 0 | 6807.4031 | 0.032139 | 11 | Residential_2024_Economic_GWh_After Competition Groups_11 | Attic Insulation | 3.214% | 0 | 218.7824 | Residential_2024_Economic_GWh_After Competition Groups_Attic Insulation
Residential | Res ¦ Energy Star Torchiere | 2024 | Economic | GWh | After Competition Groups | 186.0427 | 0 | 0 | 6807.4031 | 0.027329 | 12 | Residential_2024_Economic_GWh_After Competition Groups_12 | Energy Star Torchiere | 2.733% | 0 | 186.0427 | Residential_2024_Economic_GWh_After Competition Groups_Energy Star Torchiere
Residential | Res ¦ Energy Star Air Source Heat Pump | 2024 | Economic | GWh | After Competition Groups | 180.0296 | 0 | 0 | 6807.4031 | 0.026446 | 13 | Residential_2024_Economic_GWh_After Competition Groups_13 | Energy Star Air Source Heat Pump | 2.645% | 0 | 180.0296 | Residential_2024_Economic_GWh_After Competition Groups_Energy Star Air Source Heat Pump
Residential | Res ¦ Comprehensive Draft Proofing | 2024 | Economic | GWh | After Competition Groups | 156.387 | 0 | 0 | 6807.4031 | 0.022973 | 14 | Residential_2024_Economic_GWh_After Competition Groups_14 | Comprehensive Draft Proofing | 2.297% | 0 | 156.387 | Residential_2024_Economic_GWh_After Competition Groups_Comprehensive Draft Proofing
Residential | Res ¦ Occupancy Sensors MF | 2024 | Economic | GWh | After Competition Groups | 92.0441 | 0 | 0 | 6807.4031 | 0.013521 | 15 | Residential_2024_Economic_GWh_After Competition Groups_15 | Occupancy Sensors MF | 1.352% | 0 | 92.0441 | Residential_2024_Economic_GWh_After Competition Groups_Occupancy Sensors MF
Residential | Res ¦ Energy Star Clothes Dryer | 2024 | Economic | GWh | After Competition Groups | 84.9501 | 0 | 0 | 6807.4031 | 0.012479 | 16 | Residential_2024_Economic_GWh_After Competition Groups_16 | Energy Star Clothes Dryer | 1.248% | 0 | 84.9501 | Residential_2024_Economic_GWh_After Competition Groups_Energy Star Clothes Dryer
Residential | Res ¦ Energy Star Light Fixture | 2024 | Economic | GWh | After Competition Groups | 81.7092 | 0 | 0 | 6807.4031 | 0.012003 | 17 | Residential_2024_Economic_GWh_After Competition Groups_17 | Energy Star Light Fixture | 1.2% | 0 | 81.7092 | Residential_2024_Economic_GWh_After Competition Groups_Energy Star Light Fixture
Residential | Res ¦ Refrigerator Recycling | 2024 | Economic | GWh | After Competition Groups | 80.6003 | 0 | 0 | 6807.4031 | 0.01184 | 18 | Residential_2024_Economic_GWh_After Competition Groups_18 | Refrigerator Recycling | 1.184% | 0 | 80.6003 | Residential_2024_Economic_GWh_After Competition Groups_Refrigerator Recycling
Residential | Res ¦ LED Parking Lot Fixture | 2024 | Economic | GWh | After Competition Groups | 78.265 | 0 | 0 | 6807.4031 | 0.011497 | 19 | Residential_2024_Economic_GWh_After Competition Groups_19 | LED Parking Lot Fixture | 1.15% | 0 | 78.265 | Residential_2024_Economic_GWh_After Competition Groups_LED Parking Lot Fixture
Residential | Res ¦ Clothes Drying Racks | 2024 | Economic | GWh | After Competition Groups | 73.5997 | 0 | 0 | 6807.4031 | 0.010812 | 20 | Residential_2024_Economic_GWh_After Competition Groups_20 | Clothes Drying Racks | 1.081% | 0 | 73.5997 | Residential_2024_Economic_GWh_After Competition Groups_Clothes Drying Racks
Residential | Res ¦ Freezer Recycling | 2024 | Economic | GWh | After Competition Groups | 70.7217 | 0 | 0 | 6807.4031 | 0.010389 | 21 | Residential_2024_Economic_GWh_After Competition Groups_21 | Freezer Recycling | 1.039% | 0 | 70.7217 | Residential_2024_Economic_GWh_After Competition Groups_Freezer Recycling
Residential | Res ¦ Energy Star Room Air Conditioner | 2024 | Economic | GWh | After Competition Groups | 65.4676 | 0 | 0 | 6807.4031 | 0.0096171 | 22 | Residential_2024_Economic_GWh_After Competition Groups_22 | Energy Star Room Air Conditioner | 0.9617% | 0 | 65.4676 | Residential_2024_Economic_GWh_After Competition Groups_Energy Star Room Air Conditioner
Residential | Res ¦ Floor Insulation | 2024 | Economic | GWh | After Competition Groups | 57.3396 | 0 | 0 | 6807.4031 | 0.0084231 | 23 | Residential_2024_Economic_GWh_After Competition Groups_23 | Floor Insulation | 0.8423% | 0 | 57.3396 | Residential_2024_Economic_GWh_After Competition Groups_Floor Insulation
Residential | Res ¦ Duct Insulation | 2024 | Economic | GWh | After Competition Groups | 53.102 | 0 | 0 | 6807.4031 | 0.0078006 | 24 | Residential_2024_Economic_GWh_After Competition Groups_24 | Duct Insulation | 0.7801% | 0 | 53.102 | Residential_2024_Economic_GWh_After Competition Groups_Duct Insulation
Residential | Res ¦ Advanced BAS/Controllers | 2024 | Economic | GWh | After Competition Groups | 45.003 | 0 | 0 | 6807.4031 | 0.0066109 | 25 | Residential_2024_Economic_GWh_After Competition Groups_25 | Advanced BAS/Controllers | 0.6611% | 0 | 45.003 | Residential_2024_Economic_GWh_After Competition Groups_Advanced BAS/Controllers
Residential | Res ¦ Minimize Hot and Warm Clothes Wash | 2024 | Economic | GWh | After Competition Groups | 39.3373 | 0 | 0 | 6807.4031 | 0.0057786 | 26 | Residential_2024_Economic_GWh_After Competition Groups_26 | Minimize Hot and Warm Clothes Wash | 0.5779% | 0 | 39.3373 | Residential_2024_Economic_GWh_After Competition Groups_Minimize Hot and Warm Clothes Wash
Residential | Res ¦ Furnace Whistle | 2024 | Economic | GWh | After Competition Groups | 38.7519 | 0 | 0 | 6807.4031 | 0.0056926 | 27 | Residential_2024_Economic_GWh_After Competition Groups_27 | Furnace Whistle | 0.5693% | 0 | 38.7519 | Residential_2024_Economic_GWh_After Competition Groups_Furnace Whistle
Residential | Res ¦ LED Exterior Area Lights - LED Fixture (200W) | 2024 | Economic | GWh | After Competition Groups | 35.813 | 0 | 0 | 6807.4031 | 0.0052609 | 28 | Residential_2024_Economic_GWh_After Competition Groups_28 | LED Exterior Area Lights - LED Fixture (200W) | 0.5261% | 0 | 35.813 | Residential_2024_Economic_GWh_After Competition Groups_LED Exterior Area Lights - LED Fixture (200W)
Residential | Res ¦ Energy Star Dehumidifier | 2024 | Economic | GWh | After Competition Groups | 28.8139 | 0 | 0 | 6807.4031 | 0.0042327 | 29 | Residential_2024_Economic_GWh_After Competition Groups_29 | Energy Star Dehumidifier | 0.4233% | 0 | 28.8139 | Residential_2024_Economic_GWh_After Competition Groups_Energy Star Dehumidifier
Residential | Res ¦ Outside Air Economizer | 2024 | Economic | GWh | After Competition Groups | 26.8254 | 0 | 0 | 6807.4031 | 0.0039406 | 30 | Residential_2024_Economic_GWh_After Competition Groups_30 | Outside Air Economizer | 0.3941% | 0 | 26.8254 | Residential_2024_Economic_GWh_After Competition Groups_Outside Air Economizer
Residential | Res ¦ Duct Insulation MF | 2024 | Economic | GWh | After Competition Groups | 22.1138 | 0 | 0 | 6807.4031 | 0.0032485 | 31 | Residential_2024_Economic_GWh_After Competition Groups_31 | Duct Insulation MF | 0.3248% | 0 | 22.1138 | Residential_2024_Economic_GWh_After Competition Groups_Duct Insulation MF
Residential | Res ¦ Demand Control Ventilation | 2024 | Economic | GWh | After Competition Groups | 20.7554 | 0 | 0 | 6807.4031 | 0.0030489 | 32 | Residential_2024_Economic_GWh_After Competition Groups_32 | Demand Control Ventilation | 0.3049% | 0 | 20.7554 | Residential_2024_Economic_GWh_After Competition Groups_Demand Control Ventilation
Residential | Res ¦ LED Tube Re-Lamp | 2024 | Economic | GWh | After Competition Groups | 20.5509 | 0 | 0 | 6807.4031 | 0.0030189 | 33 | Residential_2024_Economic_GWh_After Competition Groups_33 | LED Tube Re-Lamp | 0.3019% | 0 | 20.5509 | Residential_2024_Economic_GWh_After Competition Groups_LED Tube Re-Lamp
Residential | Res ¦ Heat Recovery Ventilator | 2024 | Economic | GWh | After Competition Groups | 19.2957 | 0 | 0 | 6807.4031 | 0.0028345 | 34 | Residential_2024_Economic_GWh_After Competition Groups_34 | Heat Recovery Ventilator | 0.2835% | 0 | 19.2957 | Residential_2024_Economic_GWh_After Competition Groups_Heat Recovery Ventilator
Residential | Res ¦ CO Sensors for parking garage exhaust fans | 2024 | Economic | GWh | After Competition Groups | 16.9248 | 0 | 0 | 6807.4031 | 0.0024862 | 35 | Residential_2024_Economic_GWh_After Competition Groups_35 | CO Sensors for parking garage exhaust fans | 0.2486% | 0 | 16.9248 | Residential_2024_Economic_GWh_After Competition Groups_CO Sensors for parking garage exhaust fans
Residential | Res ¦ Variable Frequency Drive (VFD) | 2024 | Economic | GWh | After Competition Groups | 16.4386 | 0 | 0 | 6807.4031 | 0.0024148 | 36 | Residential_2024_Economic_GWh_After Competition Groups_36 | Variable Frequency Drive (VFD) | 0.2415% | 0 | 16.4386 | Residential_2024_Economic_GWh_After Competition Groups_Variable Frequency Drive (VFD)
Residential | Res ¦ ENERGY STAR LED LAMPS (REFLECTOR LAMPs/MR16/PAR 16) | 2024 | Economic | GWh | After Competition Groups | 15.4897 | 0 | 0 | 6807.4031 | 0.0022754 | 37 | Residential_2024_Economic_GWh_After Competition Groups_37 | ENERGY STAR LED LAMPS (REFLECTOR LAMPs/MR16/PAR 16) | 0.2275% | 0 | 15.4897 | Residential_2024_Economic_GWh_After Competition Groups_ENERGY STAR LED LAMPS (REFLECTOR LAMPs/MR16/PAR 16)
Residential | Res ¦ Water Heater Temperature Setback | 2024 | Economic | GWh | After Competition Groups | 12.2839 | 0 | 0 | 6807.4031 | 0.0018045 | 38 | Residential_2024_Economic_GWh_After Competition Groups_38 | Water Heater Temperature Setback | 0.1804% | 0 | 12.2839 | Residential_2024_Economic_GWh_After Competition Groups_Water Heater Temperature Setback
Residential | Res ¦ Energy Star Freezer | 2024 | Economic | GWh | After Competition Groups | 11.6046 | 0 | 0 | 6807.4031 | 0.0017047 | 39 | Residential_2024_Economic_GWh_After Competition Groups_39 | Energy Star Freezer | 0.1705% | 0 | 11.6046 | Residential_2024_Economic_GWh_After Competition Groups_Energy Star Freezer
Residential | Res ¦ Home Energy Reports | 2024 | Economic | GWh | After Competition Groups | 11.5992 | 0 | 0 | 6807.4031 | 0.0017039 | 40 | Residential_2024_Economic_GWh_After Competition Groups_40 | Home Energy Reports | 0.1704% | 0 | 11.5992 | Residential_2024_Economic_GWh_After Competition Groups_Home Energy Reports
Residential | Res ¦ Condensing Make Up Air Unit | 2024 | Economic | GWh | After Competition Groups | 8.2761 | 0 | 0 | 6807.4031 | 0.0012157 | 41 | Residential_2024_Economic_GWh_After Competition Groups_41 | Condensing Make Up Air Unit | 0.1216% | 0 | 8.2761 | Residential_2024_Economic_GWh_After Competition Groups_Condensing Make Up Air Unit
Residential | Res ¦ High Efficiency Chiller (avg of water and air cooled) | 2024 | Economic | GWh | After Competition Groups | 7.6759 | 0 | 0 | 6807.4031 | 0.0011276 | 42 | Residential_2024_Economic_GWh_After Competition Groups_42 | High Efficiency Chiller (avg of water and air cooled) | 0.1128% | 0 | 7.6759 | Residential_2024_Economic_GWh_After Competition Groups_High Efficiency Chiller (avg of water and air cooled)
Residential | Res ¦ VFD on Pumps | 2024 | Economic | GWh | After Competition Groups | 5.055 | 0 | 0 | 6807.4031 | 0.00074258 | 43 | Residential_2024_Economic_GWh_After Competition Groups_43 | VFD on Pumps | 0.07426% | 0 | 5.055 | Residential_2024_Economic_GWh_After Competition Groups_VFD on Pumps
Residential | Res ¦ ENERGY STAR LED Lamps (General Service Lamps) | 2024 | Economic | GWh | After Competition Groups | 3.4968 | 0 | 0 | 6807.4031 | 0.00051368 | 44 | Residential_2024_Economic_GWh_After Competition Groups_44 | ENERGY STAR LED Lamps (General Service Lamps) | 0.05137% | 0 | 3.4968 | Residential_2024_Economic_GWh_After Competition Groups_ENERGY STAR LED Lamps (General Service Lamps)
Residential | Res ¦ ECM MOTORS FOR HVAC APPLICATION (FAN-POWERED VAV BOX) | 2024 | Economic | GWh | After Competition Groups | 2.7334 | 0 | 0 | 6807.4031 | 0.00040153 | 45 | Residential_2024_Economic_GWh_After Competition Groups_45 | ECM MOTORS FOR HVAC APPLICATION (FAN-POWERED VAV BOX) | 0.04015% | 0 | 2.7334 | Residential_2024_Economic_GWh_After Competition Groups_ECM MOTORS FOR HVAC APPLICATION (FAN-POWERED VAV BOX)
Residential | Res ¦ Tankless Water Heater | 2024 | Economic | GWh | After Competition Groups | 2.4195 | 0 | 0 | 6807.4031 | 0.00035543 | 46 | Residential_2024_Economic_GWh_After Competition Groups_46 | Tankless Water Heater | 0.03554% | 0 | 2.4195 | Residential_2024_Economic_GWh_After Competition Groups_Tankless Water Heater
Residential | Res ¦ Beverage Vending Machine Controls | 2024 | Economic | GWh | After Competition Groups | 1.8446 | 0 | 0 | 6807.4031 | 0.00027096 | 47 | Residential_2024_Economic_GWh_After Competition Groups_47 | Beverage Vending Machine Controls | 0.0271% | 0 | 1.8446 | Residential_2024_Economic_GWh_After Competition Groups_Beverage Vending Machine Controls
Residential | Res ¦ Wall Insulation | 2024 | Economic | GWh | After Competition Groups | 0.82423 | 0 | 0 | 6807.4031 | 0.00012108 | 48 | Residential_2024_Economic_GWh_After Competition Groups_48 | Wall Insulation | 0.01211% | 0 | 0.82423 | Residential_2024_Economic_GWh_After Competition Groups_Wall Insulation
Residential | Res ¦ LED High Bay Fixture | 2024 | Economic | GWh | After Competition Groups | 0.23229 | 0 | 0 | 6807.4031 | 3.4123e-05 | 49 | Residential_2024_Economic_GWh_After Competition Groups_49 | LED High Bay Fixture | 0.003412% | 0 | 0.23229 | Residential_2024_Economic_GWh_After Competition Groups_LED High Bay Fixture
Residential | Res ¦ Chilled Water Optimization | 2024 | Economic | GWh | After Competition Groups | 0.19856 | 0 | 0 | 6807.4031 | 2.9168e-05 | 50 | Residential_2024_Economic_GWh_After Competition Groups_50 | Chilled Water Optimization | 0.002917% | 0 | 0.19856 | Residential_2024_Economic_GWh_After Competition Groups_Chilled Water Optimization
Residential | Res ¦ Wall Insulation MF | 2024 | Economic | GWh | After Competition Groups | 0.049953 | 0 | 0 | 6807.4031 | 7.3381e-06 | 51 | Residential_2024_Economic_GWh_After Competition Groups_51 | Wall Insulation MF | 0.0007338% | 0 | 0.049953 | Residential_2024_Economic_GWh_After Competition Groups_Wall Insulation MF
Residential | Res ¦ Heavy Duty Outdoor/Holiday Plug-in Timers | 2024 | Economic | GWh | After Competition Groups | 0 | 0 | 0 | 6807.4031 | 0 | 52 | Residential_2024_Economic_GWh_After Competition Groups_52 | Heavy Duty Outdoor/Holiday Plug-in Timers | 0% | 0 | 0 | Residential_2024_Economic_GWh_After Competition Groups_Heavy Duty Outdoor/Holiday Plug-in Timers
Residential | Res ¦ LED Downlight | 2024 | Economic | GWh | After Competition Groups | 0 | 0 | 0 | 6807.4031 | 0 | 53 | Residential_2024_Economic_GWh_After Competition Groups_53 | LED Downlight | 0% | 0 | 0 | Residential_2024_Economic_GWh_After Competition Groups_LED Downlight
Residential | Res ¦ Smart Burners | 2024 | Economic | GWh | After Competition Groups | 0 | 0 | 0 | 6807.4031 | 0 | 54 | Residential_2024_Economic_GWh_After Competition Groups_54 | Smart Burners | 0% | 0 | 0 | Residential_2024_Economic_GWh_After Competition Groups_Smart Burners
Residential | Res ¦ Smart Power Bar | 2024 | Economic | GWh | After Competition Groups | 0 | 0 | 0 | 6807.4031 | 0 | 55 | Residential_2024_Economic_GWh_After Competition Groups_55 | Smart Power Bar | 0% | 0 | 0 | Residential_2024_Economic_GWh_After Competition Groups_Smart Power Bar
Residential | Res ¦ Energy Star LED Specialty Bulbs | 2024 | SC A | GWh | After Competition Groups | 425.6765 | 195726.1335 | 0.19573 | 1414.6722 | 0.3009 | 1 | Residential_2024_SC A_GWh_After Competition Groups_1 | Energy Star LED Specialty Bulbs | 30.09% | 0.19573 | 425.6765 | Residential_2024_SC A_GWh_After Competition Groups_Energy Star LED Specialty Bulbs
Residential | Res ¦ Energy Star A Line, PAR, MR Lamps | 2024 | SC A | GWh | After Competition Groups | 151.3164 | 214349.2422 | 0.21435 | 1414.6722 | 0.10696 | 2 | Residential_2024_SC A_GWh_After Competition Groups_2 | Energy Star A Line, PAR, MR Lamps | 10.7% | 0.21435 | 151.3164 | Residential_2024_SC A_GWh_After Competition Groups_Energy Star A Line, PAR, MR Lamps
Residential | Res ¦ Energy Star Clothes Washer | 2024 | SC A | GWh | After Competition Groups | 135.458 | 5799781.5652 | 5.7998 | 1414.6722 | 0.095752 | 3 | Residential_2024_SC A_GWh_After Competition Groups_3 | Energy Star Clothes Washer | 9.575% | 5.7998 | 135.458 | Residential_2024_SC A_GWh_After Competition Groups_Energy Star Clothes Washer
Residential | Res ¦ Ductless Mini-Split Heat Pump | 2024 | SC A | GWh | After Competition Groups | 90.2002 | 2922362.5374 | 2.9224 | 1414.6722 | 0.063761 | 4 | Residential_2024_SC A_GWh_After Competition Groups_4 | Ductless Mini-Split Heat Pump | 6.376% | 2.9224 | 90.2002 | Residential_2024_SC A_GWh_After Competition Groups_Ductless Mini-Split Heat Pump
Residential | Res ¦ Car Block Heater Timer | 2024 | SC A | GWh | After Competition Groups | 68.3981 | 306488.8726 | 0.30649 | 1414.6722 | 0.048349 | 5 | Residential_2024_SC A_GWh_After Competition Groups_5 | Car Block Heater Timer | 4.835% | 0.30649 | 68.3981 | Residential_2024_SC A_GWh_After Competition Groups_Car Block Heater Timer
Residential | Res ¦ Building Recommissioning, Operations and Maintenance (O&M) Improvements | 2024 | SC A | GWh | After Competition Groups | 56.6876 | 133063.4814 | 0.13306 | 1414.6722 | 0.040071 | 6 | Residential_2024_SC A_GWh_After Competition Groups_6 | Building Recommissioning, Operations and Maintenance (O&M) Improvements | 4.007% | 0.13306 | 56.6876 | Residential_2024_SC A_GWh_After Competition Groups_Building Recommissioning, Operations and Maintenance (O&M) Improvements
Residential | Res ¦ Variable Speed Pool Pump Motor | 2024 | SC A | GWh | After Competition Groups | 51.4071 | 2249974.5028 | 2.25 | 1414.6722 | 0.036339 | 7 | Residential_2024_SC A_GWh_After Competition Groups_7 | Variable Speed Pool Pump Motor | 3.634% | 2.25 | 51.4071 | Residential_2024_SC A_GWh_After Competition Groups_Variable Speed Pool Pump Motor
Residential | Res ¦ LED Parking Lot Fixture | 2024 | SC A | GWh | After Competition Groups | 49.6255 | 0 | 0 | 1414.6722 | 0.035079 | 8 | Residential_2024_SC A_GWh_After Competition Groups_8 | LED Parking Lot Fixture | 3.508% | 0 | 49.6255 | Residential_2024_SC A_GWh_After Competition Groups_LED Parking Lot Fixture
Residential | Res ¦ Energy Star Torchiere | 2024 | SC A | GWh | After Competition Groups | 40.8565 | 827486.8692 | 0.82749 | 1414.6722 | 0.028881 | 9 | Residential_2024_SC A_GWh_After Competition Groups_9 | Energy Star Torchiere | 2.888% | 0.82749 | 40.8565 | Residential_2024_SC A_GWh_After Competition Groups_Energy Star Torchiere
Residential | Res ¦ Adaptive Thermostat | 2024 | SC A | GWh | After Competition Groups | 37.6354 | 331526.2114 | 0.33153 | 1414.6722 | 0.026604 | 10 | Residential_2024_SC A_GWh_After Competition Groups_10 | Adaptive Thermostat | 2.66% | 0.33153 | 37.6354 | Residential_2024_SC A_GWh_After Competition Groups_Adaptive Thermostat
Residential | Res ¦ Comprehensive Draft Proofing | 2024 | SC A | GWh | After Competition Groups | 27.6986 | 0 | 0 | 1414.6722 | 0.01958 | 11 | Residential_2024_SC A_GWh_After Competition Groups_11 | Comprehensive Draft Proofing | 1.958% | 0 | 27.6986 | Residential_2024_SC A_GWh_After Competition Groups_Comprehensive Draft Proofing
Residential | Res ¦ Energy Star LED Bulbs General Purpose LEDs | 2024 | SC A | GWh | After Competition Groups | 26.5877 | 345140.1958 | 0.34514 | 1414.6722 | 0.018794 | 12 | Residential_2024_SC A_GWh_After Competition Groups_12 | Energy Star LED Bulbs General Purpose LEDs | 1.879% | 0.34514 | 26.5877 | Residential_2024_SC A_GWh_After Competition Groups_Energy Star LED Bulbs General Purpose LEDs
Residential | Res ¦ Air Sealing | 2024 | SC A | GWh | After Competition Groups | 25.2666 | 1211079.934 | 1.2111 | 1414.6722 | 0.01786 | 13 | Residential_2024_SC A_GWh_After Competition Groups_13 | Air Sealing | 1.786% | 1.2111 | 25.2666 | Residential_2024_SC A_GWh_After Competition Groups_Air Sealing
Residential | Res ¦ LED Exterior Area Lights - LED Fixture (200W) | 2024 | SC A | GWh | After Competition Groups | 23.7775 | 1082538.6409 | 1.0825 | 1414.6722 | 0.016808 | 14 | Residential_2024_SC A_GWh_After Competition Groups_14 | LED Exterior Area Lights - LED Fixture (200W) | 1.681% | 1.0825 | 23.7775 | Residential_2024_SC A_GWh_After Competition Groups_LED Exterior Area Lights - LED Fixture (200W)
Residential | Res ¦ Basement Wall Insulation | 2024 | SC A | GWh | After Competition Groups | 22.7837 | 1416850.3745 | 1.4169 | 1414.6722 | 0.016105 | 15 | Residential_2024_SC A_GWh_After Competition Groups_15 | Basement Wall Insulation | 1.611% | 1.4169 | 22.7837 | Residential_2024_SC A_GWh_After Competition Groups_Basement Wall Insulation
Residential | Res ¦ Occupancy Sensors MF | 2024 | SC A | GWh | After Competition Groups | 18.5302 | 16367.689 | 0.016368 | 1414.6722 | 0.013099 | 16 | Residential_2024_SC A_GWh_After Competition Groups_16 | Occupancy Sensors MF | 1.31% | 0.016368 | 18.5302 | Residential_2024_SC A_GWh_After Competition Groups_Occupancy Sensors MF
Residential | Res ¦ Energy Star Light Fixture | 2024 | SC A | GWh | After Competition Groups | 18.515 | 1137762.1738 | 1.1378 | 1414.6722 | 0.013088 | 17 | Residential_2024_SC A_GWh_After Competition Groups_17 | Energy Star Light Fixture | 1.309% | 1.1378 | 18.515 | Residential_2024_SC A_GWh_After Competition Groups_Energy Star Light Fixture
Residential | Res ¦ LED Tube Re-Lamp | 2024 | SC A | GWh | After Competition Groups | 17.0559 | 506291.0077 | 0.50629 | 1414.6722 | 0.012056 | 18 | Residential_2024_SC A_GWh_After Competition Groups_18 | LED Tube Re-Lamp | 1.206% | 0.50629 | 17.0559 | Residential_2024_SC A_GWh_After Competition Groups_LED Tube Re-Lamp
Residential | Res ¦ Energy Star Air Source Heat Pump | 2024 | SC A | GWh | After Competition Groups | 15.9815 | 1038334.5932 | 1.0383 | 1414.6722 | 0.011297 | 19 | Residential_2024_SC A_GWh_After Competition Groups_19 | Energy Star Air Source Heat Pump | 1.13% | 1.0383 | 15.9815 | Residential_2024_SC A_GWh_After Competition Groups_Energy Star Air Source Heat Pump
Residential | Res ¦ Energy Star Clothes Dryer | 2024 | SC A | GWh | After Competition Groups | 12.9808 | 971974.1346 | 0.97197 | 1414.6722 | 0.0091758 | 20 | Residential_2024_SC A_GWh_After Competition Groups_20 | Energy Star Clothes Dryer | 0.9176% | 0.97197 | 12.9808 | Residential_2024_SC A_GWh_After Competition Groups_Energy Star Clothes Dryer
Residential | Res ¦ ENERGY STAR LED LAMPS (REFLECTOR LAMPs/MR16/PAR 16) | 2024 | SC A | GWh | After Competition Groups | 11.5505 | 180132.3111 | 0.18013 | 1414.6722 | 0.0081648 | 21 | Residential_2024_SC A_GWh_After Competition Groups_21 | ENERGY STAR LED LAMPS (REFLECTOR LAMPs/MR16/PAR 16) | 0.8165% | 0.18013 | 11.5505 | Residential_2024_SC A_GWh_After Competition Groups_ENERGY STAR LED LAMPS (REFLECTOR LAMPs/MR16/PAR 16)
Residential | Res ¦ Refrigerator Recycling | 2024 | SC A | GWh | After Competition Groups | 10.7122 | 584089.2544 | 0.58409 | 1414.6722 | 0.0075722 | 22 | Residential_2024_SC A_GWh_After Competition Groups_22 | Refrigerator Recycling | 0.7572% | 0.58409 | 10.7122 | Residential_2024_SC A_GWh_After Competition Groups_Refrigerator Recycling
Residential | Res ¦ Minimize Hot and Warm Clothes Wash | 2024 | SC A | GWh | After Competition Groups | 9.4426 | 0 | 0 | 1414.6722 | 0.0066748 | 23 | Residential_2024_SC A_GWh_After Competition Groups_23 | Minimize Hot and Warm Clothes Wash | 0.6675% | 0 | 9.4426 | Residential_2024_SC A_GWh_After Competition Groups_Minimize Hot and Warm Clothes Wash
Residential | Res ¦ Outside Air Economizer | 2024 | SC A | GWh | After Competition Groups | 8.5852 | 178997.6337 | 0.179 | 1414.6722 | 0.0060687 | 24 | Residential_2024_SC A_GWh_After Competition Groups_24 | Outside Air Economizer | 0.6069% | 0.179 | 8.5852 | Residential_2024_SC A_GWh_After Competition Groups_Outside Air Economizer
Residential | Res ¦ Attic Insulation | 2024 | SC A | GWh | After Competition Groups | 7.9435 | 536036.9823 | 0.53604 | 1414.6722 | 0.0056151 | 25 | Residential_2024_SC A_GWh_After Competition Groups_25 | Attic Insulation | 0.5615% | 0.53604 | 7.9435 | Residential_2024_SC A_GWh_After Competition Groups_Attic Insulation
Residential | Res ¦ Energy Star Room Air Conditioner | 2024 | SC A | GWh | After Competition Groups | 7.162 | 341998.2604 | 0.342 | 1414.6722 | 0.0050627 | 26 | Residential_2024_SC A_GWh_After Competition Groups_26 | Energy Star Room Air Conditioner | 0.5063% | 0.342 | 7.162 | Residential_2024_SC A_GWh_After Competition Groups_Energy Star Room Air Conditioner
Residential | Res ¦ Furnace Whistle | 2024 | SC A | GWh | After Competition Groups | 7.1444 | 26015.0736 | 0.026015 | 1414.6722 | 0.0050502 | 27 | Residential_2024_SC A_GWh_After Competition Groups_27 | Furnace Whistle | 0.505% | 0.026015 | 7.1444 | Residential_2024_SC A_GWh_After Competition Groups_Furnace Whistle
Residential | Res ¦ High Efficiency Chiller (avg of water and air cooled) | 2024 | SC A | GWh | After Competition Groups | 6.3839 | 172883.509 | 0.17288 | 1414.6722 | 0.0045126 | 28 | Residential_2024_SC A_GWh_After Competition Groups_28 | High Efficiency Chiller (avg of water and air cooled) | 0.4513% | 0.17288 | 6.3839 | Residential_2024_SC A_GWh_After Competition Groups_High Efficiency Chiller (avg of water and air cooled)
Residential | Res ¦ Advanced BAS/Controllers | 2024 | SC A | GWh | After Competition Groups | 5.4967 | 309421.7242 | 0.30942 | 1414.6722 | 0.0038855 | 29 | Residential_2024_SC A_GWh_After Competition Groups_29 | Advanced BAS/Controllers | 0.3885% | 0.30942 | 5.4967 | Residential_2024_SC A_GWh_After Competition Groups_Advanced BAS/Controllers
Residential | Res ¦ Energy Star Freezer | 2024 | SC A | GWh | After Competition Groups | 3.4674 | 457624.9036 | 0.45762 | 1414.6722 | 0.002451 | 30 | Residential_2024_SC A_GWh_After Competition Groups_30 | Energy Star Freezer | 0.2451% | 0.45762 | 3.4674 | Residential_2024_SC A_GWh_After Competition Groups_Energy Star Freezer
Residential | Res ¦ Variable Frequency Drive (VFD) | 2024 | SC A | GWh | After Competition Groups | 3.0307 | 157945.9184 | 0.15795 | 1414.6722 | 0.0021423 | 31 | Residential_2024_SC A_GWh_After Competition Groups_31 | Variable Frequency Drive (VFD) | 0.2142% | 0.15795 | 3.0307 | Residential_2024_SC A_GWh_After Competition Groups_Variable Frequency Drive (VFD)
Residential | Res ¦ ENERGY STAR LED Lamps (General Service Lamps) | 2024 | SC A | GWh | After Competition Groups | 2.7581 | 46406.4576 | 0.046406 | 1414.6722 | 0.0019496 | 32 | Residential_2024_SC A_GWh_After Competition Groups_32 | ENERGY STAR LED Lamps (General Service Lamps) | 0.195% | 0.046406 | 2.7581 | Residential_2024_SC A_GWh_After Competition Groups_ENERGY STAR LED Lamps (General Service Lamps)
Residential | Res ¦ Home Energy Reports | 2024 | SC A | GWh | After Competition Groups | 2.4424 | 161201.6954 | 0.1612 | 1414.6722 | 0.0017265 | 33 | Residential_2024_SC A_GWh_After Competition Groups_33 | Home Energy Reports | 0.1727% | 0.1612 | 2.4424 | Residential_2024_SC A_GWh_After Competition Groups_Home Energy Reports
Residential | Res ¦ CO Sensors for parking garage exhaust fans | 2024 | SC A | GWh | After Competition Groups | 2.3013 | 137106.5642 | 0.13711 | 1414.6722 | 0.0016267 | 34 | Residential_2024_SC A_GWh_After Competition Groups_34 | CO Sensors for parking garage exhaust fans | 0.1627% | 0.13711 | 2.3013 | Residential_2024_SC A_GWh_After Competition Groups_CO Sensors for parking garage exhaust fans
Residential | Res ¦ Water Heater Temperature Setback | 2024 | SC A | GWh | After Competition Groups | 2.2482 | 25033.9999 | 0.025034 | 1414.6722 | 0.0015892 | 35 | Residential_2024_SC A_GWh_After Competition Groups_35 | Water Heater Temperature Setback | 0.1589% | 0.025034 | 2.2482 | Residential_2024_SC A_GWh_After Competition Groups_Water Heater Temperature Setback
Residential | Res ¦ Demand Control Ventilation | 2024 | SC A | GWh | After Competition Groups | 2.1515 | 0 | 0 | 1414.6722 | 0.0015209 | 36 | Residential_2024_SC A_GWh_After Competition Groups_36 | Demand Control Ventilation | 0.1521% | 0 | 2.1515 | Residential_2024_SC A_GWh_After Competition Groups_Demand Control Ventilation
Residential | Res ¦ Clothes Drying Racks | 2024 | SC A | GWh | After Competition Groups | 0.94231 | 0 | 0 | 1414.6722 | 0.0006661 | 37 | Residential_2024_SC A_GWh_After Competition Groups_37 | Clothes Drying Racks | 0.06661% | 0 | 0.94231 | Residential_2024_SC A_GWh_After Competition Groups_Clothes Drying Racks
Residential | Res ¦ VFD on Pumps | 2024 | SC A | GWh | After Competition Groups | 0.86453 | 50680.0953 | 0.05068 | 1414.6722 | 0.00061112 | 38 | Residential_2024_SC A_GWh_After Competition Groups_38 | VFD on Pumps | 0.06111% | 0.05068 | 0.86453 | Residential_2024_SC A_GWh_After Competition Groups_VFD on Pumps
Residential | Res ¦ Condensing Make Up Air Unit | 2024 | SC A | GWh | After Competition Groups | 0.67194 | 58648.585 | 0.058649 | 1414.6722 | 0.00047498 | 39 | Residential_2024_SC A_GWh_After Competition Groups_39 | Condensing Make Up Air Unit | 0.0475% | 0.058649 | 0.67194 | Residential_2024_SC A_GWh_After Competition Groups_Condensing Make Up Air Unit
Residential | Res ¦ Energy Star Dehumidifier | 2024 | SC A | GWh | After Competition Groups | 0.57304 | 77769.1137 | 0.077769 | 1414.6722 | 0.00040507 | 40 | Residential_2024_SC A_GWh_After Competition Groups_40 | Energy Star Dehumidifier | 0.04051% | 0.077769 | 0.57304 | Residential_2024_SC A_GWh_After Competition Groups_Energy Star Dehumidifier
Residential | Res ¦ Floor Insulation | 2024 | SC A | GWh | After Competition Groups | 0.57086 | 38699.9211 | 0.0387 | 1414.6722 | 0.00040353 | 41 | Residential_2024_SC A_GWh_After Competition Groups_41 | Floor Insulation | 0.04035% | 0.0387 | 0.57086 | Residential_2024_SC A_GWh_After Competition Groups_Floor Insulation
Residential | Res ¦ ECM MOTORS FOR HVAC APPLICATION (FAN-POWERED VAV BOX) | 2024 | SC A | GWh | After Competition Groups | 0.47004 | 27954.4435 | 0.027954 | 1414.6722 | 0.00033226 | 42 | Residential_2024_SC A_GWh_After Competition Groups_42 | ECM MOTORS FOR HVAC APPLICATION (FAN-POWERED VAV BOX) | 0.03323% | 0.027954 | 0.47004 | Residential_2024_SC A_GWh_After Competition Groups_ECM MOTORS FOR HVAC APPLICATION (FAN-POWERED VAV BOX)
Residential | Res ¦ Duct Insulation | 2024 | SC A | GWh | After Competition Groups | 0.35147 | 862.2827 | 0.00086228 | 1414.6722 | 0.00024844 | 43 | Residential_2024_SC A_GWh_After Competition Groups_43 | Duct Insulation | 0.02484% | 0.00086228 | 0.35147 | Residential_2024_SC A_GWh_After Competition Groups_Duct Insulation
Residential | Res ¦ Heat Recovery Ventilator | 2024 | SC A | GWh | After Competition Groups | 0.3143 | 0 | 0 | 1414.6722 | 0.00022217 | 44 | Residential_2024_SC A_GWh_After Competition Groups_44 | Heat Recovery Ventilator | 0.02222% | 0 | 0.3143 | Residential_2024_SC A_GWh_After Competition Groups_Heat Recovery Ventilator
Residential | Res ¦ Beverage Vending Machine Controls | 2024 | SC A | GWh | After Competition Groups | 0.23326 | 7004.7644 | 0.0070048 | 1414.6722 | 0.00016489 | 45 | Residential_2024_SC A_GWh_After Competition Groups_45 | Beverage Vending Machine Controls | 0.01649% | 0.0070048 | 0.23326 | Residential_2024_SC A_GWh_After Competition Groups_Beverage Vending Machine Controls
Residential | Res ¦ Duct Insulation MF | 2024 | SC A | GWh | After Competition Groups | 0.19949 | 11064.0247 | 0.011064 | 1414.6722 | 0.00014101 | 46 | Residential_2024_SC A_GWh_After Competition Groups_46 | Duct Insulation MF | 0.0141% | 0.011064 | 0.19949 | Residential_2024_SC A_GWh_After Competition Groups_Duct Insulation MF
Residential | Res ¦ Tankless Water Heater | 2024 | SC A | GWh | After Competition Groups | 0.11799 | 13768.4273 | 0.013768 | 1414.6722 | 8.3406e-05 | 47 | Residential_2024_SC A_GWh_After Competition Groups_47 | Tankless Water Heater | 0.008341% | 0.013768 | 0.11799 | Residential_2024_SC A_GWh_After Competition Groups_Tankless Water Heater
Residential | Res ¦ Chilled Water Optimization | 2024 | SC A | GWh | After Competition Groups | 0.053207 | 94.6414 | 9.4641e-05 | 1414.6722 | 3.7611e-05 | 48 | Residential_2024_SC A_GWh_After Competition Groups_48 | Chilled Water Optimization | 0.003761% | 9.4641e-05 | 0.053207 | Residential_2024_SC A_GWh_After Competition Groups_Chilled Water Optimization
Residential | Res ¦ LED High Bay Fixture | 2024 | SC A | GWh | After Competition Groups | 0.042102 | 7270.0974 | 0.0072701 | 1414.6722 | 2.9761e-05 | 49 | Residential_2024_SC A_GWh_After Competition Groups_49 | LED High Bay Fixture | 0.002976% | 0.0072701 | 0.042102 | Residential_2024_SC A_GWh_After Competition Groups_LED High Bay Fixture
Residential | Res ¦ Wall Insulation MF | 2024 | SC A | GWh | After Competition Groups | 0.0039964 | 0 | 0 | 1414.6722 | 2.825e-06 | 50 | Residential_2024_SC A_GWh_After Competition Groups_50 | Wall Insulation MF | 0.0002825% | 0 | 0.0039964 | Residential_2024_SC A_GWh_After Competition Groups_Wall Insulation MF
Residential | Res ¦ Wall Insulation | 2024 | SC A | GWh | After Competition Groups | 0.0034317 | 0 | 0 | 1414.6722 | 2.4258e-06 | 51 | Residential_2024_SC A_GWh_After Competition Groups_51 | Wall Insulation | 0.0002426% | 0 | 0.0034317 | Residential_2024_SC A_GWh_After Competition Groups_Wall Insulation
Residential | Res ¦ Freezer Recycling | 2024 | SC A | GWh | After Competition Groups | 0.00096818 | 0 | 0 | 1414.6722 | 6.8439e-07 | 52 | Residential_2024_SC A_GWh_After Competition Groups_52 | Freezer Recycling | 6.844e-05% | 0 | 0.00096818 | Residential_2024_SC A_GWh_After Competition Groups_Freezer Recycling
Residential | Res ¦ Heavy Duty Outdoor/Holiday Plug-in Timers | 2024 | SC A | GWh | After Competition Groups | 0 | 0 | 0 | 1414.6722 | 0 | 53 | Residential_2024_SC A_GWh_After Competition Groups_53 | Heavy Duty Outdoor/Holiday Plug-in Timers | 0% | 0 | 0 | Residential_2024_SC A_GWh_After Competition Groups_Heavy Duty Outdoor/Holiday Plug-in Timers
Residential | Res ¦ LED Downlight | 2024 | SC A | GWh | After Competition Groups | 0 | 0 | 0 | 1414.6722 | 0 | 54 | Residential_2024_SC A_GWh_After Competition Groups_54 | LED Downlight | 0% | 0 | 0 | Residential_2024_SC A_GWh_After Competition Groups_LED Downlight
Residential | Res ¦ Smart Burners | 2024 | SC A | GWh | After Competition Groups | 0 | 0 | 0 | 1414.6722 | 0 | 55 | Residential_2024_SC A_GWh_After Competition Groups_55 | Smart Burners | 0% | 0 | 0 | Residential_2024_SC A_GWh_After Competition Groups_Smart Burners
Residential | Res ¦ Smart Power Bar | 2024 | SC A | GWh | After Competition Groups | 0 | 0 | 0 | 1414.6722 | 0 | 56 | Residential_2024_SC A_GWh_After Competition Groups_56 | Smart Power Bar | 0% | 0 | 0 | Residential_2024_SC A_GWh_After Competition Groups_Smart Power Bar
Residential | Res ¦ Energy Star Clothes Washer | 2024 | SC B | GWh | After Competition Groups | 226.7998 | 18257794.5203 | 18.2578 | 2277.52 | 0.099582 | 1 | Residential_2024_SC B_GWh_After Competition Groups_1 | Energy Star Clothes Washer | 9.958% | 18.2578 | 226.7998 | Residential_2024_SC B_GWh_After Competition Groups_Energy Star Clothes Washer
Residential | Res ¦ Energy Star LED Bulbs General Purpose LEDs | 2024 | SC B | GWh | After Competition Groups | 224.6942 | 192133.3121 | 0.19213 | 2277.52 | 0.098657 | 2 | Residential_2024_SC B_GWh_After Competition Groups_2 | Energy Star LED Bulbs General Purpose LEDs | 9.866% | 0.19213 | 224.6942 | Residential_2024_SC B_GWh_After Competition Groups_Energy Star LED Bulbs General Purpose LEDs
Residential | Res ¦ Energy Star A Line, PAR, MR Lamps | 2024 | SC B | GWh | After Competition Groups | 213.2695 | 350958.6867 | 0.35096 | 2277.52 | 0.093641 | 3 | Residential_2024_SC B_GWh_After Competition Groups_3 | Energy Star A Line, PAR, MR Lamps | 9.364% | 0.35096 | 213.2695 | Residential_2024_SC B_GWh_After Competition Groups_Energy Star A Line, PAR, MR Lamps
Residential | Res ¦ Energy Star LED Specialty Bulbs | 2024 | SC B | GWh | After Competition Groups | 205.17 | 162574.6366 | 0.16257 | 2277.52 | 0.090085 | 4 | Residential_2024_SC B_GWh_After Competition Groups_4 | Energy Star LED Specialty Bulbs | 9.008% | 0.16257 | 205.17 | Residential_2024_SC B_GWh_After Competition Groups_Energy Star LED Specialty Bulbs
Residential | Res ¦ Variable Speed Pool Pump Motor | 2024 | SC B | GWh | After Competition Groups | 189.3886 | 10332788.6847 | 10.3328 | 2277.52 | 0.083156 | 5 | Residential_2024_SC B_GWh_After Competition Groups_5 | Variable Speed Pool Pump Motor | 8.316% | 10.3328 | 189.3886 | Residential_2024_SC B_GWh_After Competition Groups_Variable Speed Pool Pump Motor
Residential | Res ¦ Car Block Heater Timer | 2024 | SC B | GWh | After Competition Groups | 155.1987 | 649372.4604 | 0.64937 | 2277.52 | 0.068144 | 6 | Residential_2024_SC B_GWh_After Competition Groups_6 | Car Block Heater Timer | 6.814% | 0.64937 | 155.1987 | Residential_2024_SC B_GWh_After Competition Groups_Car Block Heater Timer
Residential | Res ¦ Building Recommissioning, Operations and Maintenance (O&M) Improvements | 2024 | SC B | GWh | After Competition Groups | 146.7867 | 315590.5041 | 0.31559 | 2277.52 | 0.06445 | 7 | Residential_2024_SC B_GWh_After Competition Groups_7 | Building Recommissioning, Operations and Maintenance (O&M) Improvements | 6.445% | 0.31559 | 146.7867 | Residential_2024_SC B_GWh_After Competition Groups_Building Recommissioning, Operations and Maintenance (O&M) Improvements
Residential | Res ¦ Ductless Mini-Split Heat Pump | 2024 | SC B | GWh | After Competition Groups | 114.2278 | 4116111.6223 | 4.1161 | 2277.52 | 0.050154 | 8 | Residential_2024_SC B_GWh_After Competition Groups_8 | Ductless Mini-Split Heat Pump | 5.015% | 4.1161 | 114.2278 | Residential_2024_SC B_GWh_After Competition Groups_Ductless Mini-Split Heat Pump
Residential | Res ¦ Adaptive Thermostat | 2024 | SC B | GWh | After Competition Groups | 85.8714 | 4494002.4017 | 4.494 | 2277.52 | 0.037704 | 9 | Residential_2024_SC B_GWh_After Competition Groups_9 | Adaptive Thermostat | 3.77% | 4.494 | 85.8714 | Residential_2024_SC B_GWh_After Competition Groups_Adaptive Thermostat
Residential | Res ¦ Comprehensive Draft Proofing | 2024 | SC B | GWh | After Competition Groups | 74.6579 | 0 | 0 | 2277.52 | 0.03278 | 10 | Residential_2024_SC B_GWh_After Competition Groups_10 | Comprehensive Draft Proofing | 3.278% | 0 | 74.6579 | Residential_2024_SC B_GWh_After Competition Groups_Comprehensive Draft Proofing
Residential | Res ¦ Energy Star Torchiere | 2024 | SC B | GWh | After Competition Groups | 60.6303 | 1392165.2629 | 1.3922 | 2277.52 | 0.026621 | 11 | Residential_2024_SC B_GWh_After Competition Groups_11 | Energy Star Torchiere | 2.662% | 1.3922 | 60.6303 | Residential_2024_SC B_GWh_After Competition Groups_Energy Star Torchiere
Residential | Res ¦ LED Parking Lot Fixture | 2024 | SC B | GWh | After Competition Groups | 55.8697 | 1799504.5487 | 1.7995 | 2277.52 | 0.024531 | 12 | Residential_2024_SC B_GWh_After Competition Groups_12 | LED Parking Lot Fixture | 2.453% | 1.7995 | 55.8697 | Residential_2024_SC B_GWh_After Competition Groups_LED Parking Lot Fixture
Residential | Res ¦ Occupancy Sensors MF | 2024 | SC B | GWh | After Competition Groups | 48.0962 | 38820.3703 | 0.03882 | 2277.52 | 0.021118 | 13 | Residential_2024_SC B_GWh_After Competition Groups_13 | Occupancy Sensors MF | 2.112% | 0.03882 | 48.0962 | Residential_2024_SC B_GWh_After Competition Groups_Occupancy Sensors MF
Residential | Res ¦ Air Sealing | 2024 | SC B | GWh | After Competition Groups | 43.7563 | 3319687.6835 | 3.3197 | 2277.52 | 0.019212 | 14 | Residential_2024_SC B_GWh_After Competition Groups_14 | Air Sealing | 1.921% | 3.3197 | 43.7563 | Residential_2024_SC B_GWh_After Competition Groups_Air Sealing
Residential | Res ¦ Refrigerator Recycling | 2024 | SC B | GWh | After Competition Groups | 38.4736 | 2627142.4869 | 2.6271 | 2277.52 | 0.016893 | 15 | Residential_2024_SC B_GWh_After Competition Groups_15 | Refrigerator Recycling | 1.689% | 2.6271 | 38.4736 | Residential_2024_SC B_GWh_After Competition Groups_Refrigerator Recycling
Residential | Res ¦ Clothes Drying Racks | 2024 | SC B | GWh | After Competition Groups | 35.1155 | 11346552.0487 | 11.3466 | 2277.52 | 0.015418 | 16 | Residential_2024_SC B_GWh_After Competition Groups_16 | Clothes Drying Racks | 1.542% | 11.3466 | 35.1155 | Residential_2024_SC B_GWh_After Competition Groups_Clothes Drying Racks
Residential | Res ¦ Freezer Recycling | 2024 | SC B | GWh | After Competition Groups | 33.6576 | 56457959.3581 | 56.458 | 2277.52 | 0.014778 | 17 | Residential_2024_SC B_GWh_After Competition Groups_17 | Freezer Recycling | 1.478% | 56.458 | 33.6576 | Residential_2024_SC B_GWh_After Competition Groups_Freezer Recycling
Residential | Res ¦ Energy Star Light Fixture | 2024 | SC B | GWh | After Competition Groups | 26.0234 | 3314291.9738 | 3.3143 | 2277.52 | 0.011426 | 18 | Residential_2024_SC B_GWh_After Competition Groups_18 | Energy Star Light Fixture | 1.143% | 3.3143 | 26.0234 | Residential_2024_SC B_GWh_After Competition Groups_Energy Star Light Fixture
Residential | Res ¦ Energy Star Clothes Dryer | 2024 | SC B | GWh | After Competition Groups | 25.3415 | 4722405.175 | 4.7224 | 2277.52 | 0.011127 | 19 | Residential_2024_SC B_GWh_After Competition Groups_19 | Energy Star Clothes Dryer | 1.113% | 4.7224 | 25.3415 | Residential_2024_SC B_GWh_After Competition Groups_Energy Star Clothes Dryer
Residential | Res ¦ Energy Star Air Source Heat Pump | 2024 | SC B | GWh | After Competition Groups | 24.1095 | 1799532.9687 | 1.7995 | 2277.52 | 0.010586 | 20 | Residential_2024_SC B_GWh_After Competition Groups_20 | Energy Star Air Source Heat Pump | 1.059% | 1.7995 | 24.1095 | Residential_2024_SC B_GWh_After Competition Groups_Energy Star Air Source Heat Pump
Residential | Res ¦ LED Exterior Area Lights - LED Fixture (200W) | 2024 | SC B | GWh | After Competition Groups | 23.7775 | 1457324.309 | 1.4573 | 2277.52 | 0.01044 | 21 | Residential_2024_SC B_GWh_After Competition Groups_21 | LED Exterior Area Lights - LED Fixture (200W) | 1.044% | 1.4573 | 23.7775 | Residential_2024_SC B_GWh_After Competition Groups_LED Exterior Area Lights - LED Fixture (200W)
Residential | Res ¦ Basement Wall Insulation | 2024 | SC B | GWh | After Competition Groups | 22.9708 | 1416512.2117 | 1.4165 | 2277.52 | 0.010086 | 22 | Residential_2024_SC B_GWh_After Competition Groups_22 | Basement Wall Insulation | 1.009% | 1.4165 | 22.9708 | Residential_2024_SC B_GWh_After Competition Groups_Basement Wall Insulation
Residential | Res ¦ Advanced BAS/Controllers | 2024 | SC B | GWh | After Competition Groups | 21.4809 | 1542910.3675 | 1.5429 | 2277.52 | 0.0094317 | 23 | Residential_2024_SC B_GWh_After Competition Groups_23 | Advanced BAS/Controllers | 0.9432% | 1.5429 | 21.4809 | Residential_2024_SC B_GWh_After Competition Groups_Advanced BAS/Controllers
Residential | Res ¦ Furnace Whistle | 2024 | SC B | GWh | After Competition Groups | 18.4999 | 61701.4937 | 0.061701 | 2277.52 | 0.0081228 | 24 | Residential_2024_SC B_GWh_After Competition Groups_24 | Furnace Whistle | 0.8123% | 0.061701 | 18.4999 | Residential_2024_SC B_GWh_After Competition Groups_Furnace Whistle
Residential | Res ¦ Attic Insulation | 2024 | SC B | GWh | After Competition Groups | 17.7174 | 2477539.2999 | 2.4775 | 2277.52 | 0.0077793 | 25 | Residential_2024_SC B_GWh_After Competition Groups_25 | Attic Insulation | 0.7779% | 2.4775 | 17.7174 | Residential_2024_SC B_GWh_After Competition Groups_Attic Insulation
Residential | Res ¦ LED Tube Re-Lamp | 2024 | SC B | GWh | After Competition Groups | 17.0559 | 985385.4094 | 0.98539 | 2277.52 | 0.0074888 | 26 | Residential_2024_SC B_GWh_After Competition Groups_26 | LED Tube Re-Lamp | 0.7489% | 0.98539 | 17.0559 | Residential_2024_SC B_GWh_After Competition Groups_LED Tube Re-Lamp
Residential | Res ¦ Outside Air Economizer | 2024 | SC B | GWh | After Competition Groups | 15.0689 | 315352.1801 | 0.31535 | 2277.52 | 0.0066164 | 27 | Residential_2024_SC B_GWh_After Competition Groups_27 | Outside Air Economizer | 0.6616% | 0.31535 | 15.0689 | Residential_2024_SC B_GWh_After Competition Groups_Outside Air Economizer
Residential | Res ¦ Energy Star Room Air Conditioner | 2024 | SC B | GWh | After Competition Groups | 14.4447 | 1644416.8625 | 1.6444 | 2277.52 | 0.0063423 | 28 | Residential_2024_SC B_GWh_After Competition Groups_28 | Energy Star Room Air Conditioner | 0.6342% | 1.6444 | 14.4447 | Residential_2024_SC B_GWh_After Competition Groups_Energy Star Room Air Conditioner
Residential | Res ¦ ENERGY STAR LED LAMPS (REFLECTOR LAMPs/MR16/PAR 16) | 2024 | SC B | GWh | After Competition Groups | 11.5505 | 207969.4916 | 0.20797 | 2277.52 | 0.0050715 | 29 | Residential_2024_SC B_GWh_After Competition Groups_29 | ENERGY STAR LED LAMPS (REFLECTOR LAMPs/MR16/PAR 16) | 0.5072% | 0.20797 | 11.5505 | Residential_2024_SC B_GWh_After Competition Groups_ENERGY STAR LED LAMPS (REFLECTOR LAMPs/MR16/PAR 16)
Residential | Res ¦ Demand Control Ventilation | 2024 | SC B | GWh | After Competition Groups | 9.9063 | 881977.641 | 0.88198 | 2277.52 | 0.0043496 | 30 | Residential_2024_SC B_GWh_After Competition Groups_30 | Demand Control Ventilation | 0.435% | 0.88198 | 9.9063 | Residential_2024_SC B_GWh_After Competition Groups_Demand Control Ventilation
Residential | Res ¦ Minimize Hot and Warm Clothes Wash | 2024 | SC B | GWh | After Competition Groups | 9.4426 | 0 | 0 | 2277.52 | 0.004146 | 31 | Residential_2024_SC B_GWh_After Competition Groups_31 | Minimize Hot and Warm Clothes Wash | 0.4146% | 0 | 9.4426 | Residential_2024_SC B_GWh_After Competition Groups_Minimize Hot and Warm Clothes Wash
Residential | Res ¦ Energy Star Freezer | 2024 | SC B | GWh | After Competition Groups | 8.6768 | 2859156.4194 | 2.8592 | 2277.52 | 0.0038098 | 32 | Residential_2024_SC B_GWh_After Competition Groups_32 | Energy Star Freezer | 0.381% | 2.8592 | 8.6768 | Residential_2024_SC B_GWh_After Competition Groups_Energy Star Freezer
Residential | Res ¦ Variable Frequency Drive (VFD) | 2024 | SC B | GWh | After Competition Groups | 7.8471 | 374590.4939 | 0.37459 | 2277.52 | 0.0034455 | 33 | Residential_2024_SC B_GWh_After Competition Groups_33 | Variable Frequency Drive (VFD) | 0.3445% | 0.37459 | 7.8471 | Residential_2024_SC B_GWh_After Competition Groups_Variable Frequency Drive (VFD)
Residential | Res ¦ CO Sensors for parking garage exhaust fans | 2024 | SC B | GWh | After Competition Groups | 7.3786 | 585722.2594 | 0.58572 | 2277.52 | 0.0032397 | 34 | Residential_2024_SC B_GWh_After Competition Groups_34 | CO Sensors for parking garage exhaust fans | 0.324% | 0.58572 | 7.3786 | Residential_2024_SC B_GWh_After Competition Groups_CO Sensors for parking garage exhaust fans
Residential | Res ¦ High Efficiency Chiller (avg of water and air cooled) | 2024 | SC B | GWh | After Competition Groups | 6.5783 | 180675.0713 | 0.18068 | 2277.52 | 0.0028884 | 35 | Residential_2024_SC B_GWh_After Competition Groups_35 | High Efficiency Chiller (avg of water and air cooled) | 0.2888% | 0.18068 | 6.5783 | Residential_2024_SC B_GWh_After Competition Groups_High Efficiency Chiller (avg of water and air cooled)
Residential | Res ¦ Energy Star Dehumidifier | 2024 | SC B | GWh | After Competition Groups | 6.0987 | 2884733.9099 | 2.8847 | 2277.52 | 0.0026778 | 36 | Residential_2024_SC B_GWh_After Competition Groups_36 | Energy Star Dehumidifier | 0.2678% | 2.8847 | 6.0987 | Residential_2024_SC B_GWh_After Competition Groups_Energy Star Dehumidifier
Residential | Res ¦ Water Heater Temperature Setback | 2024 | SC B | GWh | After Competition Groups | 5.8642 | 62125.5939 | 0.062126 | 2277.52 | 0.0025748 | 37 | Residential_2024_SC B_GWh_After Competition Groups_37 | Water Heater Temperature Setback | 0.2575% | 0.062126 | 5.8642 | Residential_2024_SC B_GWh_After Competition Groups_Water Heater Temperature Setback
Residential | Res ¦ Floor Insulation | 2024 | SC B | GWh | After Competition Groups | 4.6417 | 1014872.5269 | 1.0149 | 2277.52 | 0.002038 | 38 | Residential_2024_SC B_GWh_After Competition Groups_38 | Floor Insulation | 0.2038% | 1.0149 | 4.6417 | Residential_2024_SC B_GWh_After Competition Groups_Floor Insulation
Residential | Res ¦ Duct Insulation | 2024 | SC B | GWh | After Competition Groups | 4.0187 | 827611.0527 | 0.82761 | 2277.52 | 0.0017645 | 39 | Residential_2024_SC B_GWh_After Competition Groups_39 | Duct Insulation | 0.1765% | 0.82761 | 4.0187 | Residential_2024_SC B_GWh_After Competition Groups_Duct Insulation
Residential | Res ¦ Condensing Make Up Air Unit | 2024 | SC B | GWh | After Competition Groups | 2.8732 | 787297.9368 | 0.7873 | 2277.52 | 0.0012615 | 40 | Residential_2024_SC B_GWh_After Competition Groups_40 | Condensing Make Up Air Unit | 0.1262% | 0.7873 | 2.8732 | Residential_2024_SC B_GWh_After Competition Groups_Condensing Make Up Air Unit
Residential | Res ¦ ENERGY STAR LED Lamps (General Service Lamps) | 2024 | SC B | GWh | After Competition Groups | 2.7581 | 47304.3698 | 0.047304 | 2277.52 | 0.001211 | 41 | Residential_2024_SC B_GWh_After Competition Groups_41 | ENERGY STAR LED Lamps (General Service Lamps) | 0.1211% | 0.047304 | 2.7581 | Residential_2024_SC B_GWh_After Competition Groups_ENERGY STAR LED Lamps (General Service Lamps)
Residential | Res ¦ Heat Recovery Ventilator | 2024 | SC B | GWh | After Competition Groups | 2.6701 | 1686378.2342 | 1.6864 | 2277.52 | 0.0011724 | 42 | Residential_2024_SC B_GWh_After Competition Groups_42 | Heat Recovery Ventilator | 0.1172% | 1.6864 | 2.6701 | Residential_2024_SC B_GWh_After Competition Groups_Heat Recovery Ventilator
Residential | Res ¦ Home Energy Reports | 2024 | SC B | GWh | After Competition Groups | 2.4424 | 161201.6954 | 0.1612 | 2277.52 | 0.0010724 | 43 | Residential_2024_SC B_GWh_After Competition Groups_43 | Home Energy Reports | 0.1072% | 0.1612 | 2.4424 | Residential_2024_SC B_GWh_After Competition Groups_Home Energy Reports
Residential | Res ¦ VFD on Pumps | 2024 | SC B | GWh | After Competition Groups | 2.413 | 140315.1348 | 0.14032 | 2277.52 | 0.0010595 | 44 | Residential_2024_SC B_GWh_After Competition Groups_44 | VFD on Pumps | 0.106% | 0.14032 | 2.413 | Residential_2024_SC B_GWh_After Competition Groups_VFD on Pumps
Residential | Res ¦ Duct Insulation MF | 2024 | SC B | GWh | After Competition Groups | 1.79 | 647851.4188 | 0.64785 | 2277.52 | 0.00078595 | 45 | Residential_2024_SC B_GWh_After Competition Groups_45 | Duct Insulation MF | 0.0786% | 0.64785 | 1.79 | Residential_2024_SC B_GWh_After Competition Groups_Duct Insulation MF
Residential | Res ¦ ECM MOTORS FOR HVAC APPLICATION (FAN-POWERED VAV BOX) | 2024 | SC B | GWh | After Competition Groups | 1.1614 | 64435.6161 | 0.064436 | 2277.52 | 0.00050993 | 46 | Residential_2024_SC B_GWh_After Competition Groups_46 | ECM MOTORS FOR HVAC APPLICATION (FAN-POWERED VAV BOX) | 0.05099% | 0.064436 | 1.1614 | Residential_2024_SC B_GWh_After Competition Groups_ECM MOTORS FOR HVAC APPLICATION (FAN-POWERED VAV BOX)
Residential | Res ¦ Beverage Vending Machine Controls | 2024 | SC B | GWh | After Competition Groups | 0.6462 | 23420.6806 | 0.023421 | 2277.52 | 0.00028373 | 47 | Residential_2024_SC B_GWh_After Competition Groups_47 | Beverage Vending Machine Controls | 0.02837% | 0.023421 | 0.6462 | Residential_2024_SC B_GWh_After Competition Groups_Beverage Vending Machine Controls
Residential | Res ¦ Tankless Water Heater | 2024 | SC B | GWh | After Competition Groups | 0.36872 | 97093.8906 | 0.097094 | 2277.52 | 0.0001619 | 48 | Residential_2024_SC B_GWh_After Competition Groups_48 | Tankless Water Heater | 0.01619% | 0.097094 | 0.36872 | Residential_2024_SC B_GWh_After Competition Groups_Tankless Water Heater
Residential | Res ¦ LED High Bay Fixture | 2024 | SC B | GWh | After Competition Groups | 0.096575 | 35797.7316 | 0.035798 | 2277.52 | 4.2403e-05 | 49 | Residential_2024_SC B_GWh_After Competition Groups_49 | LED High Bay Fixture | 0.00424% | 0.035798 | 0.096575 | Residential_2024_SC B_GWh_After Competition Groups_LED High Bay Fixture
Residential | Res ¦ Chilled Water Optimization | 2024 | SC B | GWh | After Competition Groups | 0.071933 | 142.804 | 0.0001428 | 2277.52 | 3.1584e-05 | 50 | Residential_2024_SC B_GWh_After Competition Groups_50 | Chilled Water Optimization | 0.003158% | 0.0001428 | 0.071933 | Residential_2024_SC B_GWh_After Competition Groups_Chilled Water Optimization
Residential | Res ¦ Wall Insulation | 2024 | SC B | GWh | After Competition Groups | 0.066718 | 0 | 0 | 2277.52 | 2.9294e-05 | 51 | Residential_2024_SC B_GWh_After Competition Groups_51 | Wall Insulation | 0.002929% | 0 | 0.066718 | Residential_2024_SC B_GWh_After Competition Groups_Wall Insulation
Residential | Res ¦ Wall Insulation MF | 2024 | SC B | GWh | After Competition Groups | 0.0040463 | 0 | 0 | 2277.52 | 1.7766e-06 | 52 | Residential_2024_SC B_GWh_After Competition Groups_52 | Wall Insulation MF | 0.0001777% | 0 | 0.0040463 | Residential_2024_SC B_GWh_After Competition Groups_Wall Insulation MF
Residential | Res ¦ Heavy Duty Outdoor/Holiday Plug-in Timers | 2024 | SC B | GWh | After Competition Groups | 0 | 0 | 0 | 2277.52 | 0 | 53 | Residential_2024_SC B_GWh_After Competition Groups_53 | Heavy Duty Outdoor/Holiday Plug-in Timers | 0% | 0 | 0 | Residential_2024_SC B_GWh_After Competition Groups_Heavy Duty Outdoor/Holiday Plug-in Timers
Residential | Res ¦ LED Downlight | 2024 | SC B | GWh | After Competition Groups | 0 | 0 | 0 | 2277.52 | 0 | 54 | Residential_2024_SC B_GWh_After Competition Groups_54 | LED Downlight | 0% | 0 | 0 | Residential_2024_SC B_GWh_After Competition Groups_LED Downlight
Residential | Res ¦ Smart Burners | 2024 | SC B | GWh | After Competition Groups | 0 | 0 | 0 | 2277.52 | 0 | 55 | Residential_2024_SC B_GWh_After Competition Groups_55 | Smart Burners | 0% | 0 | 0 | Residential_2024_SC B_GWh_After Competition Groups_Smart Burners
Residential | Res ¦ Smart Power Bar | 2024 | SC B | GWh | After Competition Groups | 0 | 0 | 0 | 2277.52 | 0 | 56 | Residential_2024_SC B_GWh_After Competition Groups_56 | Smart Power Bar | 0% | 0 | 0 | Residential_2024_SC B_GWh_After Competition Groups_Smart Power Bar
Residential | Res ¦ Energy Star LED Specialty Bulbs | 2024 | SC C | GWh | After Competition Groups | 425.6765 | 195726.1335 | 0.19573 | 1593.3861 | 0.26715 | 1 | Residential_2024_SC C_GWh_After Competition Groups_1 | Energy Star LED Specialty Bulbs | 26.72% | 0.19573 | 425.6765 | Residential_2024_SC C_GWh_After Competition Groups_Energy Star LED Specialty Bulbs
Residential | Res ¦ Energy Star Clothes Washer | 2024 | SC C | GWh | After Competition Groups | 199.9622 | 15232927.1798 | 15.2329 | 1593.3861 | 0.1255 | 2 | Residential_2024_SC C_GWh_After Competition Groups_2 | Energy Star Clothes Washer | 12.55% | 15.2329 | 199.9622 | Residential_2024_SC C_GWh_After Competition Groups_Energy Star Clothes Washer
Residential | Res ¦ Energy Star A Line, PAR, MR Lamps | 2024 | SC C | GWh | After Competition Groups | 151.3164 | 214349.2422 | 0.21435 | 1593.3861 | 0.094965 | 3 | Residential_2024_SC C_GWh_After Competition Groups_3 | Energy Star A Line, PAR, MR Lamps | 9.497% | 0.21435 | 151.3164 | Residential_2024_SC C_GWh_After Competition Groups_Energy Star A Line, PAR, MR Lamps
Residential | Res ¦ Ductless Mini-Split Heat Pump | 2024 | SC C | GWh | After Competition Groups | 90.1994 | 2922310.1706 | 2.9223 | 1593.3861 | 0.056609 | 4 | Residential_2024_SC C_GWh_After Competition Groups_4 | Ductless Mini-Split Heat Pump | 5.661% | 2.9223 | 90.1994 | Residential_2024_SC C_GWh_After Competition Groups_Ductless Mini-Split Heat Pump
Residential | Res ¦ Variable Speed Pool Pump Motor | 2024 | SC C | GWh | After Competition Groups | 73.147 | 4356944.3228 | 4.3569 | 1593.3861 | 0.045907 | 5 | Residential_2024_SC C_GWh_After Competition Groups_5 | Variable Speed Pool Pump Motor | 4.591% | 4.3569 | 73.147 | Residential_2024_SC C_GWh_After Competition Groups_Variable Speed Pool Pump Motor
Residential | Res ¦ Car Block Heater Timer | 2024 | SC C | GWh | After Competition Groups | 68.3981 | 306488.8726 | 0.30649 | 1593.3861 | 0.042926 | 6 | Residential_2024_SC C_GWh_After Competition Groups_6 | Car Block Heater Timer | 4.293% | 0.30649 | 68.3981 | Residential_2024_SC C_GWh_After Competition Groups_Car Block Heater Timer
Residential | Res ¦ Adaptive Thermostat | 2024 | SC C | GWh | After Competition Groups | 60.5414 | 4496524.4818 | 4.4965 | 1593.3861 | 0.037995 | 7 | Residential_2024_SC C_GWh_After Competition Groups_7 | Adaptive Thermostat | 3.8% | 4.4965 | 60.5414 | Residential_2024_SC C_GWh_After Competition Groups_Adaptive Thermostat
Residential | Res ¦ Building Recommissioning, Operations and Maintenance (O&M) Improvements | 2024 | SC C | GWh | After Competition Groups | 56.6876 | 133063.4814 | 0.13306 | 1593.3861 | 0.035577 | 8 | Residential_2024_SC C_GWh_After Competition Groups_8 | Building Recommissioning, Operations and Maintenance (O&M) Improvements | 3.558% | 0.13306 | 56.6876 | Residential_2024_SC C_GWh_After Competition Groups_Building Recommissioning, Operations and Maintenance (O&M) Improvements
Residential | Res ¦ LED Parking Lot Fixture | 2024 | SC C | GWh | After Competition Groups | 49.6255 | 0 | 0 | 1593.3861 | 0.031145 | 9 | Residential_2024_SC C_GWh_After Competition Groups_9 | LED Parking Lot Fixture | 3.114% | 0 | 49.6255 | Residential_2024_SC C_GWh_After Competition Groups_LED Parking Lot Fixture
Residential | Res ¦ Energy Star Torchiere | 2024 | SC C | GWh | After Competition Groups | 40.8565 | 827486.8692 | 0.82749 | 1593.3861 | 0.025641 | 10 | Residential_2024_SC C_GWh_After Competition Groups_10 | Energy Star Torchiere | 2.564% | 0.82749 | 40.8565 | Residential_2024_SC C_GWh_After Competition Groups_Energy Star Torchiere
Residential | Res ¦ Air Sealing | 2024 | SC C | GWh | After Competition Groups | 40.2674 | 3320659.5675 | 3.3207 | 1593.3861 | 0.025272 | 11 | Residential_2024_SC C_GWh_After Competition Groups_11 | Air Sealing | 2.527% | 3.3207 | 40.2674 | Residential_2024_SC C_GWh_After Competition Groups_Air Sealing
Residential | Res ¦ Comprehensive Draft Proofing | 2024 | SC C | GWh | After Competition Groups | 28.832 | 0 | 0 | 1593.3861 | 0.018095 | 12 | Residential_2024_SC C_GWh_After Competition Groups_12 | Comprehensive Draft Proofing | 1.809% | 0 | 28.832 | Residential_2024_SC C_GWh_After Competition Groups_Comprehensive Draft Proofing
Residential | Res ¦ Energy Star LED Bulbs General Purpose LEDs | 2024 | SC C | GWh | After Competition Groups | 26.5877 | 345140.1958 | 0.34514 | 1593.3861 | 0.016686 | 13 | Residential_2024_SC C_GWh_After Competition Groups_13 | Energy Star LED Bulbs General Purpose LEDs | 1.669% | 0.34514 | 26.5877 | Residential_2024_SC C_GWh_After Competition Groups_Energy Star LED Bulbs General Purpose LEDs
Residential | Res ¦ Energy Star Clothes Dryer | 2024 | SC C | GWh | After Competition Groups | 25.3484 | 4724203.8933 | 4.7242 | 1593.3861 | 0.015908 | 14 | Residential_2024_SC C_GWh_After Competition Groups_14 | Energy Star Clothes Dryer | 1.591% | 4.7242 | 25.3484 | Residential_2024_SC C_GWh_After Competition Groups_Energy Star Clothes Dryer
Residential | Res ¦ LED Exterior Area Lights - LED Fixture (200W) | 2024 | SC C | GWh | After Competition Groups | 23.7775 | 1457470.056 | 1.4575 | 1593.3861 | 0.014923 | 15 | Residential_2024_SC C_GWh_After Competition Groups_15 | LED Exterior Area Lights - LED Fixture (200W) | 1.492% | 1.4575 | 23.7775 | Residential_2024_SC C_GWh_After Competition Groups_LED Exterior Area Lights - LED Fixture (200W)
Residential | Res ¦ Energy Star Light Fixture | 2024 | SC C | GWh | After Competition Groups | 23.7187 | 2942551.9749 | 2.9426 | 1593.3861 | 0.014886 | 16 | Residential_2024_SC C_GWh_After Competition Groups_16 | Energy Star Light Fixture | 1.489% | 2.9426 | 23.7187 | Residential_2024_SC C_GWh_After Competition Groups_Energy Star Light Fixture
Residential | Res ¦ Basement Wall Insulation | 2024 | SC C | GWh | After Competition Groups | 22.9739 | 1416850.3745 | 1.4169 | 1593.3861 | 0.014418 | 17 | Residential_2024_SC C_GWh_After Competition Groups_17 | Basement Wall Insulation | 1.442% | 1.4169 | 22.9739 | Residential_2024_SC C_GWh_After Competition Groups_Basement Wall Insulation
Residential | Res ¦ Occupancy Sensors MF | 2024 | SC C | GWh | After Competition Groups | 18.5302 | 16367.689 | 0.016368 | 1593.3861 | 0.011629 | 18 | Residential_2024_SC C_GWh_After Competition Groups_18 | Occupancy Sensors MF | 1.163% | 0.016368 | 18.5302 | Residential_2024_SC C_GWh_After Competition Groups_Occupancy Sensors MF
Residential | Res ¦ Attic Insulation | 2024 | SC C | GWh | After Competition Groups | 17.347 | 2478607.4012 | 2.4786 | 1593.3861 | 0.010887 | 19 | Residential_2024_SC C_GWh_After Competition Groups_19 | Attic Insulation | 1.089% | 2.4786 | 17.347 | Residential_2024_SC C_GWh_After Competition Groups_Attic Insulation
Residential | Res ¦ LED Tube Re-Lamp | 2024 | SC C | GWh | After Competition Groups | 17.0559 | 985483.9578 | 0.98548 | 1593.3861 | 0.010704 | 20 | Residential_2024_SC C_GWh_After Competition Groups_20 | LED Tube Re-Lamp | 1.07% | 0.98548 | 17.0559 | Residential_2024_SC C_GWh_After Competition Groups_LED Tube Re-Lamp
Residential | Res ¦ Energy Star Air Source Heat Pump | 2024 | SC C | GWh | After Competition Groups | 15.9815 | 1038334.5918 | 1.0383 | 1593.3861 | 0.01003 | 21 | Residential_2024_SC C_GWh_After Competition Groups_21 | Energy Star Air Source Heat Pump | 1.003% | 1.0383 | 15.9815 | Residential_2024_SC C_GWh_After Competition Groups_Energy Star Air Source Heat Pump
Residential | Res ¦ Refrigerator Recycling | 2024 | SC C | GWh | After Competition Groups | 14.8597 | 1107778.8829 | 1.1078 | 1593.3861 | 0.0093259 | 22 | Residential_2024_SC C_GWh_After Competition Groups_22 | Refrigerator Recycling | 0.9326% | 1.1078 | 14.8597 | Residential_2024_SC C_GWh_After Competition Groups_Refrigerator Recycling
Residential | Res ¦ Energy Star Room Air Conditioner | 2024 | SC C | GWh | After Competition Groups | 11.8308 | 1226615.8496 | 1.2266 | 1593.3861 | 0.0074249 | 23 | Residential_2024_SC C_GWh_After Competition Groups_23 | Energy Star Room Air Conditioner | 0.7425% | 1.2266 | 11.8308 | Residential_2024_SC C_GWh_After Competition Groups_Energy Star Room Air Conditioner
Residential | Res ¦ ENERGY STAR LED LAMPS (REFLECTOR LAMPs/MR16/PAR 16) | 2024 | SC C | GWh | After Competition Groups | 11.5505 | 207990.2907 | 0.20799 | 1593.3861 | 0.007249 | 24 | Residential_2024_SC C_GWh_After Competition Groups_24 | ENERGY STAR LED LAMPS (REFLECTOR LAMPs/MR16/PAR 16) | 0.7249% | 0.20799 | 11.5505 | Residential_2024_SC C_GWh_After Competition Groups_ENERGY STAR LED LAMPS (REFLECTOR LAMPs/MR16/PAR 16)
Residential | Res ¦ Minimize Hot and Warm Clothes Wash | 2024 | SC C | GWh | After Competition Groups | 9.4426 | 0 | 0 | 1593.3861 | 0.0059261 | 25 | Residential_2024_SC C_GWh_After Competition Groups_25 | Minimize Hot and Warm Clothes Wash | 0.5926% | 0 | 9.4426 | Residential_2024_SC C_GWh_After Competition Groups_Minimize Hot and Warm Clothes Wash
Residential | Res ¦ Outside Air Economizer | 2024 | SC C | GWh | After Competition Groups | 8.5852 | 178997.6337 | 0.179 | 1593.3861 | 0.005388 | 26 | Residential_2024_SC C_GWh_After Competition Groups_26 | Outside Air Economizer | 0.5388% | 0.179 | 8.5852 | Residential_2024_SC C_GWh_After Competition Groups_Outside Air Economizer
Residential | Res ¦ Advanced BAS/Controllers | 2024 | SC C | GWh | After Competition Groups | 8.2969 | 650611.4743 | 0.65061 | 1593.3861 | 0.0052071 | 27 | Residential_2024_SC C_GWh_After Competition Groups_27 | Advanced BAS/Controllers | 0.5207% | 0.65061 | 8.2969 | Residential_2024_SC C_GWh_After Competition Groups_Advanced BAS/Controllers
Residential | Res ¦ Furnace Whistle | 2024 | SC C | GWh | After Competition Groups | 7.1444 | 26015.0736 | 0.026015 | 1593.3861 | 0.0044838 | 28 | Residential_2024_SC C_GWh_After Competition Groups_28 | Furnace Whistle | 0.4484% | 0.026015 | 7.1444 | Residential_2024_SC C_GWh_After Competition Groups_Furnace Whistle
Residential | Res ¦ Energy Star Freezer | 2024 | SC C | GWh | After Competition Groups | 6.5462 | 2153068.8727 | 2.1531 | 1593.3861 | 0.0041084 | 29 | Residential_2024_SC C_GWh_After Competition Groups_29 | Energy Star Freezer | 0.4108% | 2.1531 | 6.5462 | Residential_2024_SC C_GWh_After Competition Groups_Energy Star Freezer
Residential | Res ¦ High Efficiency Chiller (avg of water and air cooled) | 2024 | SC C | GWh | After Competition Groups | 6.3839 | 172883.509 | 0.17288 | 1593.3861 | 0.0040065 | 30 | Residential_2024_SC C_GWh_After Competition Groups_30 | High Efficiency Chiller (avg of water and air cooled) | 0.4006% | 0.17288 | 6.3839 | Residential_2024_SC C_GWh_After Competition Groups_High Efficiency Chiller (avg of water and air cooled)
Residential | Res ¦ Demand Control Ventilation | 2024 | SC C | GWh | After Competition Groups | 3.8265 | 372073.042 | 0.37207 | 1593.3861 | 0.0024015 | 31 | Residential_2024_SC C_GWh_After Competition Groups_31 | Demand Control Ventilation | 0.2402% | 0.37207 | 3.8265 | Residential_2024_SC C_GWh_After Competition Groups_Demand Control Ventilation
Residential | Res ¦ Floor Insulation | 2024 | SC C | GWh | After Competition Groups | 3.6484 | 1015650.4796 | 1.0157 | 1593.3861 | 0.0022897 | 32 | Residential_2024_SC C_GWh_After Competition Groups_32 | Floor Insulation | 0.229% | 1.0157 | 3.6484 | Residential_2024_SC C_GWh_After Competition Groups_Floor Insulation
Residential | Res ¦ CO Sensors for parking garage exhaust fans | 2024 | SC C | GWh | After Competition Groups | 3.1106 | 264984.6006 | 0.26498 | 1593.3861 | 0.0019522 | 33 | Residential_2024_SC C_GWh_After Competition Groups_33 | CO Sensors for parking garage exhaust fans | 0.1952% | 0.26498 | 3.1106 | Residential_2024_SC C_GWh_After Competition Groups_CO Sensors for parking garage exhaust fans
Residential | Res ¦ Variable Frequency Drive (VFD) | 2024 | SC C | GWh | After Competition Groups | 3.0307 | 157945.9184 | 0.15795 | 1593.3861 | 0.001902 | 34 | Residential_2024_SC C_GWh_After Competition Groups_34 | Variable Frequency Drive (VFD) | 0.1902% | 0.15795 | 3.0307 | Residential_2024_SC C_GWh_After Competition Groups_Variable Frequency Drive (VFD)
Residential | Res ¦ ENERGY STAR LED Lamps (General Service Lamps) | 2024 | SC C | GWh | After Competition Groups | 2.7581 | 47309.1008 | 0.047309 | 1593.3861 | 0.0017309 | 35 | Residential_2024_SC C_GWh_After Competition Groups_35 | ENERGY STAR LED Lamps (General Service Lamps) | 0.1731% | 0.047309 | 2.7581 | Residential_2024_SC C_GWh_After Competition Groups_ENERGY STAR LED Lamps (General Service Lamps)
Residential | Res ¦ Home Energy Reports | 2024 | SC C | GWh | After Competition Groups | 2.4424 | 161201.6954 | 0.1612 | 1593.3861 | 0.0015329 | 36 | Residential_2024_SC C_GWh_After Competition Groups_36 | Home Energy Reports | 0.1533% | 0.1612 | 2.4424 | Residential_2024_SC C_GWh_After Competition Groups_Home Energy Reports
Residential | Res ¦ Water Heater Temperature Setback | 2024 | SC C | GWh | After Competition Groups | 2.2647 | 26194.1179 | 0.026194 | 1593.3861 | 0.0014213 | 37 | Residential_2024_SC C_GWh_After Competition Groups_37 | Water Heater Temperature Setback | 0.1421% | 0.026194 | 2.2647 | Residential_2024_SC C_GWh_After Competition Groups_Water Heater Temperature Setback
Residential | Res ¦ Energy Star Dehumidifier | 2024 | SC C | GWh | After Competition Groups | 2.2624 | 1066946.9028 | 1.0669 | 1593.3861 | 0.0014199 | 38 | Residential_2024_SC C_GWh_After Competition Groups_38 | Energy Star Dehumidifier | 0.142% | 1.0669 | 2.2624 | Residential_2024_SC C_GWh_After Competition Groups_Energy Star Dehumidifier
Residential | Res ¦ Condensing Make Up Air Unit | 2024 | SC C | GWh | After Competition Groups | 2.0952 | 513256.4109 | 0.51326 | 1593.3861 | 0.0013149 | 39 | Residential_2024_SC C_GWh_After Competition Groups_39 | Condensing Make Up Air Unit | 0.1315% | 0.51326 | 2.0952 | Residential_2024_SC C_GWh_After Competition Groups_Condensing Make Up Air Unit
Residential | Res ¦ Duct Insulation MF | 2024 | SC C | GWh | After Competition Groups | 1.6466 | 648483.5497 | 0.64848 | 1593.3861 | 0.0010334 | 40 | Residential_2024_SC C_GWh_After Competition Groups_40 | Duct Insulation MF | 0.1033% | 0.64848 | 1.6466 | Residential_2024_SC C_GWh_After Competition Groups_Duct Insulation MF
Residential | Res ¦ Duct Insulation | 2024 | SC C | GWh | After Competition Groups | 1.273 | 830030.7317 | 0.83003 | 1593.3861 | 0.00079895 | 41 | Residential_2024_SC C_GWh_After Competition Groups_41 | Duct Insulation | 0.0799% | 0.83003 | 1.273 | Residential_2024_SC C_GWh_After Competition Groups_Duct Insulation
Residential | Res ¦ Clothes Drying Racks | 2024 | SC C | GWh | After Competition Groups | 0.94231 | 0 | 0 | 1593.3861 | 0.00059139 | 42 | Residential_2024_SC C_GWh_After Competition Groups_42 | Clothes Drying Racks | 0.05914% | 0 | 0.94231 | Residential_2024_SC C_GWh_After Competition Groups_Clothes Drying Racks
Residential | Res ¦ VFD on Pumps | 2024 | SC C | GWh | After Competition Groups | 0.93196 | 59164.5396 | 0.059165 | 1593.3861 | 0.00058489 | 43 | Residential_2024_SC C_GWh_After Competition Groups_43 | VFD on Pumps | 0.05849% | 0.059165 | 0.93196 | Residential_2024_SC C_GWh_After Competition Groups_VFD on Pumps
Residential | Res ¦ Heat Recovery Ventilator | 2024 | SC C | GWh | After Competition Groups | 0.58499 | 735866.5409 | 0.73587 | 1593.3861 | 0.00036714 | 44 | Residential_2024_SC C_GWh_After Competition Groups_44 | Heat Recovery Ventilator | 0.03671% | 0.73587 | 0.58499 | Residential_2024_SC C_GWh_After Competition Groups_Heat Recovery Ventilator
Residential | Res ¦ ECM MOTORS FOR HVAC APPLICATION (FAN-POWERED VAV BOX) | 2024 | SC C | GWh | After Competition Groups | 0.47116 | 28154.4035 | 0.028154 | 1593.3861 | 0.0002957 | 45 | Residential_2024_SC C_GWh_After Competition Groups_45 | ECM MOTORS FOR HVAC APPLICATION (FAN-POWERED VAV BOX) | 0.02957% | 0.028154 | 0.47116 | Residential_2024_SC C_GWh_After Competition Groups_ECM MOTORS FOR HVAC APPLICATION (FAN-POWERED VAV BOX)
Residential | Res ¦ Beverage Vending Machine Controls | 2024 | SC C | GWh | After Competition Groups | 0.2576 | 9758.4274 | 0.0097584 | 1593.3861 | 0.00016167 | 46 | Residential_2024_SC C_GWh_After Competition Groups_46 | Beverage Vending Machine Controls | 0.01617% | 0.0097584 | 0.2576 | Residential_2024_SC C_GWh_After Competition Groups_Beverage Vending Machine Controls
Residential | Res ¦ Tankless Water Heater | 2024 | SC C | GWh | After Competition Groups | 0.20832 | 53690.145 | 0.05369 | 1593.3861 | 0.00013074 | 47 | Residential_2024_SC C_GWh_After Competition Groups_47 | Tankless Water Heater | 0.01307% | 0.05369 | 0.20832 | Residential_2024_SC C_GWh_After Competition Groups_Tankless Water Heater
Residential | Res ¦ LED High Bay Fixture | 2024 | SC C | GWh | After Competition Groups | 0.096575 | 35801.3117 | 0.035801 | 1593.3861 | 6.061e-05 | 48 | Residential_2024_SC C_GWh_After Competition Groups_48 | LED High Bay Fixture | 0.006061% | 0.035801 | 0.096575 | Residential_2024_SC C_GWh_After Competition Groups_LED High Bay Fixture
Residential | Res ¦ Chilled Water Optimization | 2024 | SC C | GWh | After Competition Groups | 0.053207 | 94.6414 | 9.4641e-05 | 1593.3861 | 3.3392e-05 | 49 | Residential_2024_SC C_GWh_After Competition Groups_49 | Chilled Water Optimization | 0.003339% | 9.4641e-05 | 0.053207 | Residential_2024_SC C_GWh_After Competition Groups_Chilled Water Optimization
Residential | Res ¦ Wall Insulation | 2024 | SC C | GWh | After Competition Groups | 0.0053253 | 0 | 0 | 1593.3861 | 3.3421e-06 | 50 | Residential_2024_SC C_GWh_After Competition Groups_50 | Wall Insulation | 0.0003342% | 0 | 0.0053253 | Residential_2024_SC C_GWh_After Competition Groups_Wall Insulation
Residential | Res ¦ Wall Insulation MF | 2024 | SC C | GWh | After Competition Groups | 0.0040465 | 0 | 0 | 1593.3861 | 2.5396e-06 | 51 | Residential_2024_SC C_GWh_After Competition Groups_51 | Wall Insulation MF | 0.000254% | 0 | 0.0040465 | Residential_2024_SC C_GWh_After Competition Groups_Wall Insulation MF
Residential | Res ¦ Freezer Recycling | 2024 | SC C | GWh | After Competition Groups | 0.00096818 | 0 | 0 | 1593.3861 | 6.0762e-07 | 52 | Residential_2024_SC C_GWh_After Competition Groups_52 | Freezer Recycling | 6.076e-05% | 0 | 0.00096818 | Residential_2024_SC C_GWh_After Competition Groups_Freezer Recycling
Residential | Res ¦ Heavy Duty Outdoor/Holiday Plug-in Timers | 2024 | SC C | GWh | After Competition Groups | 0 | 0 | 0 | 1593.3861 | 0 | 53 | Residential_2024_SC C_GWh_After Competition Groups_53 | Heavy Duty Outdoor/Holiday Plug-in Timers | 0% | 0 | 0 | Residential_2024_SC C_GWh_After Competition Groups_Heavy Duty Outdoor/Holiday Plug-in Timers
Residential | Res ¦ LED Downlight | 2024 | SC C | GWh | After Competition Groups | 0 | 0 | 0 | 1593.3861 | 0 | 54 | Residential_2024_SC C_GWh_After Competition Groups_54 | LED Downlight | 0% | 0 | 0 | Residential_2024_SC C_GWh_After Competition Groups_LED Downlight
Residential | Res ¦ Smart Burners | 2024 | SC C | GWh | After Competition Groups | 0 | 0 | 0 | 1593.3861 | 0 | 55 | Residential_2024_SC C_GWh_After Competition Groups_55 | Smart Burners | 0% | 0 | 0 | Residential_2024_SC C_GWh_After Competition Groups_Smart Burners
Residential | Res ¦ Smart Power Bar | 2024 | SC C | GWh | After Competition Groups | 0 | 0 | 0 | 1593.3861 | 0 | 56 | Residential_2024_SC C_GWh_After Competition Groups_56 | Smart Power Bar | 0% | 0 | 0 | Residential_2024_SC C_GWh_After Competition Groups_Smart Power Bar
Residential | Res ¦ Energy Star LED Specialty Bulbs | 2024 | SC D | GWh | After Competition Groups | 241.636 | 0 | 0 | 1323.7409 | 0.18254 | 1 | Residential_2024_SC D_GWh_After Competition Groups_1 | Energy Star LED Specialty Bulbs | 18.25% | 0 | 241.636 | Residential_2024_SC D_GWh_After Competition Groups_Energy Star LED Specialty Bulbs
Residential | Res ¦ Energy Star LED Bulbs General Purpose LEDs | 2024 | SC D | GWh | After Competition Groups | 224.2726 | 0 | 0 | 1323.7409 | 0.16942 | 2 | Residential_2024_SC D_GWh_After Competition Groups_2 | Energy Star LED Bulbs General Purpose LEDs | 16.94% | 0 | 224.2726 | Residential_2024_SC D_GWh_After Competition Groups_Energy Star LED Bulbs General Purpose LEDs
Residential | Res ¦ Energy Star A Line, PAR, MR Lamps | 2024 | SC D | GWh | After Competition Groups | 151.7591 | 0 | 0 | 1323.7409 | 0.11464 | 3 | Residential_2024_SC D_GWh_After Competition Groups_3 | Energy Star A Line, PAR, MR Lamps | 11.46% | 0 | 151.7591 | Residential_2024_SC D_GWh_After Competition Groups_Energy Star A Line, PAR, MR Lamps
Residential | Res ¦ Energy Star Clothes Washer | 2024 | SC D | GWh | After Competition Groups | 123.2065 | 0 | 0 | 1323.7409 | 0.093074 | 4 | Residential_2024_SC D_GWh_After Competition Groups_4 | Energy Star Clothes Washer | 9.307% | 0 | 123.2065 | Residential_2024_SC D_GWh_After Competition Groups_Energy Star Clothes Washer
Residential | Res ¦ Ductless Mini-Split Heat Pump | 2024 | SC D | GWh | After Competition Groups | 90.2002 | 0 | 0 | 1323.7409 | 0.06814 | 5 | Residential_2024_SC D_GWh_After Competition Groups_5 | Ductless Mini-Split Heat Pump | 6.814% | 0 | 90.2002 | Residential_2024_SC D_GWh_After Competition Groups_Ductless Mini-Split Heat Pump
Residential | Res ¦ Building Recommissioning, Operations and Maintenance (O&M) Improvements | 2024 | SC D | GWh | After Competition Groups | 56.6876 | 0 | 0 | 1323.7409 | 0.042824 | 6 | Residential_2024_SC D_GWh_After Competition Groups_6 | Building Recommissioning, Operations and Maintenance (O&M) Improvements | 4.282% | 0 | 56.6876 | Residential_2024_SC D_GWh_After Competition Groups_Building Recommissioning, Operations and Maintenance (O&M) Improvements
Residential | Res ¦ LED Parking Lot Fixture | 2024 | SC D | GWh | After Competition Groups | 49.6255 | 0 | 0 | 1323.7409 | 0.037489 | 7 | Residential_2024_SC D_GWh_After Competition Groups_7 | LED Parking Lot Fixture | 3.749% | 0 | 49.6255 | Residential_2024_SC D_GWh_After Competition Groups_LED Parking Lot Fixture
Residential | Res ¦ Variable Speed Pool Pump Motor | 2024 | SC D | GWh | After Competition Groups | 47.3709 | 0 | 0 | 1323.7409 | 0.035786 | 8 | Residential_2024_SC D_GWh_After Competition Groups_8 | Variable Speed Pool Pump Motor | 3.579% | 0 | 47.3709 | Residential_2024_SC D_GWh_After Competition Groups_Variable Speed Pool Pump Motor
Residential | Res ¦ Adaptive Thermostat | 2024 | SC D | GWh | After Competition Groups | 36.3419 | 0 | 0 | 1323.7409 | 0.027454 | 9 | Residential_2024_SC D_GWh_After Competition Groups_9 | Adaptive Thermostat | 2.745% | 0 | 36.3419 | Residential_2024_SC D_GWh_After Competition Groups_Adaptive Thermostat
Residential | Res ¦ Energy Star Torchiere | 2024 | SC D | GWh | After Competition Groups | 36.049 | 0 | 0 | 1323.7409 | 0.027233 | 10 | Residential_2024_SC D_GWh_After Competition Groups_10 | Energy Star Torchiere | 2.723% | 0 | 36.049 | Residential_2024_SC D_GWh_After Competition Groups_Energy Star Torchiere
Residential | Res ¦ Comprehensive Draft Proofing | 2024 | SC D | GWh | After Competition Groups | 25.7743 | 0 | 0 | 1323.7409 | 0.019471 | 11 | Residential_2024_SC D_GWh_After Competition Groups_11 | Comprehensive Draft Proofing | 1.947% | 0 | 25.7743 | Residential_2024_SC D_GWh_After Competition Groups_Comprehensive Draft Proofing
Residential | Res ¦ Basement Wall Insulation | 2024 | SC D | GWh | After Competition Groups | 22.1465 | 0 | 0 | 1323.7409 | 0.01673 | 12 | Residential_2024_SC D_GWh_After Competition Groups_12 | Basement Wall Insulation | 1.673% | 0 | 22.1465 | Residential_2024_SC D_GWh_After Competition Groups_Basement Wall Insulation
Residential | Res ¦ LED Exterior Area Lights - LED Fixture (200W) | 2024 | SC D | GWh | After Competition Groups | 20.7503 | 0 | 0 | 1323.7409 | 0.015675 | 13 | Residential_2024_SC D_GWh_After Competition Groups_13 | LED Exterior Area Lights - LED Fixture (200W) | 1.568% | 0 | 20.7503 | Residential_2024_SC D_GWh_After Competition Groups_LED Exterior Area Lights - LED Fixture (200W)
Residential | Res ¦ Occupancy Sensors MF | 2024 | SC D | GWh | After Competition Groups | 18.5302 | 0 | 0 | 1323.7409 | 0.013998 | 14 | Residential_2024_SC D_GWh_After Competition Groups_14 | Occupancy Sensors MF | 1.4% | 0 | 18.5302 | Residential_2024_SC D_GWh_After Competition Groups_Occupancy Sensors MF
Residential | Res ¦ LED Tube Re-Lamp | 2024 | SC D | GWh | After Competition Groups | 16.9601 | 0 | 0 | 1323.7409 | 0.012812 | 15 | Residential_2024_SC D_GWh_After Competition Groups_15 | LED Tube Re-Lamp | 1.281% | 0 | 16.9601 | Residential_2024_SC D_GWh_After Competition Groups_LED Tube Re-Lamp
Residential | Res ¦ Air Sealing | 2024 | SC D | GWh | After Competition Groups | 16.7227 | 0 | 0 | 1323.7409 | 0.012633 | 16 | Residential_2024_SC D_GWh_After Competition Groups_16 | Air Sealing | 1.263% | 0 | 16.7227 | Residential_2024_SC D_GWh_After Competition Groups_Air Sealing
Residential | Res ¦ Energy Star Air Source Heat Pump | 2024 | SC D | GWh | After Competition Groups | 15.9815 | 0 | 0 | 1323.7409 | 0.012073 | 17 | Residential_2024_SC D_GWh_After Competition Groups_17 | Energy Star Air Source Heat Pump | 1.207% | 0 | 15.9815 | Residential_2024_SC D_GWh_After Competition Groups_Energy Star Air Source Heat Pump
Residential | Res ¦ Energy Star Light Fixture | 2024 | SC D | GWh | After Competition Groups | 14.2381 | 0 | 0 | 1323.7409 | 0.010756 | 18 | Residential_2024_SC D_GWh_After Competition Groups_18 | Energy Star Light Fixture | 1.076% | 0 | 14.2381 | Residential_2024_SC D_GWh_After Competition Groups_Energy Star Light Fixture
Residential | Res ¦ Energy Star Clothes Dryer | 2024 | SC D | GWh | After Competition Groups | 12.2547 | 0 | 0 | 1323.7409 | 0.0092576 | 19 | Residential_2024_SC D_GWh_After Competition Groups_19 | Energy Star Clothes Dryer | 0.9258% | 0 | 12.2547 | Residential_2024_SC D_GWh_After Competition Groups_Energy Star Clothes Dryer
Residential | Res ¦ Energy Star Room Air Conditioner | 2024 | SC D | GWh | After Competition Groups | 11.7908 | 0 | 0 | 1323.7409 | 0.0089072 | 20 | Residential_2024_SC D_GWh_After Competition Groups_20 | Energy Star Room Air Conditioner | 0.8907% | 0 | 11.7908 | Residential_2024_SC D_GWh_After Competition Groups_Energy Star Room Air Conditioner
Residential | Res ¦ ENERGY STAR LED LAMPS (REFLECTOR LAMPs/MR16/PAR 16) | 2024 | SC D | GWh | After Competition Groups | 11.5505 | 0 | 0 | 1323.7409 | 0.0087257 | 21 | Residential_2024_SC D_GWh_After Competition Groups_21 | ENERGY STAR LED LAMPS (REFLECTOR LAMPs/MR16/PAR 16) | 0.8726% | 0 | 11.5505 | Residential_2024_SC D_GWh_After Competition Groups_ENERGY STAR LED LAMPS (REFLECTOR LAMPs/MR16/PAR 16)
Residential | Res ¦ Attic Insulation | 2024 | SC D | GWh | After Competition Groups | 9.8986 | 0 | 0 | 1323.7409 | 0.0074777 | 22 | Residential_2024_SC D_GWh_After Competition Groups_22 | Attic Insulation | 0.7478% | 0 | 9.8986 | Residential_2024_SC D_GWh_After Competition Groups_Attic Insulation
Residential | Res ¦ Minimize Hot and Warm Clothes Wash | 2024 | SC D | GWh | After Competition Groups | 9.4426 | 0 | 0 | 1323.7409 | 0.0071333 | 23 | Residential_2024_SC D_GWh_After Competition Groups_23 | Minimize Hot and Warm Clothes Wash | 0.7133% | 0 | 9.4426 | Residential_2024_SC D_GWh_After Competition Groups_Minimize Hot and Warm Clothes Wash
Residential | Res ¦ Refrigerator Recycling | 2024 | SC D | GWh | After Competition Groups | 8.9126 | 0 | 0 | 1323.7409 | 0.0067329 | 24 | Residential_2024_SC D_GWh_After Competition Groups_24 | Refrigerator Recycling | 0.6733% | 0 | 8.9126 | Residential_2024_SC D_GWh_After Competition Groups_Refrigerator Recycling
Residential | Res ¦ Outside Air Economizer | 2024 | SC D | GWh | After Competition Groups | 8.5852 | 0 | 0 | 1323.7409 | 0.0064855 | 25 | Residential_2024_SC D_GWh_After Competition Groups_25 | Outside Air Economizer | 0.6486% | 0 | 8.5852 | Residential_2024_SC D_GWh_After Competition Groups_Outside Air Economizer
Residential | Res ¦ Advanced BAS/Controllers | 2024 | SC D | GWh | After Competition Groups | 8.2969 | 0 | 0 | 1323.7409 | 0.0062678 | 26 | Residential_2024_SC D_GWh_After Competition Groups_26 | Advanced BAS/Controllers | 0.6268% | 0 | 8.2969 | Residential_2024_SC D_GWh_After Competition Groups_Advanced BAS/Controllers
Residential | Res ¦ Furnace Whistle | 2024 | SC D | GWh | After Competition Groups | 7.1444 | 0 | 0 | 1323.7409 | 0.0053972 | 27 | Residential_2024_SC D_GWh_After Competition Groups_27 | Furnace Whistle | 0.5397% | 0 | 7.1444 | Residential_2024_SC D_GWh_After Competition Groups_Furnace Whistle
Residential | Res ¦ High Efficiency Chiller (avg of water and air cooled) | 2024 | SC D | GWh | After Competition Groups | 6.3839 | 0 | 0 | 1323.7409 | 0.0048226 | 28 | Residential_2024_SC D_GWh_After Competition Groups_28 | High Efficiency Chiller (avg of water and air cooled) | 0.4823% | 0 | 6.3839 | Residential_2024_SC D_GWh_After Competition Groups_High Efficiency Chiller (avg of water and air cooled)
Residential | Res ¦ Energy Star Freezer | 2024 | SC D | GWh | After Competition Groups | 3.1315 | 0 | 0 | 1323.7409 | 0.0023657 | 29 | Residential_2024_SC D_GWh_After Competition Groups_29 | Energy Star Freezer | 0.2366% | 0 | 3.1315 | Residential_2024_SC D_GWh_After Competition Groups_Energy Star Freezer
Residential | Res ¦ ENERGY STAR LED Lamps (General Service Lamps) | 2024 | SC D | GWh | After Competition Groups | 2.7581 | 0 | 0 | 1323.7409 | 0.0020835 | 30 | Residential_2024_SC D_GWh_After Competition Groups_30 | ENERGY STAR LED Lamps (General Service Lamps) | 0.2084% | 0 | 2.7581 | Residential_2024_SC D_GWh_After Competition Groups_ENERGY STAR LED Lamps (General Service Lamps)
Residential | Res ¦ Home Energy Reports | 2024 | SC D | GWh | After Competition Groups | 2.4424 | 0 | 0 | 1323.7409 | 0.0018451 | 31 | Residential_2024_SC D_GWh_After Competition Groups_31 | Home Energy Reports | 0.1845% | 0 | 2.4424 | Residential_2024_SC D_GWh_After Competition Groups_Home Energy Reports
Residential | Res ¦ Variable Frequency Drive (VFD) | 2024 | SC D | GWh | After Competition Groups | 2.2605 | 0 | 0 | 1323.7409 | 0.0017076 | 32 | Residential_2024_SC D_GWh_After Competition Groups_32 | Variable Frequency Drive (VFD) | 0.1708% | 0 | 2.2605 | Residential_2024_SC D_GWh_After Competition Groups_Variable Frequency Drive (VFD)
Residential | Res ¦ Water Heater Temperature Setback | 2024 | SC D | GWh | After Competition Groups | 2.0219 | 0 | 0 | 1323.7409 | 0.0015274 | 33 | Residential_2024_SC D_GWh_After Competition Groups_33 | Water Heater Temperature Setback | 0.1527% | 0 | 2.0219 | Residential_2024_SC D_GWh_After Competition Groups_Water Heater Temperature Setback
Residential | Res ¦ CO Sensors for parking garage exhaust fans | 2024 | SC D | GWh | After Competition Groups | 1.9051 | 0 | 0 | 1323.7409 | 0.0014392 | 34 | Residential_2024_SC D_GWh_After Competition Groups_34 | CO Sensors for parking garage exhaust fans | 0.1439% | 0 | 1.9051 | Residential_2024_SC D_GWh_After Competition Groups_CO Sensors for parking garage exhaust fans
Residential | Res ¦ Demand Control Ventilation | 2024 | SC D | GWh | After Competition Groups | 1.5388 | 0 | 0 | 1323.7409 | 0.0011625 | 35 | Residential_2024_SC D_GWh_After Competition Groups_35 | Demand Control Ventilation | 0.1162% | 0 | 1.5388 | Residential_2024_SC D_GWh_After Competition Groups_Demand Control Ventilation
Residential | Res ¦ Clothes Drying Racks | 2024 | SC D | GWh | After Competition Groups | 0.94231 | 0 | 0 | 1323.7409 | 0.00071186 | 36 | Residential_2024_SC D_GWh_After Competition Groups_36 | Clothes Drying Racks | 0.07119% | 0 | 0.94231 | Residential_2024_SC D_GWh_After Competition Groups_Clothes Drying Racks
Residential | Res ¦ Energy Star Dehumidifier | 2024 | SC D | GWh | After Competition Groups | 0.74301 | 0 | 0 | 1323.7409 | 0.0005613 | 37 | Residential_2024_SC D_GWh_After Competition Groups_37 | Energy Star Dehumidifier | 0.05613% | 0 | 0.74301 | Residential_2024_SC D_GWh_After Competition Groups_Energy Star Dehumidifier
Residential | Res ¦ Floor Insulation | 2024 | SC D | GWh | After Competition Groups | 0.69951 | 0 | 0 | 1323.7409 | 0.00052843 | 38 | Residential_2024_SC D_GWh_After Competition Groups_38 | Floor Insulation | 0.05284% | 0 | 0.69951 | Residential_2024_SC D_GWh_After Competition Groups_Floor Insulation
Residential | Res ¦ VFD on Pumps | 2024 | SC D | GWh | After Competition Groups | 0.63665 | 0 | 0 | 1323.7409 | 0.00048095 | 39 | Residential_2024_SC D_GWh_After Competition Groups_39 | VFD on Pumps | 0.04809% | 0 | 0.63665 | Residential_2024_SC D_GWh_After Competition Groups_VFD on Pumps
Residential | Res ¦ Condensing Make Up Air Unit | 2024 | SC D | GWh | After Competition Groups | 0.6134 | 0 | 0 | 1323.7409 | 0.00046339 | 40 | Residential_2024_SC D_GWh_After Competition Groups_40 | Condensing Make Up Air Unit | 0.04634% | 0 | 0.6134 | Residential_2024_SC D_GWh_After Competition Groups_Condensing Make Up Air Unit
Residential | Res ¦ Duct Insulation | 2024 | SC D | GWh | After Competition Groups | 0.37344 | 0 | 0 | 1323.7409 | 0.00028211 | 41 | Residential_2024_SC D_GWh_After Competition Groups_41 | Duct Insulation | 0.02821% | 0 | 0.37344 | Residential_2024_SC D_GWh_After Competition Groups_Duct Insulation
Residential | Res ¦ ECM MOTORS FOR HVAC APPLICATION (FAN-POWERED VAV BOX) | 2024 | SC D | GWh | After Competition Groups | 0.35798 | 0 | 0 | 1323.7409 | 0.00027043 | 42 | Residential_2024_SC D_GWh_After Competition Groups_42 | ECM MOTORS FOR HVAC APPLICATION (FAN-POWERED VAV BOX) | 0.02704% | 0 | 0.35798 | Residential_2024_SC D_GWh_After Competition Groups_ECM MOTORS FOR HVAC APPLICATION (FAN-POWERED VAV BOX)
Residential | Res ¦ Duct Insulation MF | 2024 | SC D | GWh | After Competition Groups | 0.21589 | 0 | 0 | 1323.7409 | 0.00016309 | 43 | Residential_2024_SC D_GWh_After Competition Groups_43 | Duct Insulation MF | 0.01631% | 0 | 0.21589 | Residential_2024_SC D_GWh_After Competition Groups_Duct Insulation MF
Residential | Res ¦ Beverage Vending Machine Controls | 2024 | SC D | GWh | After Competition Groups | 0.1997 | 0 | 0 | 1323.7409 | 0.00015086 | 44 | Residential_2024_SC D_GWh_After Competition Groups_44 | Beverage Vending Machine Controls | 0.01509% | 0 | 0.1997 | Residential_2024_SC D_GWh_After Competition Groups_Beverage Vending Machine Controls
Residential | Res ¦ Heat Recovery Ventilator | 2024 | SC D | GWh | After Competition Groups | 0.1979 | 0 | 0 | 1323.7409 | 0.0001495 | 45 | Residential_2024_SC D_GWh_After Competition Groups_45 | Heat Recovery Ventilator | 0.01495% | 0 | 0.1979 | Residential_2024_SC D_GWh_After Competition Groups_Heat Recovery Ventilator
Residential | Res ¦ Tankless Water Heater | 2024 | SC D | GWh | After Competition Groups | 0.10311 | 0 | 0 | 1323.7409 | 7.7893e-05 | 46 | Residential_2024_SC D_GWh_After Competition Groups_46 | Tankless Water Heater | 0.007789% | 0 | 0.10311 | Residential_2024_SC D_GWh_After Competition Groups_Tankless Water Heater
Residential | Res ¦ Chilled Water Optimization | 2024 | SC D | GWh | After Competition Groups | 0.053207 | 0 | 0 | 1323.7409 | 4.0194e-05 | 47 | Residential_2024_SC D_GWh_After Competition Groups_47 | Chilled Water Optimization | 0.004019% | 0 | 0.053207 | Residential_2024_SC D_GWh_After Competition Groups_Chilled Water Optimization
Residential | Res ¦ LED High Bay Fixture | 2024 | SC D | GWh | After Competition Groups | 0.027235 | 0 | 0 | 1323.7409 | 2.0575e-05 | 48 | Residential_2024_SC D_GWh_After Competition Groups_48 | LED High Bay Fixture | 0.002057% | 0 | 0.027235 | Residential_2024_SC D_GWh_After Competition Groups_LED High Bay Fixture
Residential | Res ¦ Wall Insulation MF | 2024 | SC D | GWh | After Competition Groups | 0.0026962 | 0 | 0 | 1323.7409 | 2.0368e-06 | 49 | Residential_2024_SC D_GWh_After Competition Groups_49 | Wall Insulation MF | 0.0002037% | 0 | 0.0026962 | Residential_2024_SC D_GWh_After Competition Groups_Wall Insulation MF
Residential | Res ¦ Wall Insulation | 2024 | SC D | GWh | After Competition Groups | 0.0025965 | 0 | 0 | 1323.7409 | 1.9615e-06 | 50 | Residential_2024_SC D_GWh_After Competition Groups_50 | Wall Insulation | 0.0001961% | 0 | 0.0025965 | Residential_2024_SC D_GWh_After Competition Groups_Wall Insulation
Residential | Res ¦ Freezer Recycling | 2024 | SC D | GWh | After Competition Groups | 0.00096818 | 0 | 0 | 1323.7409 | 7.314e-07 | 51 | Residential_2024_SC D_GWh_After Competition Groups_51 | Freezer Recycling | 7.314e-05% | 0 | 0.00096818 | Residential_2024_SC D_GWh_After Competition Groups_Freezer Recycling
Residential | Res ¦ LED Downlight | 2024 | SC D | GWh | After Competition Groups | 0 | 0 | 0 | 1323.7409 | 0 | 52 | Residential_2024_SC D_GWh_After Competition Groups_52 | LED Downlight | 0% | 0 | 0 | Residential_2024_SC D_GWh_After Competition Groups_LED Downlight
Residential | Res ¦ Smart Burners | 2024 | SC D | GWh | After Competition Groups | 0 | 0 | 0 | 1323.7409 | 0 | 53 | Residential_2024_SC D_GWh_After Competition Groups_53 | Smart Burners | 0% | 0 | 0 | Residential_2024_SC D_GWh_After Competition Groups_Smart Burners
Residential | Res ¦ Smart Power Bar | 2024 | SC D | GWh | After Competition Groups | 0 | 0 | 0 | 1323.7409 | 0 | 54 | Residential_2024_SC D_GWh_After Competition Groups_54 | Smart Power Bar | 0% | 0 | 0 | Residential_2024_SC D_GWh_After Competition Groups_Smart Power Bar
Residential | Res ¦ Smart Power Bar | 2024 | Technical | GWh | After Competition Groups | 1501.9865 | 0 | 0 | 12394.3538 | 0.12118 | 1 | Residential_2024_Technical_GWh_After Competition Groups_1 | Smart Power Bar | 12.12% | 0 | 1501.9865 | Residential_2024_Technical_GWh_After Competition Groups_Smart Power Bar
Residential | Res ¦ Energy Star LED Bulbs General Purpose LEDs | 2024 | Technical | GWh | After Competition Groups | 1176.1014 | 0 | 0 | 12394.3538 | 0.09489 | 2 | Residential_2024_Technical_GWh_After Competition Groups_2 | Energy Star LED Bulbs General Purpose LEDs | 9.489% | 0 | 1176.1014 | Residential_2024_Technical_GWh_After Competition Groups_Energy Star LED Bulbs General Purpose LEDs
Residential | Res ¦ Adaptive Thermostat | 2024 | Technical | GWh | After Competition Groups | 651.8794 | 0 | 0 | 12394.3538 | 0.052595 | 3 | Residential_2024_Technical_GWh_After Competition Groups_3 | Adaptive Thermostat | 5.259% | 0 | 651.8794 | Residential_2024_Technical_GWh_After Competition Groups_Adaptive Thermostat
Residential | Res ¦ Energy Star A Line, PAR, MR Lamps | 2024 | Technical | GWh | After Competition Groups | 546.7897 | 0 | 0 | 12394.3538 | 0.044116 | 4 | Residential_2024_Technical_GWh_After Competition Groups_4 | Energy Star A Line, PAR, MR Lamps | 4.412% | 0 | 546.7897 | Residential_2024_Technical_GWh_After Competition Groups_Energy Star A Line, PAR, MR Lamps
Residential | Res ¦ Air Sealing | 2024 | Technical | GWh | After Competition Groups | 540.2629 | 0 | 0 | 12394.3538 | 0.043589 | 5 | Residential_2024_Technical_GWh_After Competition Groups_5 | Air Sealing | 4.359% | 0 | 540.2629 | Residential_2024_Technical_GWh_After Competition Groups_Air Sealing
Residential | Res ¦ Energy Star Refrigerator | 2024 | Technical | GWh | After Competition Groups | 419.1377 | 0 | 0 | 12394.3538 | 0.033817 | 6 | Residential_2024_Technical_GWh_After Competition Groups_6 | Energy Star Refrigerator | 3.382% | 0 | 419.1377 | Residential_2024_Technical_GWh_After Competition Groups_Energy Star Refrigerator
Residential | Res ¦ Energy Star Central Air Conditioner | 2024 | Technical | GWh | After Competition Groups | 398.9138 | 0 | 0 | 12394.3538 | 0.032185 | 7 | Residential_2024_Technical_GWh_After Competition Groups_7 | Energy Star Central Air Conditioner | 3.219% | 0 | 398.9138 | Residential_2024_Technical_GWh_After Competition Groups_Energy Star Central Air Conditioner
Residential | Res ¦ Variable Speed Pool Pump Motor | 2024 | Technical | GWh | After Competition Groups | 396.7546 | 0 | 0 | 12394.3538 | 0.032011 | 8 | Residential_2024_Technical_GWh_After Competition Groups_8 | Variable Speed Pool Pump Motor | 3.201% | 0 | 396.7546 | Residential_2024_Technical_GWh_After Competition Groups_Variable Speed Pool Pump Motor
Residential | Res ¦ Energy Star Clothes Washer | 2024 | Technical | GWh | After Competition Groups | 360.4511 | 0 | 0 | 12394.3538 | 0.029082 | 9 | Residential_2024_Technical_GWh_After Competition Groups_9 | Energy Star Clothes Washer | 2.908% | 0 | 360.4511 | Residential_2024_Technical_GWh_After Competition Groups_Energy Star Clothes Washer
Residential | Res ¦ Smart Burners | 2024 | Technical | GWh | After Competition Groups | 350.984 | 0 | 0 | 12394.3538 | 0.028318 | 10 | Residential_2024_Technical_GWh_After Competition Groups_10 | Smart Burners | 2.832% | 0 | 350.984 | Residential_2024_Technical_GWh_After Competition Groups_Smart Burners
Residential | Res ¦ Car Block Heater Timer | 2024 | Technical | GWh | After Competition Groups | 335.7328 | 0 | 0 | 12394.3538 | 0.027088 | 11 | Residential_2024_Technical_GWh_After Competition Groups_11 | Car Block Heater Timer | 2.709% | 0 | 335.7328 | Residential_2024_Technical_GWh_After Competition Groups_Car Block Heater Timer
Residential | Res ¦ Passive Attic Ventilation | 2024 | Technical | GWh | After Competition Groups | 319.9099 | 0 | 0 | 12394.3538 | 0.025811 | 12 | Residential_2024_Technical_GWh_After Competition Groups_12 | Passive Attic Ventilation | 2.581% | 0 | 319.9099 | Residential_2024_Technical_GWh_After Competition Groups_Passive Attic Ventilation
Residential | Res ¦ Energy Star Ground Source Heat Pump | 2024 | Technical | GWh | After Competition Groups | 317.836 | 0 | 0 | 12394.3538 | 0.025644 | 13 | Residential_2024_Technical_GWh_After Competition Groups_13 | Energy Star Ground Source Heat Pump | 2.564% | 0 | 317.836 | Residential_2024_Technical_GWh_After Competition Groups_Energy Star Ground Source Heat Pump
Residential | Res ¦ Ductless Mini-Split Heat Pump | 2024 | Technical | GWh | After Competition Groups | 314.9006 | 0 | 0 | 12394.3538 | 0.025407 | 14 | Residential_2024_Technical_GWh_After Competition Groups_14 | Ductless Mini-Split Heat Pump | 2.541% | 0 | 314.9006 | Residential_2024_Technical_GWh_After Competition Groups_Ductless Mini-Split Heat Pump
Residential | Res ¦ Building Recommissioning, Operations and Maintenance (O&M) Improvements | 2024 | Technical | GWh | After Competition Groups | 307.4777 | 0 | 0 | 12394.3538 | 0.024808 | 15 | Residential_2024_Technical_GWh_After Competition Groups_15 | Building Recommissioning, Operations and Maintenance (O&M) Improvements | 2.481% | 0 | 307.4777 | Residential_2024_Technical_GWh_After Competition Groups_Building Recommissioning, Operations and Maintenance (O&M) Improvements
Residential | Res ¦ Heat Pump Clothes Dryer | 2024 | Technical | GWh | After Competition Groups | 298.3424 | 0 | 0 | 12394.3538 | 0.024071 | 16 | Residential_2024_Technical_GWh_After Competition Groups_16 | Heat Pump Clothes Dryer | 2.407% | 0 | 298.3424 | Residential_2024_Technical_GWh_After Competition Groups_Heat Pump Clothes Dryer
Residential | Res ¦ Energy Star Windows | 2024 | Technical | GWh | After Competition Groups | 293.0242 | 0 | 0 | 12394.3538 | 0.023642 | 17 | Residential_2024_Technical_GWh_After Competition Groups_17 | Energy Star Windows | 2.364% | 0 | 293.0242 | Residential_2024_Technical_GWh_After Competition Groups_Energy Star Windows
Residential | Res ¦ Basement Wall Insulation | 2024 | Technical | GWh | After Competition Groups | 283.6042 | 0 | 0 | 12394.3538 | 0.022882 | 18 | Residential_2024_Technical_GWh_After Competition Groups_18 | Basement Wall Insulation | 2.288% | 0 | 283.6042 | Residential_2024_Technical_GWh_After Competition Groups_Basement Wall Insulation
Residential | Res ¦ Energy Star Light Fixture | 2024 | Technical | GWh | After Competition Groups | 275.4228 | 0 | 0 | 12394.3538 | 0.022222 | 19 | Residential_2024_Technical_GWh_After Competition Groups_19 | Energy Star Light Fixture | 2.222% | 0 | 275.4228 | Residential_2024_Technical_GWh_After Competition Groups_Energy Star Light Fixture
Residential | Res ¦ Basement or Crawlspace Insulation | 2024 | Technical | GWh | After Competition Groups | 235.5129 | 0 | 0 | 12394.3538 | 0.019002 | 20 | Residential_2024_Technical_GWh_After Competition Groups_20 | Basement or Crawlspace Insulation | 1.9% | 0 | 235.5129 | Residential_2024_Technical_GWh_After Competition Groups_Basement or Crawlspace Insulation
Residential | Res ¦ Attic Insulation | 2024 | Technical | GWh | After Competition Groups | 218.7824 | 0 | 0 | 12394.3538 | 0.017652 | 21 | Residential_2024_Technical_GWh_After Competition Groups_21 | Attic Insulation | 1.765% | 0 | 218.7824 | Residential_2024_Technical_GWh_After Competition Groups_Attic Insulation
Residential | Res ¦ Energy Star Torchiere | 2024 | Technical | GWh | After Competition Groups | 186.0427 | 0 | 0 | 12394.3538 | 0.01501 | 22 | Residential_2024_Technical_GWh_After Competition Groups_22 | Energy Star Torchiere | 1.501% | 0 | 186.0427 | Residential_2024_Technical_GWh_After Competition Groups_Energy Star Torchiere
Residential | Res ¦ Wall Insulation | 2024 | Technical | GWh | After Competition Groups | 170.936 | 0 | 0 | 12394.3538 | 0.013791 | 23 | Residential_2024_Technical_GWh_After Competition Groups_23 | Wall Insulation | 1.379% | 0 | 170.936 | Residential_2024_Technical_GWh_After Competition Groups_Wall Insulation
Residential | Res ¦ Ductless Mini-Split Air Conditioner | 2024 | Technical | GWh | After Competition Groups | 170.6376 | 0 | 0 | 12394.3538 | 0.013767 | 24 | Residential_2024_Technical_GWh_After Competition Groups_24 | Ductless Mini-Split Air Conditioner | 1.377% | 0 | 170.6376 | Residential_2024_Technical_GWh_After Competition Groups_Ductless Mini-Split Air Conditioner
Residential | Res ¦ Comprehensive Draft Proofing | 2024 | Technical | GWh | After Competition Groups | 156.387 | 0 | 0 | 12394.3538 | 0.012618 | 25 | Residential_2024_Technical_GWh_After Competition Groups_25 | Comprehensive Draft Proofing | 1.262% | 0 | 156.387 | Residential_2024_Technical_GWh_After Competition Groups_Comprehensive Draft Proofing
Residential | Res ¦ Heavy Duty Outdoor/Holiday Plug-in Timers | 2024 | Technical | GWh | After Competition Groups | 138.846 | 0 | 0 | 12394.3538 | 0.011202 | 26 | Residential_2024_Technical_GWh_After Competition Groups_26 | Heavy Duty Outdoor/Holiday Plug-in Timers | 1.12% | 0 | 138.846 | Residential_2024_Technical_GWh_After Competition Groups_Heavy Duty Outdoor/Holiday Plug-in Timers
Residential | Res ¦ Furnace with ECM | 2024 | Technical | GWh | After Competition Groups | 117.8331 | 0 | 0 | 12394.3538 | 0.009507 | 27 | Residential_2024_Technical_GWh_After Competition Groups_27 | Furnace with ECM | 0.9507% | 0 | 117.8331 | Residential_2024_Technical_GWh_After Competition Groups_Furnace with ECM
Residential | Res ¦ Radiant Barrier | 2024 | Technical | GWh | After Competition Groups | 109.3938 | 0 | 0 | 12394.3538 | 0.0088261 | 28 | Residential_2024_Technical_GWh_After Competition Groups_28 | Radiant Barrier | 0.8826% | 0 | 109.3938 | Residential_2024_Technical_GWh_After Competition Groups_Radiant Barrier
Residential | Res ¦ Lighting Motion Sensors, Timers, Dimmers | 2024 | Technical | GWh | After Competition Groups | 92.3859 | 0 | 0 | 12394.3538 | 0.0074539 | 29 | Residential_2024_Technical_GWh_After Competition Groups_29 | Lighting Motion Sensors, Timers, Dimmers | 0.7454% | 0 | 92.3859 | Residential_2024_Technical_GWh_After Competition Groups_Lighting Motion Sensors, Timers, Dimmers
Residential | Res ¦ Occupancy Sensors MF | 2024 | Technical | GWh | After Competition Groups | 92.0441 | 0 | 0 | 12394.3538 | 0.0074263 | 30 | Residential_2024_Technical_GWh_After Competition Groups_30 | Occupancy Sensors MF | 0.7426% | 0 | 92.0441 | Residential_2024_Technical_GWh_After Competition Groups_Occupancy Sensors MF
Residential | Res ¦ Ceiling Insulation | 2024 | Technical | GWh | After Competition Groups | 85.6856 | 0 | 0 | 12394.3538 | 0.0069133 | 31 | Residential_2024_Technical_GWh_After Competition Groups_31 | Ceiling Insulation | 0.6913% | 0 | 85.6856 | Residential_2024_Technical_GWh_After Competition Groups_Ceiling Insulation
Residential | Res ¦ Variable Refrigerant Flow Heat Pump | 2024 | Technical | GWh | After Competition Groups | 84.2723 | 0 | 0 | 12394.3538 | 0.0067993 | 32 | Residential_2024_Technical_GWh_After Competition Groups_32 | Variable Refrigerant Flow Heat Pump | 0.6799% | 0 | 84.2723 | Residential_2024_Technical_GWh_After Competition Groups_Variable Refrigerant Flow Heat Pump
Residential | Res ¦ Window Film | 2024 | Technical | GWh | After Competition Groups | 83.9759 | 0 | 0 | 12394.3538 | 0.0067753 | 33 | Residential_2024_Technical_GWh_After Competition Groups_33 | Window Film | 0.6775% | 0 | 83.9759 | Residential_2024_Technical_GWh_After Competition Groups_Window Film
Residential | Res ¦ Refrigerator Recycling | 2024 | Technical | GWh | After Competition Groups | 80.6003 | 0 | 0 | 12394.3538 | 0.006503 | 34 | Residential_2024_Technical_GWh_After Competition Groups_34 | Refrigerator Recycling | 0.6503% | 0 | 80.6003 | Residential_2024_Technical_GWh_After Competition Groups_Refrigerator Recycling
Residential | Res ¦ LED Parking Lot Fixture | 2024 | Technical | GWh | After Competition Groups | 78.265 | 0 | 0 | 12394.3538 | 0.0063146 | 35 | Residential_2024_Technical_GWh_After Competition Groups_35 | LED Parking Lot Fixture | 0.6315% | 0 | 78.265 | Residential_2024_Technical_GWh_After Competition Groups_LED Parking Lot Fixture
Residential | Res ¦ Clothes Drying Racks | 2024 | Technical | GWh | After Competition Groups | 73.5997 | 0 | 0 | 12394.3538 | 0.0059382 | 36 | Residential_2024_Technical_GWh_After Competition Groups_36 | Clothes Drying Racks | 0.5938% | 0 | 73.5997 | Residential_2024_Technical_GWh_After Competition Groups_Clothes Drying Racks
Residential | Res ¦ LED Downlight | 2024 | Technical | GWh | After Competition Groups | 73.349 | 0 | 0 | 12394.3538 | 0.0059179 | 37 | Residential_2024_Technical_GWh_After Competition Groups_37 | LED Downlight | 0.5918% | 0 | 73.349 | Residential_2024_Technical_GWh_After Competition Groups_LED Downlight
Residential | Res ¦ Freezer Recycling | 2024 | Technical | GWh | After Competition Groups | 70.7217 | 0 | 0 | 12394.3538 | 0.005706 | 38 | Residential_2024_Technical_GWh_After Competition Groups_38 | Freezer Recycling | 0.5706% | 0 | 70.7217 | Residential_2024_Technical_GWh_After Competition Groups_Freezer Recycling
Residential | Res ¦ Duct Insulation | 2024 | Technical | GWh | After Competition Groups | 70.4401 | 0 | 0 | 12394.3538 | 0.0056832 | 39 | Residential_2024_Technical_GWh_After Competition Groups_39 | Duct Insulation | 0.5683% | 0 | 70.4401 | Residential_2024_Technical_GWh_After Competition Groups_Duct Insulation
Residential | Res ¦ Floor Insulation | 2024 | Technical | GWh | After Competition Groups | 57.3396 | 0 | 0 | 12394.3538 | 0.0046263 | 40 | Residential_2024_Technical_GWh_After Competition Groups_40 | Floor Insulation | 0.4626% | 0 | 57.3396 | Residential_2024_Technical_GWh_After Competition Groups_Floor Insulation
Residential | Res ¦ Solar Powered Attic Fan | 2024 | Technical | GWh | After Competition Groups | 52.8198 | 0 | 0 | 12394.3538 | 0.0042616 | 41 | Residential_2024_Technical_GWh_After Competition Groups_41 | Solar Powered Attic Fan | 0.4262% | 0 | 52.8198 | Residential_2024_Technical_GWh_After Competition Groups_Solar Powered Attic Fan
Residential | Res ¦ INTEGRAL LED TROFFERS | 2024 | Technical | GWh | After Competition Groups | 50.3599 | 0 | 0 | 12394.3538 | 0.0040631 | 42 | Residential_2024_Technical_GWh_After Competition Groups_42 | INTEGRAL LED TROFFERS | 0.4063% | 0 | 50.3599 | Residential_2024_Technical_GWh_After Competition Groups_INTEGRAL LED TROFFERS
Residential | Res ¦ Dehumidifier Recycling | 2024 | Technical | GWh | After Competition Groups | 49.0397 | 0 | 0 | 12394.3538 | 0.0039566 | 43 | Residential_2024_Technical_GWh_After Competition Groups_43 | Dehumidifier Recycling | 0.3957% | 0 | 49.0397 | Residential_2024_Technical_GWh_After Competition Groups_Dehumidifier Recycling
Residential | Res ¦ Energy Star Ceiling Fan/Lighting | 2024 | Technical | GWh | After Competition Groups | 46.3842 | 0 | 0 | 12394.3538 | 0.0037424 | 44 | Residential_2024_Technical_GWh_After Competition Groups_44 | Energy Star Ceiling Fan/Lighting | 0.3742% | 0 | 46.3842 | Residential_2024_Technical_GWh_After Competition Groups_Energy Star Ceiling Fan/Lighting
Residential | Res ¦ Advanced BAS/Controllers | 2024 | Technical | GWh | After Competition Groups | 45.003 | 0 | 0 | 12394.3538 | 0.0036309 | 45 | Residential_2024_Technical_GWh_After Competition Groups_45 | Advanced BAS/Controllers | 0.3631% | 0 | 45.003 | Residential_2024_Technical_GWh_After Competition Groups_Advanced BAS/Controllers
Residential | Res ¦ Energy Star Freezer | 2024 | Technical | GWh | After Competition Groups | 40.7405 | 0 | 0 | 12394.3538 | 0.003287 | 46 | Residential_2024_Technical_GWh_After Competition Groups_46 | Energy Star Freezer | 0.3287% | 0 | 40.7405 | Residential_2024_Technical_GWh_After Competition Groups_Energy Star Freezer
Residential | Res ¦ Minimize Hot and Warm Clothes Wash | 2024 | Technical | GWh | After Competition Groups | 39.3373 | 0 | 0 | 12394.3538 | 0.0031738 | 47 | Residential_2024_Technical_GWh_After Competition Groups_47 | Minimize Hot and Warm Clothes Wash | 0.3174% | 0 | 39.3373 | Residential_2024_Technical_GWh_After Competition Groups_Minimize Hot and Warm Clothes Wash
Residential | Res ¦ Furnace Whistle | 2024 | Technical | GWh | After Competition Groups | 38.7519 | 0 | 0 | 12394.3538 | 0.0031266 | 48 | Residential_2024_Technical_GWh_After Competition Groups_48 | Furnace Whistle | 0.3127% | 0 | 38.7519 | Residential_2024_Technical_GWh_After Competition Groups_Furnace Whistle
Residential | Res ¦ Home Energy Reports | 2024 | Technical | GWh | After Competition Groups | 38.4859 | 0 | 0 | 12394.3538 | 0.0031051 | 49 | Residential_2024_Technical_GWh_After Competition Groups_49 | Home Energy Reports | 0.3105% | 0 | 38.4859 | Residential_2024_Technical_GWh_After Competition Groups_Home Energy Reports
Residential | Res ¦ LED Exterior Area Lights - LED Fixture (200W) | 2024 | Technical | GWh | After Competition Groups | 35.813 | 0 | 0 | 12394.3538 | 0.0028895 | 50 | Residential_2024_Technical_GWh_After Competition Groups_50 | LED Exterior Area Lights - LED Fixture (200W) | 0.2889% | 0 | 35.813 | Residential_2024_Technical_GWh_After Competition Groups_LED Exterior Area Lights - LED Fixture (200W)
Residential | Res ¦ Early Hot Water Heater Replacement | 2024 | Technical | GWh | After Competition Groups | 35.1017 | 0 | 0 | 12394.3538 | 0.0028321 | 51 | Residential_2024_Technical_GWh_After Competition Groups_51 | Early Hot Water Heater Replacement | 0.2832% | 0 | 35.1017 | Residential_2024_Technical_GWh_After Competition Groups_Early Hot Water Heater Replacement
Residential | Res ¦ Duct Insulation MF | 2024 | Technical | GWh | After Competition Groups | 31.075 | 0 | 0 | 12394.3538 | 0.0025072 | 52 | Residential_2024_Technical_GWh_After Competition Groups_52 | Duct Insulation MF | 0.2507% | 0 | 31.075 | Residential_2024_Technical_GWh_After Competition Groups_Duct Insulation MF
Residential | Res ¦ Heat Pump Water Heater | 2024 | Technical | GWh | After Competition Groups | 30.6689 | 0 | 0 | 12394.3538 | 0.0024744 | 53 | Residential_2024_Technical_GWh_After Competition Groups_53 | Heat Pump Water Heater | 0.2474% | 0 | 30.6689 | Residential_2024_Technical_GWh_After Competition Groups_Heat Pump Water Heater
Residential | Res ¦ Energy Star Dehumidifier | 2024 | Technical | GWh | After Competition Groups | 28.8139 | 0 | 0 | 12394.3538 | 0.0023248 | 54 | Residential_2024_Technical_GWh_After Competition Groups_54 | Energy Star Dehumidifier | 0.2325% | 0 | 28.8139 | Residential_2024_Technical_GWh_After Competition Groups_Energy Star Dehumidifier
Residential | Res ¦ Central Air Conditioner Maintenance | 2024 | Technical | GWh | After Competition Groups | 28.6763 | 0 | 0 | 12394.3538 | 0.0023137 | 55 | Residential_2024_Technical_GWh_After Competition Groups_55 | Central Air Conditioner Maintenance | 0.2314% | 0 | 28.6763 | Residential_2024_Technical_GWh_After Competition Groups_Central Air Conditioner Maintenance
Residential | Res ¦ Outside Air Economizer | 2024 | Technical | GWh | After Competition Groups | 26.8254 | 0 | 0 | 12394.3538 | 0.0021643 | 56 | Residential_2024_Technical_GWh_After Competition Groups_56 | Outside Air Economizer | 0.2164% | 0 | 26.8254 | Residential_2024_Technical_GWh_After Competition Groups_Outside Air Economizer
Residential | Res ¦ Central Lighting Control System | 2024 | Technical | GWh | After Competition Groups | 25.3239 | 0 | 0 | 12394.3538 | 0.0020432 | 57 | Residential_2024_Technical_GWh_After Competition Groups_57 | Central Lighting Control System | 0.2043% | 0 | 25.3239 | Residential_2024_Technical_GWh_After Competition Groups_Central Lighting Control System
Residential | Res ¦ Drain Water Heat Recovery | 2024 | Technical | GWh | After Competition Groups | 23.5763 | 0 | 0 | 12394.3538 | 0.0019022 | 58 | Residential_2024_Technical_GWh_After Competition Groups_58 | Drain Water Heat Recovery | 0.1902% | 0 | 23.5763 | Residential_2024_Technical_GWh_After Competition Groups_Drain Water Heat Recovery
Residential | Res ¦ Demand Control Ventilation | 2024 | Technical | GWh | After Competition Groups | 20.7554 | 0 | 0 | 12394.3538 | 0.0016746 | 59 | Residential_2024_Technical_GWh_After Competition Groups_59 | Demand Control Ventilation | 0.1675% | 0 | 20.7554 | Residential_2024_Technical_GWh_After Competition Groups_Demand Control Ventilation
Residential | Res ¦ LED Tube Re-Lamp | 2024 | Technical | GWh | After Competition Groups | 20.5509 | 0 | 0 | 12394.3538 | 0.0016581 | 60 | Residential_2024_Technical_GWh_After Competition Groups_60 | LED Tube Re-Lamp | 0.1658% | 0 | 20.5509 | Residential_2024_Technical_GWh_After Competition Groups_LED Tube Re-Lamp
Residential | Res ¦ Heat Recovery Ventilator | 2024 | Technical | GWh | After Competition Groups | 19.8934 | 0 | 0 | 12394.3538 | 0.001605 | 61 | Residential_2024_Technical_GWh_After Competition Groups_61 | Heat Recovery Ventilator | 0.1605% | 0 | 19.8934 | Residential_2024_Technical_GWh_After Competition Groups_Heat Recovery Ventilator
Residential | Res ¦ CO Sensors for parking garage exhaust fans | 2024 | Technical | GWh | After Competition Groups | 16.9248 | 0 | 0 | 12394.3538 | 0.0013655 | 62 | Residential_2024_Technical_GWh_After Competition Groups_62 | CO Sensors for parking garage exhaust fans | 0.1366% | 0 | 16.9248 | Residential_2024_Technical_GWh_After Competition Groups_CO Sensors for parking garage exhaust fans
Residential | Res ¦ Variable Frequency Drive (VFD) | 2024 | Technical | GWh | After Competition Groups | 16.4386 | 0 | 0 | 12394.3538 | 0.0013263 | 63 | Residential_2024_Technical_GWh_After Competition Groups_63 | Variable Frequency Drive (VFD) | 0.1326% | 0 | 16.4386 | Residential_2024_Technical_GWh_After Competition Groups_Variable Frequency Drive (VFD)
Residential | Res ¦ ENERGY STAR LED LAMPS (REFLECTOR LAMPs/MR16/PAR 16) | 2024 | Technical | GWh | After Competition Groups | 15.4897 | 0 | 0 | 12394.3538 | 0.0012497 | 64 | Residential_2024_Technical_GWh_After Competition Groups_64 | ENERGY STAR LED LAMPS (REFLECTOR LAMPs/MR16/PAR 16) | 0.125% | 0 | 15.4897 | Residential_2024_Technical_GWh_After Competition Groups_ENERGY STAR LED LAMPS (REFLECTOR LAMPs/MR16/PAR 16)
Residential | Res ¦ Energy Star Dishwasher | 2024 | Technical | GWh | After Competition Groups | 13.0719 | 0 | 0 | 12394.3538 | 0.0010547 | 65 | Residential_2024_Technical_GWh_After Competition Groups_65 | Energy Star Dishwasher | 0.1055% | 0 | 13.0719 | Residential_2024_Technical_GWh_After Competition Groups_Energy Star Dishwasher
Residential | Res ¦ Water Heater Temperature Setback | 2024 | Technical | GWh | After Competition Groups | 12.2839 | 0 | 0 | 12394.3538 | 0.00099109 | 66 | Residential_2024_Technical_GWh_After Competition Groups_66 | Water Heater Temperature Setback | 0.09911% | 0 | 12.2839 | Residential_2024_Technical_GWh_After Competition Groups_Water Heater Temperature Setback
Residential | Res ¦ DHW Recirculation Systems | 2024 | Technical | GWh | After Competition Groups | 11.0905 | 0 | 0 | 12394.3538 | 0.0008948 | 67 | Residential_2024_Technical_GWh_After Competition Groups_67 | DHW Recirculation Systems | 0.08948% | 0 | 11.0905 | Residential_2024_Technical_GWh_After Competition Groups_DHW Recirculation Systems
Residential | Res ¦ Air Source Heat Pump Maintenance | 2024 | Technical | GWh | After Competition Groups | 10.03 | 0 | 0 | 12394.3538 | 0.00080924 | 68 | Residential_2024_Technical_GWh_After Competition Groups_68 | Air Source Heat Pump Maintenance | 0.08092% | 0 | 10.03 | Residential_2024_Technical_GWh_After Competition Groups_Air Source Heat Pump Maintenance
Residential | Res ¦ Condensing Make Up Air Unit | 2024 | Technical | GWh | After Competition Groups | 8.2761 | 0 | 0 | 12394.3538 | 0.00066773 | 69 | Residential_2024_Technical_GWh_After Competition Groups_69 | Condensing Make Up Air Unit | 0.06677% | 0 | 8.2761 | Residential_2024_Technical_GWh_After Competition Groups_Condensing Make Up Air Unit
Residential | Res ¦ High Efficiency Chiller (avg of water and air cooled) | 2024 | Technical | GWh | After Competition Groups | 7.6759 | 0 | 0 | 12394.3538 | 0.00061931 | 70 | Residential_2024_Technical_GWh_After Competition Groups_70 | High Efficiency Chiller (avg of water and air cooled) | 0.06193% | 0 | 7.6759 | Residential_2024_Technical_GWh_After Competition Groups_High Efficiency Chiller (avg of water and air cooled)
Residential | Res ¦ VFD on Pumps | 2024 | Technical | GWh | After Competition Groups | 5.055 | 0 | 0 | 12394.3538 | 0.00040785 | 71 | Residential_2024_Technical_GWh_After Competition Groups_71 | VFD on Pumps | 0.04078% | 0 | 5.055 | Residential_2024_Technical_GWh_After Competition Groups_VFD on Pumps
Residential | Res ¦ ENERGY STAR LED Lamps (General Service Lamps) | 2024 | Technical | GWh | After Competition Groups | 3.4968 | 0 | 0 | 12394.3538 | 0.00028213 | 72 | Residential_2024_Technical_GWh_After Competition Groups_72 | ENERGY STAR LED Lamps (General Service Lamps) | 0.02821% | 0 | 3.4968 | Residential_2024_Technical_GWh_After Competition Groups_ENERGY STAR LED Lamps (General Service Lamps)
Residential | Res ¦ ECM MOTORS FOR HVAC APPLICATION (FAN-POWERED VAV BOX) | 2024 | Technical | GWh | After Competition Groups | 2.7334 | 0 | 0 | 12394.3538 | 0.00022053 | 73 | Residential_2024_Technical_GWh_After Competition Groups_73 | ECM MOTORS FOR HVAC APPLICATION (FAN-POWERED VAV BOX) | 0.02205% | 0 | 2.7334 | Residential_2024_Technical_GWh_After Competition Groups_ECM MOTORS FOR HVAC APPLICATION (FAN-POWERED VAV BOX)
Residential | Res ¦ HVAC Optimization | 2024 | Technical | GWh | After Competition Groups | 2.3382 | 0 | 0 | 12394.3538 | 0.00018865 | 74 | Residential_2024_Technical_GWh_After Competition Groups_74 | HVAC Optimization | 0.01887% | 0 | 2.3382 | Residential_2024_Technical_GWh_After Competition Groups_HVAC Optimization
Residential | Res ¦ Beverage Vending Machine Controls | 2024 | Technical | GWh | After Competition Groups | 1.8446 | 0 | 0 | 12394.3538 | 0.00014882 | 75 | Residential_2024_Technical_GWh_After Competition Groups_75 | Beverage Vending Machine Controls | 0.01488% | 0 | 1.8446 | Residential_2024_Technical_GWh_After Competition Groups_Beverage Vending Machine Controls
Residential | Res ¦ Tankless Water Heater | 2024 | Technical | GWh | After Competition Groups | 1.674 | 0 | 0 | 12394.3538 | 0.00013506 | 76 | Residential_2024_Technical_GWh_After Competition Groups_76 | Tankless Water Heater | 0.01351% | 0 | 1.674 | Residential_2024_Technical_GWh_After Competition Groups_Tankless Water Heater
Residential | Res ¦ Wall Insulation MF | 2024 | Technical | GWh | After Competition Groups | 0.62412 | 0 | 0 | 12394.3538 | 5.0355e-05 | 77 | Residential_2024_Technical_GWh_After Competition Groups_77 | Wall Insulation MF | 0.005036% | 0 | 0.62412 | Residential_2024_Technical_GWh_After Competition Groups_Wall Insulation MF
Residential | Res ¦ LED Recessed Downlights | 2024 | Technical | GWh | After Competition Groups | 0.27182 | 0 | 0 | 12394.3538 | 2.1931e-05 | 78 | Residential_2024_Technical_GWh_After Competition Groups_78 | LED Recessed Downlights | 0.002193% | 0 | 0.27182 | Residential_2024_Technical_GWh_After Competition Groups_LED Recessed Downlights
Residential | Res ¦ LED High Bay Fixture | 2024 | Technical | GWh | After Competition Groups | 0.23229 | 0 | 0 | 12394.3538 | 1.8741e-05 | 79 | Residential_2024_Technical_GWh_After Competition Groups_79 | LED High Bay Fixture | 0.001874% | 0 | 0.23229 | Residential_2024_Technical_GWh_After Competition Groups_LED High Bay Fixture
Residential | Res ¦ Chilled Water Optimization | 2024 | Technical | GWh | After Competition Groups | 0.19856 | 0 | 0 | 12394.3538 | 1.602e-05 | 80 | Residential_2024_Technical_GWh_After Competition Groups_80 | Chilled Water Optimization | 0.001602% | 0 | 0.19856 | Residential_2024_Technical_GWh_After Competition Groups_Chilled Water Optimization
Residential | Res ¦ Solar Water Preheat (Pools/DHW) | 2024 | Technical | GWh | After Competition Groups | 0.044584 | 0 | 0 | 12394.3538 | 3.5971e-06 | 81 | Residential_2024_Technical_GWh_After Competition Groups_81 | Solar Water Preheat (Pools/DHW) | 0.0003597% | 0 | 0.044584 | Residential_2024_Technical_GWh_After Competition Groups_Solar Water Preheat (Pools/DHW)
Residential | Res ¦ Photocell Controls (Outdoor) | 2024 | Technical | GWh | After Competition Groups | 0.00028761 | 0 | 0 | 12394.3538 | 2.3205e-08 | 82 | Residential_2024_Technical_GWh_After Competition Groups_82 | Photocell Controls (Outdoor) | 2.321e-06% | 0 | 0.00028761 | Residential_2024_Technical_GWh_After Competition Groups_Photocell Controls (Outdoor)
Residential | Res ¦ Energy Star LED Bulbs General Purpose LEDs | 2025 | Economic | GWh | After Competition Groups | 1176.1014 | 0 | 0 | 7035.6277 | 0.16716 | 1 | Residential_2025_Economic_GWh_After Competition Groups_1 | Energy Star LED Bulbs General Purpose LEDs | 16.72% | 0 | 1176.1014 | Residential_2025_Economic_GWh_After Competition Groups_Energy Star LED Bulbs General Purpose LEDs
Residential | Res ¦ Adaptive Thermostat | 2025 | Economic | GWh | After Competition Groups | 655.9782 | 0 | 0 | 7035.6277 | 0.093237 | 2 | Residential_2025_Economic_GWh_After Competition Groups_2 | Adaptive Thermostat | 9.324% | 0 | 655.9782 | Residential_2025_Economic_GWh_After Competition Groups_Adaptive Thermostat
Residential | Res ¦ Energy Star A Line, PAR, MR Lamps | 2025 | Economic | GWh | After Competition Groups | 620.04 | 0 | 0 | 7035.6277 | 0.088129 | 3 | Residential_2025_Economic_GWh_After Competition Groups_3 | Energy Star A Line, PAR, MR Lamps | 8.813% | 0 | 620.04 | Residential_2025_Economic_GWh_After Competition Groups_Energy Star A Line, PAR, MR Lamps
Residential | Res ¦ Air Sealing | 2025 | Economic | GWh | After Competition Groups | 531.7267 | 0 | 0 | 7035.6277 | 0.075576 | 4 | Residential_2025_Economic_GWh_After Competition Groups_4 | Air Sealing | 7.558% | 0 | 531.7267 | Residential_2025_Economic_GWh_After Competition Groups_Air Sealing
Residential | Res ¦ Energy Star Clothes Washer | 2025 | Economic | GWh | After Competition Groups | 406.4077 | 0 | 0 | 7035.6277 | 0.057764 | 5 | Residential_2025_Economic_GWh_After Competition Groups_5 | Energy Star Clothes Washer | 5.776% | 0 | 406.4077 | Residential_2025_Economic_GWh_After Competition Groups_Energy Star Clothes Washer
Residential | Res ¦ Variable Speed Pool Pump Motor | 2025 | Economic | GWh | After Competition Groups | 390.4859 | 0 | 0 | 7035.6277 | 0.055501 | 6 | Residential_2025_Economic_GWh_After Competition Groups_6 | Variable Speed Pool Pump Motor | 5.55% | 0 | 390.4859 | Residential_2025_Economic_GWh_After Competition Groups_Variable Speed Pool Pump Motor
Residential | Res ¦ Ductless Mini-Split Heat Pump | 2025 | Economic | GWh | After Competition Groups | 359.3066 | 0 | 0 | 7035.6277 | 0.05107 | 7 | Residential_2025_Economic_GWh_After Competition Groups_7 | Ductless Mini-Split Heat Pump | 5.107% | 0 | 359.3066 | Residential_2025_Economic_GWh_After Competition Groups_Ductless Mini-Split Heat Pump
Residential | Res ¦ Car Block Heater Timer | 2025 | Economic | GWh | After Competition Groups | 338.7223 | 0 | 0 | 7035.6277 | 0.048144 | 8 | Residential_2025_Economic_GWh_After Competition Groups_8 | Car Block Heater Timer | 4.814% | 0 | 338.7223 | Residential_2025_Economic_GWh_After Competition Groups_Car Block Heater Timer
Residential | Res ¦ Building Recommissioning, Operations and Maintenance (O&M) Improvements | 2025 | Economic | GWh | After Competition Groups | 302.6196 | 0 | 0 | 7035.6277 | 0.043012 | 9 | Residential_2025_Economic_GWh_After Competition Groups_9 | Building Recommissioning, Operations and Maintenance (O&M) Improvements | 4.301% | 0 | 302.6196 | Residential_2025_Economic_GWh_After Competition Groups_Building Recommissioning, Operations and Maintenance (O&M) Improvements
Residential | Res ¦ Basement Wall Insulation | 2025 | Economic | GWh | After Competition Groups | 279.1232 | 0 | 0 | 7035.6277 | 0.039673 | 10 | Residential_2025_Economic_GWh_After Competition Groups_10 | Basement Wall Insulation | 3.967% | 0 | 279.1232 | Residential_2025_Economic_GWh_After Competition Groups_Basement Wall Insulation
Residential | Res ¦ Attic Insulation | 2025 | Economic | GWh | After Competition Groups | 215.3256 | 0 | 0 | 7035.6277 | 0.030605 | 11 | Residential_2025_Economic_GWh_After Competition Groups_11 | Attic Insulation | 3.061% | 0 | 215.3256 | Residential_2025_Economic_GWh_After Competition Groups_Attic Insulation
Residential | Res ¦ Energy Star Air Source Heat Pump | 2025 | Economic | GWh | After Competition Groups | 205.4603 | 0 | 0 | 7035.6277 | 0.029203 | 12 | Residential_2025_Economic_GWh_After Competition Groups_12 | Energy Star Air Source Heat Pump | 2.92% | 0 | 205.4603 | Residential_2025_Economic_GWh_After Competition Groups_Energy Star Air Source Heat Pump
Residential | Res ¦ Energy Star Torchiere | 2025 | Economic | GWh | After Competition Groups | 204.3826 | 0 | 0 | 7035.6277 | 0.02905 | 13 | Residential_2025_Economic_GWh_After Competition Groups_13 | Energy Star Torchiere | 2.905% | 0 | 204.3826 | Residential_2025_Economic_GWh_After Competition Groups_Energy Star Torchiere
Residential | Res ¦ Comprehensive Draft Proofing | 2025 | Economic | GWh | After Competition Groups | 153.916 | 0 | 0 | 7035.6277 | 0.021877 | 14 | Residential_2025_Economic_GWh_After Competition Groups_14 | Comprehensive Draft Proofing | 2.188% | 0 | 153.916 | Residential_2025_Economic_GWh_After Competition Groups_Comprehensive Draft Proofing
Residential | Res ¦ Energy Star Clothes Dryer | 2025 | Economic | GWh | After Competition Groups | 102.8238 | 0 | 0 | 7035.6277 | 0.014615 | 15 | Residential_2025_Economic_GWh_After Competition Groups_15 | Energy Star Clothes Dryer | 1.461% | 0 | 102.8238 | Residential_2025_Economic_GWh_After Competition Groups_Energy Star Clothes Dryer
Residential | Res ¦ Energy Star Light Fixture | 2025 | Economic | GWh | After Competition Groups | 90.3327 | 0 | 0 | 7035.6277 | 0.012839 | 16 | Residential_2025_Economic_GWh_After Competition Groups_16 | Energy Star Light Fixture | 1.284% | 0 | 90.3327 | Residential_2025_Economic_GWh_After Competition Groups_Energy Star Light Fixture
Residential | Res ¦ Occupancy Sensors MF | 2025 | Economic | GWh | After Competition Groups | 87.5813 | 0 | 0 | 7035.6277 | 0.012448 | 17 | Residential_2025_Economic_GWh_After Competition Groups_17 | Occupancy Sensors MF | 1.245% | 0 | 87.5813 | Residential_2025_Economic_GWh_After Competition Groups_Occupancy Sensors MF
Residential | Res ¦ Refrigerator Recycling | 2025 | Economic | GWh | After Competition Groups | 79.3269 | 0 | 0 | 7035.6277 | 0.011275 | 18 | Residential_2025_Economic_GWh_After Competition Groups_18 | Refrigerator Recycling | 1.128% | 0 | 79.3269 | Residential_2025_Economic_GWh_After Competition Groups_Refrigerator Recycling
Residential | Res ¦ LED Parking Lot Fixture | 2025 | Economic | GWh | After Competition Groups | 79.297 | 0 | 0 | 7035.6277 | 0.011271 | 19 | Residential_2025_Economic_GWh_After Competition Groups_19 | LED Parking Lot Fixture | 1.127% | 0 | 79.297 | Residential_2025_Economic_GWh_After Competition Groups_LED Parking Lot Fixture
Residential | Res ¦ Energy Star Room Air Conditioner | 2025 | Economic | GWh | After Competition Groups | 73.6648 | 0 | 0 | 7035.6277 | 0.01047 | 20 | Residential_2025_Economic_GWh_After Competition Groups_20 | Energy Star Room Air Conditioner | 1.047% | 0 | 73.6648 | Residential_2025_Economic_GWh_After Competition Groups_Energy Star Room Air Conditioner
Residential | Res ¦ Clothes Drying Racks | 2025 | Economic | GWh | After Competition Groups | 72.4369 | 0 | 0 | 7035.6277 | 0.010296 | 21 | Residential_2025_Economic_GWh_After Competition Groups_21 | Clothes Drying Racks | 1.03% | 0 | 72.4369 | Residential_2025_Economic_GWh_After Competition Groups_Clothes Drying Racks
Residential | Res ¦ Freezer Recycling | 2025 | Economic | GWh | After Competition Groups | 69.6043 | 0 | 0 | 7035.6277 | 0.0098931 | 22 | Residential_2025_Economic_GWh_After Competition Groups_22 | Freezer Recycling | 0.9893% | 0 | 69.6043 | Residential_2025_Economic_GWh_After Competition Groups_Freezer Recycling
Residential | Res ¦ Floor Insulation | 2025 | Economic | GWh | After Competition Groups | 56.4337 | 0 | 0 | 7035.6277 | 0.0080211 | 23 | Residential_2025_Economic_GWh_After Competition Groups_23 | Floor Insulation | 0.8021% | 0 | 56.4337 | Residential_2025_Economic_GWh_After Competition Groups_Floor Insulation
Residential | Res ¦ Duct Insulation | 2025 | Economic | GWh | After Competition Groups | 52.263 | 0 | 0 | 7035.6277 | 0.0074283 | 24 | Residential_2025_Economic_GWh_After Competition Groups_24 | Duct Insulation | 0.7428% | 0 | 52.263 | Residential_2025_Economic_GWh_After Competition Groups_Duct Insulation
Residential | Res ¦ Advanced BAS/Controllers | 2025 | Economic | GWh | After Competition Groups | 44.292 | 0 | 0 | 7035.6277 | 0.0062954 | 25 | Residential_2025_Economic_GWh_After Competition Groups_25 | Advanced BAS/Controllers | 0.6295% | 0 | 44.292 | Residential_2025_Economic_GWh_After Competition Groups_Advanced BAS/Controllers
Residential | Res ¦ Minimize Hot and Warm Clothes Wash | 2025 | Economic | GWh | After Competition Groups | 38.7157 | 0 | 0 | 7035.6277 | 0.0055028 | 26 | Residential_2025_Economic_GWh_After Competition Groups_26 | Minimize Hot and Warm Clothes Wash | 0.5503% | 0 | 38.7157 | Residential_2025_Economic_GWh_After Competition Groups_Minimize Hot and Warm Clothes Wash
Residential | Res ¦ Furnace Whistle | 2025 | Economic | GWh | After Competition Groups | 38.1396 | 0 | 0 | 7035.6277 | 0.0054209 | 27 | Residential_2025_Economic_GWh_After Competition Groups_27 | Furnace Whistle | 0.5421% | 0 | 38.1396 | Residential_2025_Economic_GWh_After Competition Groups_Furnace Whistle
Residential | Res ¦ LED Exterior Area Lights - LED Fixture (200W) | 2025 | Economic | GWh | After Competition Groups | 36.4319 | 0 | 0 | 7035.6277 | 0.0051782 | 28 | Residential_2025_Economic_GWh_After Competition Groups_28 | LED Exterior Area Lights - LED Fixture (200W) | 0.5178% | 0 | 36.4319 | Residential_2025_Economic_GWh_After Competition Groups_LED Exterior Area Lights - LED Fixture (200W)
Residential | Res ¦ Energy Star Dehumidifier | 2025 | Economic | GWh | After Competition Groups | 28.3587 | 0 | 0 | 7035.6277 | 0.0040307 | 29 | Residential_2025_Economic_GWh_After Competition Groups_29 | Energy Star Dehumidifier | 0.4031% | 0 | 28.3587 | Residential_2025_Economic_GWh_After Competition Groups_Energy Star Dehumidifier
Residential | Res ¦ Outside Air Economizer | 2025 | Economic | GWh | After Competition Groups | 27.1977 | 0 | 0 | 7035.6277 | 0.0038657 | 30 | Residential_2025_Economic_GWh_After Competition Groups_30 | Outside Air Economizer | 0.3866% | 0 | 27.1977 | Residential_2025_Economic_GWh_After Competition Groups_Outside Air Economizer
Residential | Res ¦ LED Tube Re-Lamp | 2025 | Economic | GWh | After Competition Groups | 22.5682 | 0 | 0 | 7035.6277 | 0.0032077 | 31 | Residential_2025_Economic_GWh_After Competition Groups_31 | LED Tube Re-Lamp | 0.3208% | 0 | 22.5682 | Residential_2025_Economic_GWh_After Competition Groups_LED Tube Re-Lamp
Residential | Res ¦ Heat Recovery Ventilator | 2025 | Economic | GWh | After Competition Groups | 22.1856 | 0 | 0 | 7035.6277 | 0.0031533 | 32 | Residential_2025_Economic_GWh_After Competition Groups_32 | Heat Recovery Ventilator | 0.3153% | 0 | 22.1856 | Residential_2025_Economic_GWh_After Competition Groups_Heat Recovery Ventilator
Residential | Res ¦ Duct Insulation MF | 2025 | Economic | GWh | After Competition Groups | 21.7644 | 0 | 0 | 7035.6277 | 0.0030935 | 33 | Residential_2025_Economic_GWh_After Competition Groups_33 | Duct Insulation MF | 0.3093% | 0 | 21.7644 | Residential_2025_Economic_GWh_After Competition Groups_Duct Insulation MF
Residential | Res ¦ Demand Control Ventilation | 2025 | Economic | GWh | After Competition Groups | 20.4275 | 0 | 0 | 7035.6277 | 0.0029034 | 34 | Residential_2025_Economic_GWh_After Competition Groups_34 | Demand Control Ventilation | 0.2903% | 0 | 20.4275 | Residential_2025_Economic_GWh_After Competition Groups_Demand Control Ventilation
Residential | Res ¦ CO Sensors for parking garage exhaust fans | 2025 | Economic | GWh | After Competition Groups | 17.1597 | 0 | 0 | 7035.6277 | 0.002439 | 35 | Residential_2025_Economic_GWh_After Competition Groups_35 | CO Sensors for parking garage exhaust fans | 0.2439% | 0 | 17.1597 | Residential_2025_Economic_GWh_After Competition Groups_CO Sensors for parking garage exhaust fans
Residential | Res ¦ Energy Star Freezer | 2025 | Economic | GWh | After Competition Groups | 16.7974 | 0 | 0 | 7035.6277 | 0.0023875 | 36 | Residential_2025_Economic_GWh_After Competition Groups_36 | Energy Star Freezer | 0.2387% | 0 | 16.7974 | Residential_2025_Economic_GWh_After Competition Groups_Energy Star Freezer
Residential | Res ¦ Variable Frequency Drive (VFD) | 2025 | Economic | GWh | After Competition Groups | 16.1788 | 0 | 0 | 7035.6277 | 0.0022996 | 37 | Residential_2025_Economic_GWh_After Competition Groups_37 | Variable Frequency Drive (VFD) | 0.23% | 0 | 16.1788 | Residential_2025_Economic_GWh_After Competition Groups_Variable Frequency Drive (VFD)
Residential | Res ¦ Home Energy Reports | 2025 | Economic | GWh | After Competition Groups | 15.7645 | 0 | 0 | 7035.6277 | 0.0022407 | 38 | Residential_2025_Economic_GWh_After Competition Groups_38 | Home Energy Reports | 0.2241% | 0 | 15.7645 | Residential_2025_Economic_GWh_After Competition Groups_Home Energy Reports
Residential | Res ¦ ENERGY STAR LED LAMPS (REFLECTOR LAMPs/MR16/PAR 16) | 2025 | Economic | GWh | After Competition Groups | 15.4389 | 0 | 0 | 7035.6277 | 0.0021944 | 39 | Residential_2025_Economic_GWh_After Competition Groups_39 | ENERGY STAR LED LAMPS (REFLECTOR LAMPs/MR16/PAR 16) | 0.2194% | 0 | 15.4389 | Residential_2025_Economic_GWh_After Competition Groups_ENERGY STAR LED LAMPS (REFLECTOR LAMPs/MR16/PAR 16)
Residential | Res ¦ Water Heater Temperature Setback | 2025 | Economic | GWh | After Competition Groups | 12.0898 | 0 | 0 | 7035.6277 | 0.0017184 | 40 | Residential_2025_Economic_GWh_After Competition Groups_40 | Water Heater Temperature Setback | 0.1718% | 0 | 12.0898 | Residential_2025_Economic_GWh_After Competition Groups_Water Heater Temperature Setback
Residential | Res ¦ Condensing Make Up Air Unit | 2025 | Economic | GWh | After Competition Groups | 9.4614 | 0 | 0 | 7035.6277 | 0.0013448 | 41 | Residential_2025_Economic_GWh_After Competition Groups_41 | Condensing Make Up Air Unit | 0.1345% | 0 | 9.4614 | Residential_2025_Economic_GWh_After Competition Groups_Condensing Make Up Air Unit
Residential | Res ¦ High Efficiency Chiller (avg of water and air cooled) | 2025 | Economic | GWh | After Competition Groups | 8.7905 | 0 | 0 | 7035.6277 | 0.0012494 | 42 | Residential_2025_Economic_GWh_After Competition Groups_42 | High Efficiency Chiller (avg of water and air cooled) | 0.1249% | 0 | 8.7905 | Residential_2025_Economic_GWh_After Competition Groups_High Efficiency Chiller (avg of water and air cooled)
Residential | Res ¦ Tankless Water Heater | 2025 | Economic | GWh | After Competition Groups | 6.029 | 0 | 0 | 7035.6277 | 0.00085692 | 43 | Residential_2025_Economic_GWh_After Competition Groups_43 | Tankless Water Heater | 0.08569% | 0 | 6.029 | Residential_2025_Economic_GWh_After Competition Groups_Tankless Water Heater
Residential | Res ¦ VFD on Pumps | 2025 | Economic | GWh | After Competition Groups | 4.9752 | 0 | 0 | 7035.6277 | 0.00070714 | 44 | Residential_2025_Economic_GWh_After Competition Groups_44 | VFD on Pumps | 0.07071% | 0 | 4.9752 | Residential_2025_Economic_GWh_After Competition Groups_VFD on Pumps
Residential | Res ¦ ENERGY STAR LED Lamps (General Service Lamps) | 2025 | Economic | GWh | After Competition Groups | 3.5101 | 0 | 0 | 7035.6277 | 0.00049891 | 45 | Residential_2025_Economic_GWh_After Competition Groups_45 | ENERGY STAR LED Lamps (General Service Lamps) | 0.04989% | 0 | 3.5101 | Residential_2025_Economic_GWh_After Competition Groups_ENERGY STAR LED Lamps (General Service Lamps)
Residential | Res ¦ ECM MOTORS FOR HVAC APPLICATION (FAN-POWERED VAV BOX) | 2025 | Economic | GWh | After Competition Groups | 2.7709 | 0 | 0 | 7035.6277 | 0.00039384 | 46 | Residential_2025_Economic_GWh_After Competition Groups_46 | ECM MOTORS FOR HVAC APPLICATION (FAN-POWERED VAV BOX) | 0.03938% | 0 | 2.7709 | Residential_2025_Economic_GWh_After Competition Groups_ECM MOTORS FOR HVAC APPLICATION (FAN-POWERED VAV BOX)
Residential | Res ¦ Beverage Vending Machine Controls | 2025 | Economic | GWh | After Competition Groups | 1.9119 | 0 | 0 | 7035.6277 | 0.00027174 | 47 | Residential_2025_Economic_GWh_After Competition Groups_47 | Beverage Vending Machine Controls | 0.02717% | 0 | 1.9119 | Residential_2025_Economic_GWh_After Competition Groups_Beverage Vending Machine Controls
Residential | Res ¦ Wall Insulation | 2025 | Economic | GWh | After Competition Groups | 0.81121 | 0 | 0 | 7035.6277 | 0.0001153 | 48 | Residential_2025_Economic_GWh_After Competition Groups_48 | Wall Insulation | 0.01153% | 0 | 0.81121 | Residential_2025_Economic_GWh_After Competition Groups_Wall Insulation
Residential | Res ¦ Chilled Water Optimization | 2025 | Economic | GWh | After Competition Groups | 0.22658 | 0 | 0 | 7035.6277 | 3.2205e-05 | 49 | Residential_2025_Economic_GWh_After Competition Groups_49 | Chilled Water Optimization | 0.003221% | 0 | 0.22658 | Residential_2025_Economic_GWh_After Competition Groups_Chilled Water Optimization
Residential | Res ¦ LED High Bay Fixture | 2025 | Economic | GWh | After Competition Groups | 0.22103 | 0 | 0 | 7035.6277 | 3.1415e-05 | 50 | Residential_2025_Economic_GWh_After Competition Groups_50 | LED High Bay Fixture | 0.003142% | 0 | 0.22103 | Residential_2025_Economic_GWh_After Competition Groups_LED High Bay Fixture
Residential | Res ¦ Wall Insulation MF | 2025 | Economic | GWh | After Competition Groups | 0.049164 | 0 | 0 | 7035.6277 | 6.9878e-06 | 51 | Residential_2025_Economic_GWh_After Competition Groups_51 | Wall Insulation MF | 0.0006988% | 0 | 0.049164 | Residential_2025_Economic_GWh_After Competition Groups_Wall Insulation MF
Residential | Res ¦ Heavy Duty Outdoor/Holiday Plug-in Timers | 2025 | Economic | GWh | After Competition Groups | 0 | 0 | 0 | 7035.6277 | 0 | 52 | Residential_2025_Economic_GWh_After Competition Groups_52 | Heavy Duty Outdoor/Holiday Plug-in Timers | 0% | 0 | 0 | Residential_2025_Economic_GWh_After Competition Groups_Heavy Duty Outdoor/Holiday Plug-in Timers
Residential | Res ¦ LED Downlight | 2025 | Economic | GWh | After Competition Groups | 0 | 0 | 0 | 7035.6277 | 0 | 53 | Residential_2025_Economic_GWh_After Competition Groups_53 | LED Downlight | 0% | 0 | 0 | Residential_2025_Economic_GWh_After Competition Groups_LED Downlight
Residential | Res ¦ Smart Burners | 2025 | Economic | GWh | After Competition Groups | 0 | 0 | 0 | 7035.6277 | 0 | 54 | Residential_2025_Economic_GWh_After Competition Groups_54 | Smart Burners | 0% | 0 | 0 | Residential_2025_Economic_GWh_After Competition Groups_Smart Burners
Residential | Res ¦ Smart Power Bar | 2025 | Economic | GWh | After Competition Groups | 0 | 0 | 0 | 7035.6277 | 0 | 55 | Residential_2025_Economic_GWh_After Competition Groups_55 | Smart Power Bar | 0% | 0 | 0 | Residential_2025_Economic_GWh_After Competition Groups_Smart Power Bar
Residential | Res ¦ Energy Star LED Specialty Bulbs | 2025 | SC A | GWh | After Competition Groups | 438.8627 | 26450.6769 | 0.026451 | 1648.9392 | 0.26615 | 1 | Residential_2025_SC A_GWh_After Competition Groups_1 | Energy Star LED Specialty Bulbs | 26.61% | 0.026451 | 438.8627 | Residential_2025_SC A_GWh_After Competition Groups_Energy Star LED Specialty Bulbs
Residential | Res ¦ Energy Star A Line, PAR, MR Lamps | 2025 | SC A | GWh | After Competition Groups | 168.937 | 23407.5165 | 0.023408 | 1648.9392 | 0.10245 | 2 | Residential_2025_SC A_GWh_After Competition Groups_2 | Energy Star A Line, PAR, MR Lamps | 10.25% | 0.023408 | 168.937 | Residential_2025_SC A_GWh_After Competition Groups_Energy Star A Line, PAR, MR Lamps
Residential | Res ¦ Energy Star Clothes Washer | 2025 | SC A | GWh | After Competition Groups | 162.2268 | 6097005.8651 | 6.097 | 1648.9392 | 0.098383 | 3 | Residential_2025_SC A_GWh_After Competition Groups_3 | Energy Star Clothes Washer | 9.838% | 6.097 | 162.2268 | Residential_2025_SC A_GWh_After Competition Groups_Energy Star Clothes Washer
Residential | Res ¦ Ductless Mini-Split Heat Pump | 2025 | SC A | GWh | After Competition Groups | 111.6246 | 3263132.3476 | 3.2631 | 1648.9392 | 0.067695 | 4 | Residential_2025_SC A_GWh_After Competition Groups_4 | Ductless Mini-Split Heat Pump | 6.769% | 3.2631 | 111.6246 | Residential_2025_SC A_GWh_After Competition Groups_Ductless Mini-Split Heat Pump
Residential | Res ¦ Car Block Heater Timer | 2025 | SC A | GWh | After Competition Groups | 84.4279 | 336919.9143 | 0.33692 | 1648.9392 | 0.051201 | 5 | Residential_2025_SC A_GWh_After Competition Groups_5 | Car Block Heater Timer | 5.12% | 0.33692 | 84.4279 | Residential_2025_SC A_GWh_After Competition Groups_Car Block Heater Timer
Residential | Res ¦ Building Recommissioning, Operations and Maintenance (O&M) Improvements | 2025 | SC A | GWh | After Competition Groups | 69.846 | 147259.6615 | 0.14726 | 1648.9392 | 0.042358 | 6 | Residential_2025_SC A_GWh_After Competition Groups_6 | Building Recommissioning, Operations and Maintenance (O&M) Improvements | 4.236% | 0.14726 | 69.846 | Residential_2025_SC A_GWh_After Competition Groups_Building Recommissioning, Operations and Maintenance (O&M) Improvements
Residential | Res ¦ Variable Speed Pool Pump Motor | 2025 | SC A | GWh | After Competition Groups | 63.1212 | 2490605.2525 | 2.4906 | 1648.9392 | 0.03828 | 7 | Residential_2025_SC A_GWh_After Competition Groups_7 | Variable Speed Pool Pump Motor | 3.828% | 2.4906 | 63.1212 | Residential_2025_SC A_GWh_After Competition Groups_Variable Speed Pool Pump Motor
Residential | Res ¦ Energy Star LED Bulbs General Purpose LEDs | 2025 | SC A | GWh | After Competition Groups | 57.9223 | 0 | 0 | 1648.9392 | 0.035127 | 8 | Residential_2025_SC A_GWh_After Competition Groups_8 | Energy Star LED Bulbs General Purpose LEDs | 3.513% | 0 | 57.9223 | Residential_2025_SC A_GWh_After Competition Groups_Energy Star LED Bulbs General Purpose LEDs
Residential | Res ¦ LED Parking Lot Fixture | 2025 | SC A | GWh | After Competition Groups | 54.9896 | 0 | 0 | 1648.9392 | 0.033348 | 9 | Residential_2025_SC A_GWh_After Competition Groups_9 | LED Parking Lot Fixture | 3.335% | 0 | 54.9896 | Residential_2025_SC A_GWh_After Competition Groups_LED Parking Lot Fixture
Residential | Res ¦ Energy Star Torchiere | 2025 | SC A | GWh | After Competition Groups | 50.5636 | 949671.6181 | 0.94967 | 1648.9392 | 0.030664 | 10 | Residential_2025_SC A_GWh_After Competition Groups_10 | Energy Star Torchiere | 3.066% | 0.94967 | 50.5636 | Residential_2025_SC A_GWh_After Competition Groups_Energy Star Torchiere
Residential | Res ¦ Adaptive Thermostat | 2025 | SC A | GWh | After Competition Groups | 44.9716 | 365338.2412 | 0.36534 | 1648.9392 | 0.027273 | 11 | Residential_2025_SC A_GWh_After Competition Groups_11 | Adaptive Thermostat | 2.727% | 0.36534 | 44.9716 | Residential_2025_SC A_GWh_After Competition Groups_Adaptive Thermostat
Residential | Res ¦ Comprehensive Draft Proofing | 2025 | SC A | GWh | After Competition Groups | 33.9954 | 0 | 0 | 1648.9392 | 0.020617 | 12 | Residential_2025_SC A_GWh_After Competition Groups_12 | Comprehensive Draft Proofing | 2.062% | 0 | 33.9954 | Residential_2025_SC A_GWh_After Competition Groups_Comprehensive Draft Proofing
Residential | Res ¦ Air Sealing | 2025 | SC A | GWh | After Competition Groups | 30.4894 | 1313499.0724 | 1.3135 | 1648.9392 | 0.01849 | 13 | Residential_2025_SC A_GWh_After Competition Groups_13 | Air Sealing | 1.849% | 1.3135 | 30.4894 | Residential_2025_SC A_GWh_After Competition Groups_Air Sealing
Residential | Res ¦ Basement Wall Insulation | 2025 | SC A | GWh | After Competition Groups | 27.7589 | 1563106.6438 | 1.5631 | 1648.9392 | 0.016834 | 14 | Residential_2025_SC A_GWh_After Competition Groups_14 | Basement Wall Insulation | 1.683% | 1.5631 | 27.7589 | Residential_2025_SC A_GWh_After Competition Groups_Basement Wall Insulation
Residential | Res ¦ LED Exterior Area Lights - LED Fixture (200W) | 2025 | SC A | GWh | After Competition Groups | 26.7532 | 1008790.5633 | 1.0088 | 1648.9392 | 0.016225 | 15 | Residential_2025_SC A_GWh_After Competition Groups_15 | LED Exterior Area Lights - LED Fixture (200W) | 1.622% | 1.0088 | 26.7532 | Residential_2025_SC A_GWh_After Competition Groups_LED Exterior Area Lights - LED Fixture (200W)
Residential | Res ¦ Energy Star Light Fixture | 2025 | SC A | GWh | After Competition Groups | 22.7238 | 1226621.7158 | 1.2266 | 1648.9392 | 0.013781 | 16 | Residential_2025_SC A_GWh_After Competition Groups_16 | Energy Star Light Fixture | 1.378% | 1.2266 | 22.7238 | Residential_2025_SC A_GWh_After Competition Groups_Energy Star Light Fixture
Residential | Res ¦ Occupancy Sensors MF | 2025 | SC A | GWh | After Competition Groups | 22.3384 | 18113.9131 | 0.018114 | 1648.9392 | 0.013547 | 17 | Residential_2025_SC A_GWh_After Competition Groups_17 | Occupancy Sensors MF | 1.355% | 0.018114 | 22.3384 | Residential_2025_SC A_GWh_After Competition Groups_Occupancy Sensors MF
Residential | Res ¦ Energy Star Air Source Heat Pump | 2025 | SC A | GWh | After Competition Groups | 20.9029 | 1245135.7066 | 1.2451 | 1648.9392 | 0.012677 | 18 | Residential_2025_SC A_GWh_After Competition Groups_18 | Energy Star Air Source Heat Pump | 1.268% | 1.2451 | 20.9029 | Residential_2025_SC A_GWh_After Competition Groups_Energy Star Air Source Heat Pump
Residential | Res ¦ LED Tube Re-Lamp | 2025 | SC A | GWh | After Competition Groups | 18.934 | 454584.5935 | 0.45458 | 1648.9392 | 0.011483 | 19 | Residential_2025_SC A_GWh_After Competition Groups_19 | LED Tube Re-Lamp | 1.148% | 0.45458 | 18.934 | Residential_2025_SC A_GWh_After Competition Groups_LED Tube Re-Lamp
Residential | Res ¦ Energy Star Clothes Dryer | 2025 | SC A | GWh | After Competition Groups | 17.2847 | 1041754.0187 | 1.0418 | 1648.9392 | 0.010482 | 20 | Residential_2025_SC A_GWh_After Competition Groups_20 | Energy Star Clothes Dryer | 1.048% | 1.0418 | 17.2847 | Residential_2025_SC A_GWh_After Competition Groups_Energy Star Clothes Dryer
Residential | Res ¦ Refrigerator Recycling | 2025 | SC A | GWh | After Competition Groups | 13.1084 | 642658.5985 | 0.64266 | 1648.9392 | 0.0079496 | 21 | Residential_2025_SC A_GWh_After Competition Groups_21 | Refrigerator Recycling | 0.795% | 0.64266 | 13.1084 | Residential_2025_SC A_GWh_After Competition Groups_Refrigerator Recycling
Residential | Res ¦ ENERGY STAR LED LAMPS (REFLECTOR LAMPs/MR16/PAR 16) | 2025 | SC A | GWh | After Competition Groups | 12.4648 | 162626.4897 | 0.16263 | 1648.9392 | 0.0075593 | 22 | Residential_2025_SC A_GWh_After Competition Groups_22 | ENERGY STAR LED LAMPS (REFLECTOR LAMPs/MR16/PAR 16) | 0.7559% | 0.16263 | 12.4648 | Residential_2025_SC A_GWh_After Competition Groups_ENERGY STAR LED LAMPS (REFLECTOR LAMPs/MR16/PAR 16)
Residential | Res ¦ Minimize Hot and Warm Clothes Wash | 2025 | SC A | GWh | After Competition Groups | 11.0164 | 0 | 0 | 1648.9392 | 0.0066809 | 23 | Residential_2025_SC A_GWh_After Competition Groups_23 | Minimize Hot and Warm Clothes Wash | 0.6681% | 0 | 11.0164 | Residential_2025_SC A_GWh_After Competition Groups_Minimize Hot and Warm Clothes Wash
Residential | Res ¦ Outside Air Economizer | 2025 | SC A | GWh | After Competition Groups | 10.2248 | 189897.735 | 0.1899 | 1648.9392 | 0.0062008 | 24 | Residential_2025_SC A_GWh_After Competition Groups_24 | Outside Air Economizer | 0.6201% | 0.1899 | 10.2248 | Residential_2025_SC A_GWh_After Competition Groups_Outside Air Economizer
Residential | Res ¦ Attic Insulation | 2025 | SC A | GWh | After Competition Groups | 9.5368 | 577875.4618 | 0.57788 | 1648.9392 | 0.0057836 | 25 | Residential_2025_SC A_GWh_After Competition Groups_25 | Attic Insulation | 0.5784% | 0.57788 | 9.5368 | Residential_2025_SC A_GWh_After Competition Groups_Attic Insulation
Residential | Res ¦ Energy Star Room Air Conditioner | 2025 | SC A | GWh | After Competition Groups | 8.9935 | 390000.1888 | 0.39 | 1648.9392 | 0.0054541 | 26 | Residential_2025_SC A_GWh_After Competition Groups_26 | Energy Star Room Air Conditioner | 0.5454% | 0.39 | 8.9935 | Residential_2025_SC A_GWh_After Competition Groups_Energy Star Room Air Conditioner
Residential | Res ¦ Furnace Whistle | 2025 | SC A | GWh | After Competition Groups | 8.8028 | 28790.5509 | 0.028791 | 1648.9392 | 0.0053385 | 27 | Residential_2025_SC A_GWh_After Competition Groups_27 | Furnace Whistle | 0.5338% | 0.028791 | 8.8028 | Residential_2025_SC A_GWh_After Competition Groups_Furnace Whistle
Residential | Res ¦ High Efficiency Chiller (avg of water and air cooled) | 2025 | SC A | GWh | After Competition Groups | 7.3907 | 173117.2607 | 0.17312 | 1648.9392 | 0.0044821 | 28 | Residential_2025_SC A_GWh_After Competition Groups_28 | High Efficiency Chiller (avg of water and air cooled) | 0.4482% | 0.17312 | 7.3907 | Residential_2025_SC A_GWh_After Competition Groups_High Efficiency Chiller (avg of water and air cooled)
Residential | Res ¦ Advanced BAS/Controllers | 2025 | SC A | GWh | After Competition Groups | 6.7081 | 339406.7905 | 0.33941 | 1648.9392 | 0.0040681 | 29 | Residential_2025_SC A_GWh_After Competition Groups_29 | Advanced BAS/Controllers | 0.4068% | 0.33941 | 6.7081 | Residential_2025_SC A_GWh_After Competition Groups_Advanced BAS/Controllers
Residential | Res ¦ Energy Star Freezer | 2025 | SC A | GWh | After Competition Groups | 5.6708 | 501853.9211 | 0.50185 | 1648.9392 | 0.003439 | 30 | Residential_2025_SC A_GWh_After Competition Groups_30 | Energy Star Freezer | 0.3439% | 0.50185 | 5.6708 | Residential_2025_SC A_GWh_After Competition Groups_Energy Star Freezer
Residential | Res ¦ Home Energy Reports | 2025 | SC A | GWh | After Competition Groups | 4.4803 | 261625.0889 | 0.26163 | 1648.9392 | 0.0027171 | 31 | Residential_2025_SC A_GWh_After Competition Groups_31 | Home Energy Reports | 0.2717% | 0.26163 | 4.4803 | Residential_2025_SC A_GWh_After Competition Groups_Home Energy Reports
Residential | Res ¦ Variable Frequency Drive (VFD) | 2025 | SC A | GWh | After Competition Groups | 3.7341 | 174796.7379 | 0.1748 | 1648.9392 | 0.0022646 | 32 | Residential_2025_SC A_GWh_After Competition Groups_32 | Variable Frequency Drive (VFD) | 0.2265% | 0.1748 | 3.7341 | Residential_2025_SC A_GWh_After Competition Groups_Variable Frequency Drive (VFD)
Residential | Res ¦ ENERGY STAR LED Lamps (General Service Lamps) | 2025 | SC A | GWh | After Competition Groups | 2.9135 | 41215.8028 | 0.041216 | 1648.9392 | 0.0017669 | 33 | Residential_2025_SC A_GWh_After Competition Groups_33 | ENERGY STAR LED Lamps (General Service Lamps) | 0.1767% | 0.041216 | 2.9135 | Residential_2025_SC A_GWh_After Competition Groups_ENERGY STAR LED Lamps (General Service Lamps)
Residential | Res ¦ CO Sensors for parking garage exhaust fans | 2025 | SC A | GWh | After Competition Groups | 2.8498 | 153676.2715 | 0.15368 | 1648.9392 | 0.0017283 | 34 | Residential_2025_SC A_GWh_After Competition Groups_34 | CO Sensors for parking garage exhaust fans | 0.1728% | 0.15368 | 2.8498 | Residential_2025_SC A_GWh_After Competition Groups_CO Sensors for parking garage exhaust fans
Residential | Res ¦ Water Heater Temperature Setback | 2025 | SC A | GWh | After Competition Groups | 2.7699 | 27707.0952 | 0.027707 | 1648.9392 | 0.0016798 | 35 | Residential_2025_SC A_GWh_After Competition Groups_35 | Water Heater Temperature Setback | 0.168% | 0.027707 | 2.7699 | Residential_2025_SC A_GWh_After Competition Groups_Water Heater Temperature Setback
Residential | Res ¦ Demand Control Ventilation | 2025 | SC A | GWh | After Competition Groups | 2.5935 | 0 | 0 | 1648.9392 | 0.0015728 | 36 | Residential_2025_SC A_GWh_After Competition Groups_36 | Demand Control Ventilation | 0.1573% | 0 | 2.5935 | Residential_2025_SC A_GWh_After Competition Groups_Demand Control Ventilation
Residential | Res ¦ Clothes Drying Racks | 2025 | SC A | GWh | After Competition Groups | 1.1672 | 0 | 0 | 1648.9392 | 0.00070782 | 37 | Residential_2025_SC A_GWh_After Competition Groups_37 | Clothes Drying Racks | 0.07078% | 0 | 1.1672 | Residential_2025_SC A_GWh_After Competition Groups_Clothes Drying Racks
Residential | Res ¦ VFD on Pumps | 2025 | SC A | GWh | After Competition Groups | 1.0649 | 56123.0695 | 0.056123 | 1648.9392 | 0.00064578 | 38 | Residential_2025_SC A_GWh_After Competition Groups_38 | VFD on Pumps | 0.06458% | 0.056123 | 1.0649 | Residential_2025_SC A_GWh_After Competition Groups_VFD on Pumps
Residential | Res ¦ Condensing Make Up Air Unit | 2025 | SC A | GWh | After Competition Groups | 0.88592 | 70708.693 | 0.070709 | 1648.9392 | 0.00053727 | 39 | Residential_2025_SC A_GWh_After Competition Groups_39 | Condensing Make Up Air Unit | 0.05373% | 0.070709 | 0.88592 | Residential_2025_SC A_GWh_After Competition Groups_Condensing Make Up Air Unit
Residential | Res ¦ Energy Star Dehumidifier | 2025 | SC A | GWh | After Competition Groups | 0.79772 | 84315.6611 | 0.084316 | 1648.9392 | 0.00048378 | 40 | Residential_2025_SC A_GWh_After Competition Groups_40 | Energy Star Dehumidifier | 0.04838% | 0.084316 | 0.79772 | Residential_2025_SC A_GWh_After Competition Groups_Energy Star Dehumidifier
Residential | Res ¦ Floor Insulation | 2025 | SC A | GWh | After Competition Groups | 0.69084 | 41278.6482 | 0.041279 | 1648.9392 | 0.00041896 | 41 | Residential_2025_SC A_GWh_After Competition Groups_41 | Floor Insulation | 0.0419% | 0.041279 | 0.69084 | Residential_2025_SC A_GWh_After Competition Groups_Floor Insulation
Residential | Res ¦ ECM MOTORS FOR HVAC APPLICATION (FAN-POWERED VAV BOX) | 2025 | SC A | GWh | After Competition Groups | 0.58481 | 31417.2325 | 0.031417 | 1648.9392 | 0.00035466 | 42 | Residential_2025_SC A_GWh_After Competition Groups_42 | ECM MOTORS FOR HVAC APPLICATION (FAN-POWERED VAV BOX) | 0.03547% | 0.031417 | 0.58481 | Residential_2025_SC A_GWh_After Competition Groups_ECM MOTORS FOR HVAC APPLICATION (FAN-POWERED VAV BOX)
Residential | Res ¦ Duct Insulation | 2025 | SC A | GWh | After Competition Groups | 0.41802 | 929.2224 | 0.00092922 | 1648.9392 | 0.00025351 | 43 | Residential_2025_SC A_GWh_After Competition Groups_43 | Duct Insulation | 0.02535% | 0.00092922 | 0.41802 | Residential_2025_SC A_GWh_After Competition Groups_Duct Insulation
Residential | Res ¦ Heat Recovery Ventilator | 2025 | SC A | GWh | After Competition Groups | 0.3965 | 0 | 0 | 1648.9392 | 0.00024046 | 44 | Residential_2025_SC A_GWh_After Competition Groups_44 | Heat Recovery Ventilator | 0.02405% | 0 | 0.3965 | Residential_2025_SC A_GWh_After Competition Groups_Heat Recovery Ventilator
Residential | Res ¦ Tankless Water Heater | 2025 | SC A | GWh | After Competition Groups | 0.33045 | 54284.4921 | 0.054284 | 1648.9392 | 0.0002004 | 45 | Residential_2025_SC A_GWh_After Competition Groups_45 | Tankless Water Heater | 0.02004% | 0.054284 | 0.33045 | Residential_2025_SC A_GWh_After Competition Groups_Tankless Water Heater
Residential | Res ¦ Beverage Vending Machine Controls | 2025 | SC A | GWh | After Competition Groups | 0.30032 | 8172.973 | 0.008173 | 1648.9392 | 0.00018213 | 46 | Residential_2025_SC A_GWh_After Competition Groups_46 | Beverage Vending Machine Controls | 0.01821% | 0.008173 | 0.30032 | Residential_2025_SC A_GWh_After Competition Groups_Beverage Vending Machine Controls
Residential | Res ¦ Duct Insulation MF | 2025 | SC A | GWh | After Competition Groups | 0.24178 | 11852.6626 | 0.011853 | 1648.9392 | 0.00014663 | 47 | Residential_2025_SC A_GWh_After Competition Groups_47 | Duct Insulation MF | 0.01466% | 0.011853 | 0.24178 | Residential_2025_SC A_GWh_After Competition Groups_Duct Insulation MF
Residential | Res ¦ Chilled Water Optimization | 2025 | SC A | GWh | After Competition Groups | 0.067149 | 108.4152 | 0.00010842 | 1648.9392 | 4.0723e-05 | 48 | Residential_2025_SC A_GWh_After Competition Groups_48 | Chilled Water Optimization | 0.004072% | 0.00010842 | 0.067149 | Residential_2025_SC A_GWh_After Competition Groups_Chilled Water Optimization
Residential | Res ¦ LED High Bay Fixture | 2025 | SC A | GWh | After Competition Groups | 0.051524 | 7528.8079 | 0.0075288 | 1648.9392 | 3.1247e-05 | 49 | Residential_2025_SC A_GWh_After Competition Groups_49 | LED High Bay Fixture | 0.003125% | 0.0075288 | 0.051524 | Residential_2025_SC A_GWh_After Competition Groups_LED High Bay Fixture
Residential | Res ¦ Wall Insulation MF | 2025 | SC A | GWh | After Competition Groups | 0.0048156 | 0 | 0 | 1648.9392 | 2.9204e-06 | 50 | Residential_2025_SC A_GWh_After Competition Groups_50 | Wall Insulation MF | 0.000292% | 0 | 0.0048156 | Residential_2025_SC A_GWh_After Competition Groups_Wall Insulation MF
Residential | Res ¦ Wall Insulation | 2025 | SC A | GWh | After Competition Groups | 0.0039012 | 0 | 0 | 1648.9392 | 2.3659e-06 | 51 | Residential_2025_SC A_GWh_After Competition Groups_51 | Wall Insulation | 0.0002366% | 0 | 0.0039012 | Residential_2025_SC A_GWh_After Competition Groups_Wall Insulation
Residential | Res ¦ Freezer Recycling | 2025 | SC A | GWh | After Competition Groups | 0.0011207 | 0 | 0 | 1648.9392 | 6.7968e-07 | 52 | Residential_2025_SC A_GWh_After Competition Groups_52 | Freezer Recycling | 6.797e-05% | 0 | 0.0011207 | Residential_2025_SC A_GWh_After Competition Groups_Freezer Recycling
Residential | Res ¦ Heavy Duty Outdoor/Holiday Plug-in Timers | 2025 | SC A | GWh | After Competition Groups | 0 | 0 | 0 | 1648.9392 | 0 | 53 | Residential_2025_SC A_GWh_After Competition Groups_53 | Heavy Duty Outdoor/Holiday Plug-in Timers | 0% | 0 | 0 | Residential_2025_SC A_GWh_After Competition Groups_Heavy Duty Outdoor/Holiday Plug-in Timers
Residential | Res ¦ LED Downlight | 2025 | SC A | GWh | After Competition Groups | 0 | 0 | 0 | 1648.9392 | 0 | 54 | Residential_2025_SC A_GWh_After Competition Groups_54 | LED Downlight | 0% | 0 | 0 | Residential_2025_SC A_GWh_After Competition Groups_LED Downlight
Residential | Res ¦ Smart Burners | 2025 | SC A | GWh | After Competition Groups | 0 | 0 | 0 | 1648.9392 | 0 | 55 | Residential_2025_SC A_GWh_After Competition Groups_55 | Smart Burners | 0% | 0 | 0 | Residential_2025_SC A_GWh_After Competition Groups_Smart Burners
Residential | Res ¦ Smart Power Bar | 2025 | SC A | GWh | After Competition Groups | 0 | 0 | 0 | 1648.9392 | 0 | 56 | Residential_2025_SC A_GWh_After Competition Groups_56 | Smart Power Bar | 0% | 0 | 0 | Residential_2025_SC A_GWh_After Competition Groups_Smart Power Bar
Residential | Res ¦ Energy Star Clothes Washer | 2025 | SC B | GWh | After Competition Groups | 270.5909 | 18673026.5176 | 18.673 | 2680.8208 | 0.10094 | 1 | Residential_2025_SC B_GWh_After Competition Groups_1 | Energy Star Clothes Washer | 10.09% | 18.673 | 270.5909 | Residential_2025_SC B_GWh_After Competition Groups_Energy Star Clothes Washer
Residential | Res ¦ Energy Star A Line, PAR, MR Lamps | 2025 | SC B | GWh | After Competition Groups | 243.6095 | 40300.1937 | 0.0403 | 2680.8208 | 0.090871 | 2 | Residential_2025_SC B_GWh_After Competition Groups_2 | Energy Star A Line, PAR, MR Lamps | 9.087% | 0.0403 | 243.6095 | Residential_2025_SC B_GWh_After Competition Groups_Energy Star A Line, PAR, MR Lamps
Residential | Res ¦ Energy Star LED Bulbs General Purpose LEDs | 2025 | SC B | GWh | After Competition Groups | 243.5252 | 0 | 0 | 2680.8208 | 0.09084 | 3 | Residential_2025_SC B_GWh_After Competition Groups_3 | Energy Star LED Bulbs General Purpose LEDs | 9.084% | 0 | 243.5252 | Residential_2025_SC B_GWh_After Competition Groups_Energy Star LED Bulbs General Purpose LEDs
Residential | Res ¦ Variable Speed Pool Pump Motor | 2025 | SC B | GWh | After Competition Groups | 225.4103 | 10228634.0619 | 10.2286 | 2680.8208 | 0.084083 | 4 | Residential_2025_SC B_GWh_After Competition Groups_4 | Variable Speed Pool Pump Motor | 8.408% | 10.2286 | 225.4103 | Residential_2025_SC B_GWh_After Competition Groups_Variable Speed Pool Pump Motor
Residential | Res ¦ Energy Star LED Specialty Bulbs | 2025 | SC B | GWh | After Competition Groups | 221.7977 | 33350.7798 | 0.033351 | 2680.8208 | 0.082735 | 5 | Residential_2025_SC B_GWh_After Competition Groups_5 | Energy Star LED Specialty Bulbs | 8.273% | 0.033351 | 221.7977 | Residential_2025_SC B_GWh_After Competition Groups_Energy Star LED Specialty Bulbs
Residential | Res ¦ Car Block Heater Timer | 2025 | SC B | GWh | After Competition Groups | 186.2519 | 652622.0281 | 0.65262 | 2680.8208 | 0.069476 | 6 | Residential_2025_SC B_GWh_After Competition Groups_6 | Car Block Heater Timer | 6.948% | 0.65262 | 186.2519 | Residential_2025_SC B_GWh_After Competition Groups_Car Block Heater Timer
Residential | Res ¦ Building Recommissioning, Operations and Maintenance (O&M) Improvements | 2025 | SC B | GWh | After Competition Groups | 174.7042 | 312402.3335 | 0.3124 | 2680.8208 | 0.065168 | 7 | Residential_2025_SC B_GWh_After Competition Groups_7 | Building Recommissioning, Operations and Maintenance (O&M) Improvements | 6.517% | 0.3124 | 174.7042 | Residential_2025_SC B_GWh_After Competition Groups_Building Recommissioning, Operations and Maintenance (O&M) Improvements
Residential | Res ¦ Ductless Mini-Split Heat Pump | 2025 | SC B | GWh | After Competition Groups | 144.4478 | 4604195.8386 | 4.6042 | 2680.8208 | 0.053882 | 8 | Residential_2025_SC B_GWh_After Competition Groups_8 | Ductless Mini-Split Heat Pump | 5.388% | 4.6042 | 144.4478 | Residential_2025_SC B_GWh_After Competition Groups_Ductless Mini-Split Heat Pump
Residential | Res ¦ Adaptive Thermostat | 2025 | SC B | GWh | After Competition Groups | 103.7115 | 4882255.1494 | 4.8823 | 2680.8208 | 0.038686 | 9 | Residential_2025_SC B_GWh_After Competition Groups_9 | Adaptive Thermostat | 3.869% | 4.8823 | 103.7115 | Residential_2025_SC B_GWh_After Competition Groups_Adaptive Thermostat
Residential | Res ¦ Comprehensive Draft Proofing | 2025 | SC B | GWh | After Competition Groups | 88.8572 | 0 | 0 | 2680.8208 | 0.033146 | 10 | Residential_2025_SC B_GWh_After Competition Groups_10 | Comprehensive Draft Proofing | 3.315% | 0 | 88.8572 | Residential_2025_SC B_GWh_After Competition Groups_Comprehensive Draft Proofing
Residential | Res ¦ Energy Star Torchiere | 2025 | SC B | GWh | After Competition Groups | 76.7884 | 1580622.5466 | 1.5806 | 2680.8208 | 0.028644 | 11 | Residential_2025_SC B_GWh_After Competition Groups_11 | Energy Star Torchiere | 2.864% | 1.5806 | 76.7884 | Residential_2025_SC B_GWh_After Competition Groups_Energy Star Torchiere
Residential | Res ¦ LED Parking Lot Fixture | 2025 | SC B | GWh | After Competition Groups | 61.9253 | 1781315.1286 | 1.7813 | 2680.8208 | 0.023099 | 12 | Residential_2025_SC B_GWh_After Competition Groups_12 | LED Parking Lot Fixture | 2.31% | 1.7813 | 61.9253 | Residential_2025_SC B_GWh_After Competition Groups_LED Parking Lot Fixture
Residential | Res ¦ Occupancy Sensors MF | 2025 | SC B | GWh | After Competition Groups | 56.1759 | 38427.9853 | 0.038428 | 2680.8208 | 0.020955 | 13 | Residential_2025_SC B_GWh_After Competition Groups_13 | Occupancy Sensors MF | 2.095% | 0.038428 | 56.1759 | Residential_2025_SC B_GWh_After Competition Groups_Occupancy Sensors MF
Residential | Res ¦ Air Sealing | 2025 | SC B | GWh | After Competition Groups | 53.4324 | 3662350.2596 | 3.6624 | 2680.8208 | 0.019931 | 14 | Residential_2025_SC B_GWh_After Competition Groups_14 | Air Sealing | 1.993% | 3.6624 | 53.4324 | Residential_2025_SC B_GWh_After Competition Groups_Air Sealing
Residential | Res ¦ Refrigerator Recycling | 2025 | SC B | GWh | After Competition Groups | 45.7913 | 2600670.7378 | 2.6007 | 2680.8208 | 0.017081 | 15 | Residential_2025_SC B_GWh_After Competition Groups_15 | Refrigerator Recycling | 1.708% | 2.6007 | 45.7913 | Residential_2025_SC B_GWh_After Competition Groups_Refrigerator Recycling
Residential | Res ¦ Clothes Drying Racks | 2025 | SC B | GWh | After Competition Groups | 41.796 | 11233578.2944 | 11.2336 | 2680.8208 | 0.015591 | 16 | Residential_2025_SC B_GWh_After Competition Groups_16 | Clothes Drying Racks | 1.559% | 11.2336 | 41.796 | Residential_2025_SC B_GWh_After Competition Groups_Clothes Drying Racks
Residential | Res ¦ Freezer Recycling | 2025 | SC B | GWh | After Competition Groups | 40.0684 | 55931909.6125 | 55.9319 | 2680.8208 | 0.014946 | 17 | Residential_2025_SC B_GWh_After Competition Groups_17 | Freezer Recycling | 1.495% | 55.9319 | 40.0684 | Residential_2025_SC B_GWh_After Competition Groups_Freezer Recycling
Residential | Res ¦ Energy Star Clothes Dryer | 2025 | SC B | GWh | After Competition Groups | 33.101 | 4901461.7584 | 4.9015 | 2680.8208 | 0.012347 | 18 | Residential_2025_SC B_GWh_After Competition Groups_18 | Energy Star Clothes Dryer | 1.235% | 4.9015 | 33.101 | Residential_2025_SC B_GWh_After Competition Groups_Energy Star Clothes Dryer
Residential | Res ¦ Energy Star Air Source Heat Pump | 2025 | SC B | GWh | After Competition Groups | 32.7288 | 2179947.772 | 2.1799 | 2680.8208 | 0.012208 | 19 | Residential_2025_SC B_GWh_After Competition Groups_19 | Energy Star Air Source Heat Pump | 1.221% | 2.1799 | 32.7288 | Residential_2025_SC B_GWh_After Competition Groups_Energy Star Air Source Heat Pump
Residential | Res ¦ Energy Star Light Fixture | 2025 | SC B | GWh | After Competition Groups | 32.3668 | 3765835.4324 | 3.7658 | 2680.8208 | 0.012073 | 20 | Residential_2025_SC B_GWh_After Competition Groups_20 | Energy Star Light Fixture | 1.207% | 3.7658 | 32.3668 | Residential_2025_SC B_GWh_After Competition Groups_Energy Star Light Fixture
Residential | Res ¦ Basement Wall Insulation | 2025 | SC B | GWh | After Competition Groups | 28.0505 | 1562728.4722 | 1.5627 | 2680.8208 | 0.010463 | 21 | Residential_2025_SC B_GWh_After Competition Groups_21 | Basement Wall Insulation | 1.046% | 1.5627 | 28.0505 | Residential_2025_SC B_GWh_After Competition Groups_Basement Wall Insulation
Residential | Res ¦ LED Exterior Area Lights - LED Fixture (200W) | 2025 | SC B | GWh | After Competition Groups | 26.7532 | 1411050.8034 | 1.4111 | 2680.8208 | 0.0099795 | 22 | Residential_2025_SC B_GWh_After Competition Groups_22 | LED Exterior Area Lights - LED Fixture (200W) | 0.9979% | 1.4111 | 26.7532 | Residential_2025_SC B_GWh_After Competition Groups_LED Exterior Area Lights - LED Fixture (200W)
Residential | Res ¦ Advanced BAS/Controllers | 2025 | SC B | GWh | After Competition Groups | 25.5667 | 1527377.0566 | 1.5274 | 2680.8208 | 0.0095369 | 23 | Residential_2025_SC B_GWh_After Competition Groups_23 | Advanced BAS/Controllers | 0.9537% | 1.5274 | 25.5667 | Residential_2025_SC B_GWh_After Competition Groups_Advanced BAS/Controllers
Residential | Res ¦ Furnace Whistle | 2025 | SC B | GWh | After Competition Groups | 22.0184 | 61077.9114 | 0.061078 | 2680.8208 | 0.0082133 | 24 | Residential_2025_SC B_GWh_After Competition Groups_24 | Furnace Whistle | 0.8213% | 0.061078 | 22.0184 | Residential_2025_SC B_GWh_After Competition Groups_Furnace Whistle
Residential | Res ¦ Attic Insulation | 2025 | SC B | GWh | After Competition Groups | 21.6353 | 2733265.3039 | 2.7333 | 2680.8208 | 0.0080704 | 25 | Residential_2025_SC B_GWh_After Competition Groups_25 | Attic Insulation | 0.807% | 2.7333 | 21.6353 | Residential_2025_SC B_GWh_After Competition Groups_Attic Insulation
Residential | Res ¦ LED Tube Re-Lamp | 2025 | SC B | GWh | After Competition Groups | 18.934 | 915141.4493 | 0.91514 | 2680.8208 | 0.0070628 | 26 | Residential_2025_SC B_GWh_After Competition Groups_26 | LED Tube Re-Lamp | 0.7063% | 0.91514 | 18.934 | Residential_2025_SC B_GWh_After Competition Groups_LED Tube Re-Lamp
Residential | Res ¦ Energy Star Room Air Conditioner | 2025 | SC B | GWh | After Competition Groups | 18.2561 | 1836403.5021 | 1.8364 | 2680.8208 | 0.0068099 | 27 | Residential_2025_SC B_GWh_After Competition Groups_27 | Energy Star Room Air Conditioner | 0.681% | 1.8364 | 18.2561 | Residential_2025_SC B_GWh_After Competition Groups_Energy Star Room Air Conditioner
Residential | Res ¦ Outside Air Economizer | 2025 | SC B | GWh | After Competition Groups | 17.7744 | 313313.42 | 0.31331 | 2680.8208 | 0.0066302 | 28 | Residential_2025_SC B_GWh_After Competition Groups_28 | Outside Air Economizer | 0.663% | 0.31331 | 17.7744 | Residential_2025_SC B_GWh_After Competition Groups_Outside Air Economizer
Residential | Res ¦ Energy Star Freezer | 2025 | SC B | GWh | After Competition Groups | 13.8547 | 3019182.4987 | 3.0192 | 2680.8208 | 0.0051681 | 29 | Residential_2025_SC B_GWh_After Competition Groups_29 | Energy Star Freezer | 0.5168% | 3.0192 | 13.8547 | Residential_2025_SC B_GWh_After Competition Groups_Energy Star Freezer
Residential | Res ¦ ENERGY STAR LED LAMPS (REFLECTOR LAMPs/MR16/PAR 16) | 2025 | SC B | GWh | After Competition Groups | 12.4648 | 194626.6989 | 0.19463 | 2680.8208 | 0.0046496 | 30 | Residential_2025_SC B_GWh_After Competition Groups_30 | ENERGY STAR LED LAMPS (REFLECTOR LAMPs/MR16/PAR 16) | 0.465% | 0.19463 | 12.4648 | Residential_2025_SC B_GWh_After Competition Groups_ENERGY STAR LED LAMPS (REFLECTOR LAMPs/MR16/PAR 16)
Residential | Res ¦ Demand Control Ventilation | 2025 | SC B | GWh | After Competition Groups | 11.7906 | 873224.0974 | 0.87322 | 2680.8208 | 0.0043981 | 31 | Residential_2025_SC B_GWh_After Competition Groups_31 | Demand Control Ventilation | 0.4398% | 0.87322 | 11.7906 | Residential_2025_SC B_GWh_After Competition Groups_Demand Control Ventilation
Residential | Res ¦ Minimize Hot and Warm Clothes Wash | 2025 | SC B | GWh | After Competition Groups | 11.0164 | 0 | 0 | 2680.8208 | 0.0041093 | 32 | Residential_2025_SC B_GWh_After Competition Groups_32 | Minimize Hot and Warm Clothes Wash | 0.4109% | 0 | 11.0164 | Residential_2025_SC B_GWh_After Competition Groups_Minimize Hot and Warm Clothes Wash
Residential | Res ¦ Variable Frequency Drive (VFD) | 2025 | SC B | GWh | After Competition Groups | 9.3396 | 370811.0039 | 0.37081 | 2680.8208 | 0.0034839 | 33 | Residential_2025_SC B_GWh_After Competition Groups_33 | Variable Frequency Drive (VFD) | 0.3484% | 0.37081 | 9.3396 | Residential_2025_SC B_GWh_After Competition Groups_Variable Frequency Drive (VFD)
Residential | Res ¦ CO Sensors for parking garage exhaust fans | 2025 | SC B | GWh | After Competition Groups | 8.8939 | 597222.808 | 0.59722 | 2680.8208 | 0.0033176 | 34 | Residential_2025_SC B_GWh_After Competition Groups_34 | CO Sensors for parking garage exhaust fans | 0.3318% | 0.59722 | 8.8939 | Residential_2025_SC B_GWh_After Competition Groups_CO Sensors for parking garage exhaust fans
Residential | Res ¦ Energy Star Dehumidifier | 2025 | SC B | GWh | After Competition Groups | 8.5811 | 3188414.6083 | 3.1884 | 2680.8208 | 0.0032009 | 35 | Residential_2025_SC B_GWh_After Competition Groups_35 | Energy Star Dehumidifier | 0.3201% | 3.1884 | 8.5811 | Residential_2025_SC B_GWh_After Competition Groups_Energy Star Dehumidifier
Residential | Res ¦ High Efficiency Chiller (avg of water and air cooled) | 2025 | SC B | GWh | After Competition Groups | 7.626 | 180127.4239 | 0.18013 | 2680.8208 | 0.0028446 | 36 | Residential_2025_SC B_GWh_After Competition Groups_36 | High Efficiency Chiller (avg of water and air cooled) | 0.2845% | 0.18013 | 7.626 | Residential_2025_SC B_GWh_After Competition Groups_High Efficiency Chiller (avg of water and air cooled)
Residential | Res ¦ Water Heater Temperature Setback | 2025 | SC B | GWh | After Competition Groups | 6.9795 | 61497.9053 | 0.061498 | 2680.8208 | 0.0026035 | 37 | Residential_2025_SC B_GWh_After Competition Groups_37 | Water Heater Temperature Setback | 0.2603% | 0.061498 | 6.9795 | Residential_2025_SC B_GWh_After Competition Groups_Water Heater Temperature Setback
Residential | Res ¦ Floor Insulation | 2025 | SC B | GWh | After Competition Groups | 5.6681 | 1119616.5413 | 1.1196 | 2680.8208 | 0.0021143 | 38 | Residential_2025_SC B_GWh_After Competition Groups_38 | Floor Insulation | 0.2114% | 1.1196 | 5.6681 | Residential_2025_SC B_GWh_After Competition Groups_Floor Insulation
Residential | Res ¦ Duct Insulation | 2025 | SC B | GWh | After Competition Groups | 4.9442 | 914222.7856 | 0.91422 | 2680.8208 | 0.0018443 | 39 | Residential_2025_SC B_GWh_After Competition Groups_39 | Duct Insulation | 0.1844% | 0.91422 | 4.9442 | Residential_2025_SC B_GWh_After Competition Groups_Duct Insulation
Residential | Res ¦ Home Energy Reports | 2025 | SC B | GWh | After Competition Groups | 4.4803 | 261625.0889 | 0.26163 | 2680.8208 | 0.0016712 | 40 | Residential_2025_SC B_GWh_After Competition Groups_40 | Home Energy Reports | 0.1671% | 0.26163 | 4.4803 | Residential_2025_SC B_GWh_After Competition Groups_Home Energy Reports
Residential | Res ¦ Heat Recovery Ventilator | 2025 | SC B | GWh | After Competition Groups | 3.8838 | 2133983.9652 | 2.134 | 2680.8208 | 0.0014488 | 41 | Residential_2025_SC B_GWh_After Competition Groups_41 | Heat Recovery Ventilator | 0.1449% | 2.134 | 3.8838 | Residential_2025_SC B_GWh_After Competition Groups_Heat Recovery Ventilator
Residential | Res ¦ Condensing Make Up Air Unit | 2025 | SC B | GWh | After Competition Groups | 3.731 | 905273.0328 | 0.90527 | 2680.8208 | 0.0013917 | 42 | Residential_2025_SC B_GWh_After Competition Groups_42 | Condensing Make Up Air Unit | 0.1392% | 0.90527 | 3.731 | Residential_2025_SC B_GWh_After Competition Groups_Condensing Make Up Air Unit
Residential | Res ¦ ENERGY STAR LED Lamps (General Service Lamps) | 2025 | SC B | GWh | After Competition Groups | 2.9135 | 41211.6812 | 0.041212 | 2680.8208 | 0.0010868 | 43 | Residential_2025_SC B_GWh_After Competition Groups_43 | ENERGY STAR LED Lamps (General Service Lamps) | 0.1087% | 0.041212 | 2.9135 | Residential_2025_SC B_GWh_After Competition Groups_ENERGY STAR LED Lamps (General Service Lamps)
Residential | Res ¦ VFD on Pumps | 2025 | SC B | GWh | After Competition Groups | 2.872 | 138899.9649 | 0.1389 | 2680.8208 | 0.0010713 | 44 | Residential_2025_SC B_GWh_After Competition Groups_44 | VFD on Pumps | 0.1071% | 0.1389 | 2.872 | Residential_2025_SC B_GWh_After Competition Groups_VFD on Pumps
Residential | Res ¦ Duct Insulation MF | 2025 | SC B | GWh | After Competition Groups | 2.1858 | 714712.0251 | 0.71471 | 2680.8208 | 0.00081536 | 45 | Residential_2025_SC B_GWh_After Competition Groups_45 | Duct Insulation MF | 0.08154% | 0.71471 | 2.1858 | Residential_2025_SC B_GWh_After Competition Groups_Duct Insulation MF
Residential | Res ¦ ECM MOTORS FOR HVAC APPLICATION (FAN-POWERED VAV BOX) | 2025 | SC B | GWh | After Competition Groups | 1.4006 | 65765.8539 | 0.065766 | 2680.8208 | 0.00052244 | 46 | Residential_2025_SC B_GWh_After Competition Groups_46 | ECM MOTORS FOR HVAC APPLICATION (FAN-POWERED VAV BOX) | 0.05224% | 0.065766 | 1.4006 | Residential_2025_SC B_GWh_After Competition Groups_ECM MOTORS FOR HVAC APPLICATION (FAN-POWERED VAV BOX)
Residential | Res ¦ Tankless Water Heater | 2025 | SC B | GWh | After Competition Groups | 1.0192 | 392093.7764 | 0.39209 | 2680.8208 | 0.00038017 | 47 | Residential_2025_SC B_GWh_After Competition Groups_47 | Tankless Water Heater | 0.03802% | 0.39209 | 1.0192 | Residential_2025_SC B_GWh_After Competition Groups_Tankless Water Heater
Residential | Res ¦ Beverage Vending Machine Controls | 2025 | SC B | GWh | After Competition Groups | 0.81015 | 25350.6922 | 0.025351 | 2680.8208 | 0.0003022 | 48 | Residential_2025_SC B_GWh_After Competition Groups_48 | Beverage Vending Machine Controls | 0.03022% | 0.025351 | 0.81015 | Residential_2025_SC B_GWh_After Competition Groups_Beverage Vending Machine Controls
Residential | Res ¦ LED High Bay Fixture | 2025 | SC B | GWh | After Competition Groups | 0.11728 | 36864.9301 | 0.036865 | 2680.8208 | 4.3746e-05 | 49 | Residential_2025_SC B_GWh_After Competition Groups_49 | LED High Bay Fixture | 0.004375% | 0.036865 | 0.11728 | Residential_2025_SC B_GWh_After Competition Groups_LED High Bay Fixture
Residential | Res ¦ Chilled Water Optimization | 2025 | SC B | GWh | After Competition Groups | 0.092917 | 163.1589 | 0.00016316 | 2680.8208 | 3.466e-05 | 50 | Residential_2025_SC B_GWh_After Competition Groups_50 | Chilled Water Optimization | 0.003466% | 0.00016316 | 0.092917 | Residential_2025_SC B_GWh_After Competition Groups_Chilled Water Optimization
Residential | Res ¦ Wall Insulation | 2025 | SC B | GWh | After Competition Groups | 0.081469 | 0 | 0 | 2680.8208 | 3.039e-05 | 51 | Residential_2025_SC B_GWh_After Competition Groups_51 | Wall Insulation | 0.003039% | 0 | 0.081469 | Residential_2025_SC B_GWh_After Competition Groups_Wall Insulation
Residential | Res ¦ Wall Insulation MF | 2025 | SC B | GWh | After Competition Groups | 0.0049411 | 0 | 0 | 2680.8208 | 1.8431e-06 | 52 | Residential_2025_SC B_GWh_After Competition Groups_52 | Wall Insulation MF | 0.0001843% | 0 | 0.0049411 | Residential_2025_SC B_GWh_After Competition Groups_Wall Insulation MF
Residential | Res ¦ Heavy Duty Outdoor/Holiday Plug-in Timers | 2025 | SC B | GWh | After Competition Groups | 0 | 0 | 0 | 2680.8208 | 0 | 53 | Residential_2025_SC B_GWh_After Competition Groups_53 | Heavy Duty Outdoor/Holiday Plug-in Timers | 0% | 0 | 0 | Residential_2025_SC B_GWh_After Competition Groups_Heavy Duty Outdoor/Holiday Plug-in Timers
Residential | Res ¦ LED Downlight | 2025 | SC B | GWh | After Competition Groups | 0 | 0 | 0 | 2680.8208 | 0 | 54 | Residential_2025_SC B_GWh_After Competition Groups_54 | LED Downlight | 0% | 0 | 0 | Residential_2025_SC B_GWh_After Competition Groups_LED Downlight
Residential | Res ¦ Smart Burners | 2025 | SC B | GWh | After Competition Groups | 0 | 0 | 0 | 2680.8208 | 0 | 55 | Residential_2025_SC B_GWh_After Competition Groups_55 | Smart Burners | 0% | 0 | 0 | Residential_2025_SC B_GWh_After Competition Groups_Smart Burners
Residential | Res ¦ Smart Power Bar | 2025 | SC B | GWh | After Competition Groups | 0 | 0 | 0 | 2680.8208 | 0 | 56 | Residential_2025_SC B_GWh_After Competition Groups_56 | Smart Power Bar | 0% | 0 | 0 | Residential_2025_SC B_GWh_After Competition Groups_Smart Power Bar
Residential | Res ¦ Energy Star LED Specialty Bulbs | 2025 | SC C | GWh | After Competition Groups | 438.8627 | 26450.6769 | 0.026451 | 1867.0672 | 0.23505 | 1 | Residential_2025_SC C_GWh_After Competition Groups_1 | Energy Star LED Specialty Bulbs | 23.51% | 0.026451 | 438.8627 | Residential_2025_SC C_GWh_After Competition Groups_Energy Star LED Specialty Bulbs
Residential | Res ¦ Energy Star Clothes Washer | 2025 | SC C | GWh | After Competition Groups | 236.9482 | 15772800.4162 | 15.7728 | 1867.0672 | 0.12691 | 2 | Residential_2025_SC C_GWh_After Competition Groups_2 | Energy Star Clothes Washer | 12.69% | 15.7728 | 236.9482 | Residential_2025_SC C_GWh_After Competition Groups_Energy Star Clothes Washer
Residential | Res ¦ Energy Star A Line, PAR, MR Lamps | 2025 | SC C | GWh | After Competition Groups | 168.937 | 23407.5165 | 0.023408 | 1867.0672 | 0.090483 | 3 | Residential_2025_SC C_GWh_After Competition Groups_3 | Energy Star A Line, PAR, MR Lamps | 9.048% | 0.023408 | 168.937 | Residential_2025_SC C_GWh_After Competition Groups_Energy Star A Line, PAR, MR Lamps
Residential | Res ¦ Ductless Mini-Split Heat Pump | 2025 | SC C | GWh | After Competition Groups | 111.6232 | 3263055.1814 | 3.2631 | 1867.0672 | 0.059785 | 4 | Residential_2025_SC C_GWh_After Competition Groups_4 | Ductless Mini-Split Heat Pump | 5.979% | 3.2631 | 111.6232 | Residential_2025_SC C_GWh_After Competition Groups_Ductless Mini-Split Heat Pump
Residential | Res ¦ Variable Speed Pool Pump Motor | 2025 | SC C | GWh | After Competition Groups | 90.1259 | 4821774.8368 | 4.8218 | 1867.0672 | 0.048271 | 5 | Residential_2025_SC C_GWh_After Competition Groups_5 | Variable Speed Pool Pump Motor | 4.827% | 4.8218 | 90.1259 | Residential_2025_SC C_GWh_After Competition Groups_Variable Speed Pool Pump Motor
Residential | Res ¦ Car Block Heater Timer | 2025 | SC C | GWh | After Competition Groups | 84.4279 | 336919.9143 | 0.33692 | 1867.0672 | 0.04522 | 6 | Residential_2025_SC C_GWh_After Competition Groups_6 | Car Block Heater Timer | 4.522% | 0.33692 | 84.4279 | Residential_2025_SC C_GWh_After Competition Groups_Car Block Heater Timer
Residential | Res ¦ Adaptive Thermostat | 2025 | SC C | GWh | After Competition Groups | 72.7647 | 4884993.9198 | 4.885 | 1867.0672 | 0.038973 | 7 | Residential_2025_SC C_GWh_After Competition Groups_7 | Adaptive Thermostat | 3.897% | 4.885 | 72.7647 | Residential_2025_SC C_GWh_After Competition Groups_Adaptive Thermostat
Residential | Res ¦ Building Recommissioning, Operations and Maintenance (O&M) Improvements | 2025 | SC C | GWh | After Competition Groups | 69.846 | 147259.6615 | 0.14726 | 1867.0672 | 0.037409 | 8 | Residential_2025_SC C_GWh_After Competition Groups_8 | Building Recommissioning, Operations and Maintenance (O&M) Improvements | 3.741% | 0.14726 | 69.846 | Residential_2025_SC C_GWh_After Competition Groups_Building Recommissioning, Operations and Maintenance (O&M) Improvements
Residential | Res ¦ Energy Star LED Bulbs General Purpose LEDs | 2025 | SC C | GWh | After Competition Groups | 57.9223 | 0 | 0 | 1867.0672 | 0.031023 | 9 | Residential_2025_SC C_GWh_After Competition Groups_9 | Energy Star LED Bulbs General Purpose LEDs | 3.102% | 0 | 57.9223 | Residential_2025_SC C_GWh_After Competition Groups_Energy Star LED Bulbs General Purpose LEDs
Residential | Res ¦ LED Parking Lot Fixture | 2025 | SC C | GWh | After Competition Groups | 54.9896 | 0 | 0 | 1867.0672 | 0.029452 | 10 | Residential_2025_SC C_GWh_After Competition Groups_10 | LED Parking Lot Fixture | 2.945% | 0 | 54.9896 | Residential_2025_SC C_GWh_After Competition Groups_LED Parking Lot Fixture
Residential | Res ¦ Energy Star Torchiere | 2025 | SC C | GWh | After Competition Groups | 50.5636 | 949671.6181 | 0.94967 | 1867.0672 | 0.027082 | 11 | Residential_2025_SC C_GWh_After Competition Groups_11 | Energy Star Torchiere | 2.708% | 0.94967 | 50.5636 | Residential_2025_SC C_GWh_After Competition Groups_Energy Star Torchiere
Residential | Res ¦ Air Sealing | 2025 | SC C | GWh | After Competition Groups | 49.0944 | 3663439.0796 | 3.6634 | 1867.0672 | 0.026295 | 12 | Residential_2025_SC C_GWh_After Competition Groups_12 | Air Sealing | 2.629% | 3.6634 | 49.0944 | Residential_2025_SC C_GWh_After Competition Groups_Air Sealing
Residential | Res ¦ Comprehensive Draft Proofing | 2025 | SC C | GWh | After Competition Groups | 35.5245 | 0 | 0 | 1867.0672 | 0.019027 | 13 | Residential_2025_SC C_GWh_After Competition Groups_13 | Comprehensive Draft Proofing | 1.903% | 0 | 35.5245 | Residential_2025_SC C_GWh_After Competition Groups_Comprehensive Draft Proofing
Residential | Res ¦ Energy Star Clothes Dryer | 2025 | SC C | GWh | After Competition Groups | 33.1102 | 4903490.466 | 4.9035 | 1867.0672 | 0.017734 | 14 | Residential_2025_SC C_GWh_After Competition Groups_14 | Energy Star Clothes Dryer | 1.773% | 4.9035 | 33.1102 | Residential_2025_SC C_GWh_After Competition Groups_Energy Star Clothes Dryer
Residential | Res ¦ Energy Star Light Fixture | 2025 | SC C | GWh | After Competition Groups | 29.3936 | 3369203.455 | 3.3692 | 1867.0672 | 0.015743 | 15 | Residential_2025_SC C_GWh_After Competition Groups_15 | Energy Star Light Fixture | 1.574% | 3.3692 | 29.3936 | Residential_2025_SC C_GWh_After Competition Groups_Energy Star Light Fixture
Residential | Res ¦ Basement Wall Insulation | 2025 | SC C | GWh | After Competition Groups | 28.0543 | 1563106.6438 | 1.5631 | 1867.0672 | 0.015026 | 16 | Residential_2025_SC C_GWh_After Competition Groups_16 | Basement Wall Insulation | 1.503% | 1.5631 | 28.0543 | Residential_2025_SC C_GWh_After Competition Groups_Basement Wall Insulation
Residential | Res ¦ LED Exterior Area Lights - LED Fixture (200W) | 2025 | SC C | GWh | After Competition Groups | 26.7532 | 1411191.9226 | 1.4112 | 1867.0672 | 0.014329 | 17 | Residential_2025_SC C_GWh_After Competition Groups_17 | LED Exterior Area Lights - LED Fixture (200W) | 1.433% | 1.4112 | 26.7532 | Residential_2025_SC C_GWh_After Competition Groups_LED Exterior Area Lights - LED Fixture (200W)
Residential | Res ¦ Occupancy Sensors MF | 2025 | SC C | GWh | After Competition Groups | 22.3384 | 18113.9131 | 0.018114 | 1867.0672 | 0.011964 | 18 | Residential_2025_SC C_GWh_After Competition Groups_18 | Occupancy Sensors MF | 1.196% | 0.018114 | 22.3384 | Residential_2025_SC C_GWh_After Competition Groups_Occupancy Sensors MF
Residential | Res ¦ Attic Insulation | 2025 | SC C | GWh | After Competition Groups | 21.1727 | 2734464.9556 | 2.7345 | 1867.0672 | 0.01134 | 19 | Residential_2025_SC C_GWh_After Competition Groups_19 | Attic Insulation | 1.134% | 2.7345 | 21.1727 | Residential_2025_SC C_GWh_After Competition Groups_Attic Insulation
Residential | Res ¦ Energy Star Air Source Heat Pump | 2025 | SC C | GWh | After Competition Groups | 20.9029 | 1245135.7049 | 1.2451 | 1867.0672 | 0.011196 | 20 | Residential_2025_SC C_GWh_After Competition Groups_20 | Energy Star Air Source Heat Pump | 1.12% | 1.2451 | 20.9029 | Residential_2025_SC C_GWh_After Competition Groups_Energy Star Air Source Heat Pump
Residential | Res ¦ LED Tube Re-Lamp | 2025 | SC C | GWh | After Competition Groups | 18.934 | 915232.9726 | 0.91523 | 1867.0672 | 0.010141 | 21 | Residential_2025_SC C_GWh_After Competition Groups_21 | LED Tube Re-Lamp | 1.014% | 0.91523 | 18.934 | Residential_2025_SC C_GWh_After Competition Groups_LED Tube Re-Lamp
Residential | Res ¦ Refrigerator Recycling | 2025 | SC C | GWh | After Competition Groups | 18.309 | 1225964.7924 | 1.226 | 1867.0672 | 0.0098063 | 22 | Residential_2025_SC C_GWh_After Competition Groups_22 | Refrigerator Recycling | 0.9806% | 1.226 | 18.309 | Residential_2025_SC C_GWh_After Competition Groups_Refrigerator Recycling
Residential | Res ¦ Energy Star Room Air Conditioner | 2025 | SC C | GWh | After Competition Groups | 14.6736 | 1370087.7979 | 1.3701 | 1867.0672 | 0.0078592 | 23 | Residential_2025_SC C_GWh_After Competition Groups_23 | Energy Star Room Air Conditioner | 0.7859% | 1.3701 | 14.6736 | Residential_2025_SC C_GWh_After Competition Groups_Energy Star Room Air Conditioner
Residential | Res ¦ ENERGY STAR LED LAMPS (REFLECTOR LAMPs/MR16/PAR 16) | 2025 | SC C | GWh | After Competition Groups | 12.4648 | 194646.1636 | 0.19465 | 1867.0672 | 0.0066761 | 24 | Residential_2025_SC C_GWh_After Competition Groups_24 | ENERGY STAR LED LAMPS (REFLECTOR LAMPs/MR16/PAR 16) | 0.6676% | 0.19465 | 12.4648 | Residential_2025_SC C_GWh_After Competition Groups_ENERGY STAR LED LAMPS (REFLECTOR LAMPs/MR16/PAR 16)
Residential | Res ¦ Minimize Hot and Warm Clothes Wash | 2025 | SC C | GWh | After Competition Groups | 11.0164 | 0 | 0 | 1867.0672 | 0.0059004 | 25 | Residential_2025_SC C_GWh_After Competition Groups_25 | Minimize Hot and Warm Clothes Wash | 0.59% | 0 | 11.0164 | Residential_2025_SC C_GWh_After Competition Groups_Minimize Hot and Warm Clothes Wash
Residential | Res ¦ Energy Star Freezer | 2025 | SC C | GWh | After Competition Groups | 10.4674 | 2286641.8398 | 2.2866 | 1867.0672 | 0.0056063 | 26 | Residential_2025_SC C_GWh_After Competition Groups_26 | Energy Star Freezer | 0.5606% | 2.2866 | 10.4674 | Residential_2025_SC C_GWh_After Competition Groups_Energy Star Freezer
Residential | Res ¦ Outside Air Economizer | 2025 | SC C | GWh | After Competition Groups | 10.2248 | 189897.735 | 0.1899 | 1867.0672 | 0.0054764 | 27 | Residential_2025_SC C_GWh_After Competition Groups_27 | Outside Air Economizer | 0.5476% | 0.1899 | 10.2248 | Residential_2025_SC C_GWh_After Competition Groups_Outside Air Economizer
Residential | Res ¦ Advanced BAS/Controllers | 2025 | SC C | GWh | After Competition Groups | 10.2228 | 720023.4391 | 0.72002 | 1867.0672 | 0.0054753 | 28 | Residential_2025_SC C_GWh_After Competition Groups_28 | Advanced BAS/Controllers | 0.5475% | 0.72002 | 10.2228 | Residential_2025_SC C_GWh_After Competition Groups_Advanced BAS/Controllers
Residential | Res ¦ Furnace Whistle | 2025 | SC C | GWh | After Competition Groups | 8.8028 | 28790.5509 | 0.028791 | 1867.0672 | 0.0047148 | 29 | Residential_2025_SC C_GWh_After Competition Groups_29 | Furnace Whistle | 0.4715% | 0.028791 | 8.8028 | Residential_2025_SC C_GWh_After Competition Groups_Furnace Whistle
Residential | Res ¦ High Efficiency Chiller (avg of water and air cooled) | 2025 | SC C | GWh | After Competition Groups | 7.3907 | 173117.2607 | 0.17312 | 1867.0672 | 0.0039584 | 30 | Residential_2025_SC C_GWh_After Competition Groups_30 | High Efficiency Chiller (avg of water and air cooled) | 0.3958% | 0.17312 | 7.3907 | Residential_2025_SC C_GWh_After Competition Groups_High Efficiency Chiller (avg of water and air cooled)
Residential | Res ¦ Demand Control Ventilation | 2025 | SC C | GWh | After Competition Groups | 4.7148 | 411768.5007 | 0.41177 | 1867.0672 | 0.0025252 | 31 | Residential_2025_SC C_GWh_After Competition Groups_31 | Demand Control Ventilation | 0.2525% | 0.41177 | 4.7148 | Residential_2025_SC C_GWh_After Competition Groups_Demand Control Ventilation
Residential | Res ¦ Home Energy Reports | 2025 | SC C | GWh | After Competition Groups | 4.4803 | 261625.0889 | 0.26163 | 1867.0672 | 0.0023996 | 32 | Residential_2025_SC C_GWh_After Competition Groups_32 | Home Energy Reports | 0.24% | 0.26163 | 4.4803 | Residential_2025_SC C_GWh_After Competition Groups_Home Energy Reports
Residential | Res ¦ Floor Insulation | 2025 | SC C | GWh | After Competition Groups | 4.4523 | 1120492.3548 | 1.1205 | 1867.0672 | 0.0023846 | 33 | Residential_2025_SC C_GWh_After Competition Groups_33 | Floor Insulation | 0.2385% | 1.1205 | 4.4523 | Residential_2025_SC C_GWh_After Competition Groups_Floor Insulation
Residential | Res ¦ CO Sensors for parking garage exhaust fans | 2025 | SC C | GWh | After Competition Groups | 3.8638 | 296867.6268 | 0.29687 | 1867.0672 | 0.0020694 | 34 | Residential_2025_SC C_GWh_After Competition Groups_34 | CO Sensors for parking garage exhaust fans | 0.2069% | 0.29687 | 3.8638 | Residential_2025_SC C_GWh_After Competition Groups_CO Sensors for parking garage exhaust fans
Residential | Res ¦ Variable Frequency Drive (VFD) | 2025 | SC C | GWh | After Competition Groups | 3.7341 | 174796.7379 | 0.1748 | 1867.0672 | 0.002 | 35 | Residential_2025_SC C_GWh_After Competition Groups_35 | Variable Frequency Drive (VFD) | 0.2% | 0.1748 | 3.7341 | Residential_2025_SC C_GWh_After Competition Groups_Variable Frequency Drive (VFD)
Residential | Res ¦ Energy Star Dehumidifier | 2025 | SC C | GWh | After Competition Groups | 3.2081 | 1214677.0337 | 1.2147 | 1867.0672 | 0.0017182 | 36 | Residential_2025_SC C_GWh_After Competition Groups_36 | Energy Star Dehumidifier | 0.1718% | 1.2147 | 3.2081 | Residential_2025_SC C_GWh_After Competition Groups_Energy Star Dehumidifier
Residential | Res ¦ ENERGY STAR LED Lamps (General Service Lamps) | 2025 | SC C | GWh | After Competition Groups | 2.9135 | 41215.8028 | 0.041216 | 1867.0672 | 0.0015605 | 37 | Residential_2025_SC C_GWh_After Competition Groups_37 | ENERGY STAR LED Lamps (General Service Lamps) | 0.156% | 0.041216 | 2.9135 | Residential_2025_SC C_GWh_After Competition Groups_ENERGY STAR LED Lamps (General Service Lamps)
Residential | Res ¦ Water Heater Temperature Setback | 2025 | SC C | GWh | After Competition Groups | 2.7904 | 28988.6969 | 0.028989 | 1867.0672 | 0.0014945 | 38 | Residential_2025_SC C_GWh_After Competition Groups_38 | Water Heater Temperature Setback | 0.1495% | 0.028989 | 2.7904 | Residential_2025_SC C_GWh_After Competition Groups_Water Heater Temperature Setback
Residential | Res ¦ Condensing Make Up Air Unit | 2025 | SC C | GWh | After Competition Groups | 2.6552 | 591084.9762 | 0.59108 | 1867.0672 | 0.0014221 | 39 | Residential_2025_SC C_GWh_After Competition Groups_39 | Condensing Make Up Air Unit | 0.1422% | 0.59108 | 2.6552 | Residential_2025_SC C_GWh_After Competition Groups_Condensing Make Up Air Unit
Residential | Res ¦ Duct Insulation MF | 2025 | SC C | GWh | After Competition Groups | 2.0087 | 715424.1289 | 0.71542 | 1867.0672 | 0.0010758 | 40 | Residential_2025_SC C_GWh_After Competition Groups_40 | Duct Insulation MF | 0.1076% | 0.71542 | 2.0087 | Residential_2025_SC C_GWh_After Competition Groups_Duct Insulation MF
Residential | Res ¦ Duct Insulation | 2025 | SC C | GWh | After Competition Groups | 1.5563 | 916962.711 | 0.91696 | 1867.0672 | 0.00083353 | 41 | Residential_2025_SC C_GWh_After Competition Groups_41 | Duct Insulation | 0.08335% | 0.91696 | 1.5563 | Residential_2025_SC C_GWh_After Competition Groups_Duct Insulation
Residential | Res ¦ Clothes Drying Racks | 2025 | SC C | GWh | After Competition Groups | 1.1672 | 0 | 0 | 1867.0672 | 0.00062513 | 42 | Residential_2025_SC C_GWh_After Competition Groups_42 | Clothes Drying Racks | 0.06251% | 0 | 1.1672 | Residential_2025_SC C_GWh_After Competition Groups_Clothes Drying Racks
Residential | Res ¦ VFD on Pumps | 2025 | SC C | GWh | After Competition Groups | 1.1483 | 65476.643 | 0.065477 | 1867.0672 | 0.00061502 | 43 | Residential_2025_SC C_GWh_After Competition Groups_43 | VFD on Pumps | 0.0615% | 0.065477 | 1.1483 | Residential_2025_SC C_GWh_After Competition Groups_VFD on Pumps
Residential | Res ¦ Heat Recovery Ventilator | 2025 | SC C | GWh | After Competition Groups | 0.8262 | 930846.9317 | 0.93085 | 1867.0672 | 0.00044251 | 44 | Residential_2025_SC C_GWh_After Competition Groups_44 | Heat Recovery Ventilator | 0.04425% | 0.93085 | 0.8262 | Residential_2025_SC C_GWh_After Competition Groups_Heat Recovery Ventilator
Residential | Res ¦ ECM MOTORS FOR HVAC APPLICATION (FAN-POWERED VAV BOX) | 2025 | SC C | GWh | After Competition Groups | 0.58621 | 31636.4603 | 0.031636 | 1867.0672 | 0.00031397 | 45 | Residential_2025_SC C_GWh_After Competition Groups_45 | ECM MOTORS FOR HVAC APPLICATION (FAN-POWERED VAV BOX) | 0.0314% | 0.031636 | 0.58621 | Residential_2025_SC C_GWh_After Competition Groups_ECM MOTORS FOR HVAC APPLICATION (FAN-POWERED VAV BOX)
Residential | Res ¦ Tankless Water Heater | 2025 | SC C | GWh | After Competition Groups | 0.57248 | 219636.7697 | 0.21964 | 1867.0672 | 0.00030662 | 46 | Residential_2025_SC C_GWh_After Competition Groups_46 | Tankless Water Heater | 0.03066% | 0.21964 | 0.57248 | Residential_2025_SC C_GWh_After Competition Groups_Tankless Water Heater
Residential | Res ¦ Beverage Vending Machine Controls | 2025 | SC C | GWh | After Competition Groups | 0.33102 | 11352.762 | 0.011353 | 1867.0672 | 0.00017729 | 47 | Residential_2025_SC C_GWh_After Competition Groups_47 | Beverage Vending Machine Controls | 0.01773% | 0.011353 | 0.33102 | Residential_2025_SC C_GWh_After Competition Groups_Beverage Vending Machine Controls
Residential | Res ¦ LED High Bay Fixture | 2025 | SC C | GWh | After Competition Groups | 0.11728 | 36868.617 | 0.036869 | 1867.0672 | 6.2813e-05 | 48 | Residential_2025_SC C_GWh_After Competition Groups_48 | LED High Bay Fixture | 0.006281% | 0.036869 | 0.11728 | Residential_2025_SC C_GWh_After Competition Groups_LED High Bay Fixture
Residential | Res ¦ Chilled Water Optimization | 2025 | SC C | GWh | After Competition Groups | 0.067149 | 108.4152 | 0.00010842 | 1867.0672 | 3.5965e-05 | 49 | Residential_2025_SC C_GWh_After Competition Groups_49 | Chilled Water Optimization | 0.003597% | 0.00010842 | 0.067149 | Residential_2025_SC C_GWh_After Competition Groups_Chilled Water Optimization
Residential | Res ¦ Wall Insulation | 2025 | SC C | GWh | After Competition Groups | 0.0062765 | 0 | 0 | 1867.0672 | 3.3617e-06 | 50 | Residential_2025_SC C_GWh_After Competition Groups_50 | Wall Insulation | 0.0003362% | 0 | 0.0062765 | Residential_2025_SC C_GWh_After Competition Groups_Wall Insulation
Residential | Res ¦ Wall Insulation MF | 2025 | SC C | GWh | After Competition Groups | 0.0049414 | 0 | 0 | 1867.0672 | 2.6466e-06 | 51 | Residential_2025_SC C_GWh_After Competition Groups_51 | Wall Insulation MF | 0.0002647% | 0 | 0.0049414 | Residential_2025_SC C_GWh_After Competition Groups_Wall Insulation MF
Residential | Res ¦ Freezer Recycling | 2025 | SC C | GWh | After Competition Groups | 0.0011207 | 0 | 0 | 1867.0672 | 6.0027e-07 | 52 | Residential_2025_SC C_GWh_After Competition Groups_52 | Freezer Recycling | 6.003e-05% | 0 | 0.0011207 | Residential_2025_SC C_GWh_After Competition Groups_Freezer Recycling
Residential | Res ¦ Heavy Duty Outdoor/Holiday Plug-in Timers | 2025 | SC C | GWh | After Competition Groups | 0 | 0 | 0 | 1867.0672 | 0 | 53 | Residential_2025_SC C_GWh_After Competition Groups_53 | Heavy Duty Outdoor/Holiday Plug-in Timers | 0% | 0 | 0 | Residential_2025_SC C_GWh_After Competition Groups_Heavy Duty Outdoor/Holiday Plug-in Timers
Residential | Res ¦ LED Downlight | 2025 | SC C | GWh | After Competition Groups | 0 | 0 | 0 | 1867.0672 | 0 | 54 | Residential_2025_SC C_GWh_After Competition Groups_54 | LED Downlight | 0% | 0 | 0 | Residential_2025_SC C_GWh_After Competition Groups_LED Downlight
Residential | Res ¦ Smart Burners | 2025 | SC C | GWh | After Competition Groups | 0 | 0 | 0 | 1867.0672 | 0 | 55 | Residential_2025_SC C_GWh_After Competition Groups_55 | Smart Burners | 0% | 0 | 0 | Residential_2025_SC C_GWh_After Competition Groups_Smart Burners
Residential | Res ¦ Smart Power Bar | 2025 | SC C | GWh | After Competition Groups | 0 | 0 | 0 | 1867.0672 | 0 | 56 | Residential_2025_SC C_GWh_After Competition Groups_56 | Smart Power Bar | 0% | 0 | 0 | Residential_2025_SC C_GWh_After Competition Groups_Smart Power Bar
Residential | Res ¦ Energy Star LED Bulbs General Purpose LEDs | 2025 | SC D | GWh | After Competition Groups | 255.6115 | 0 | 0 | 1535.1347 | 0.16651 | 1 | Residential_2025_SC D_GWh_After Competition Groups_1 | Energy Star LED Bulbs General Purpose LEDs | 16.65% | 0 | 255.6115 | Residential_2025_SC D_GWh_After Competition Groups_Energy Star LED Bulbs General Purpose LEDs
Residential | Res ¦ Energy Star LED Specialty Bulbs | 2025 | SC D | GWh | After Competition Groups | 254.8258 | 0 | 0 | 1535.1347 | 0.166 | 2 | Residential_2025_SC D_GWh_After Competition Groups_2 | Energy Star LED Specialty Bulbs | 16.6% | 0 | 254.8258 | Residential_2025_SC D_GWh_After Competition Groups_Energy Star LED Specialty Bulbs
Residential | Res ¦ Energy Star A Line, PAR, MR Lamps | 2025 | SC D | GWh | After Competition Groups | 169.3814 | 0 | 0 | 1535.1347 | 0.11034 | 3 | Residential_2025_SC D_GWh_After Competition Groups_3 | Energy Star A Line, PAR, MR Lamps | 11.03% | 0 | 169.3814 | Residential_2025_SC D_GWh_After Competition Groups_Energy Star A Line, PAR, MR Lamps
Residential | Res ¦ Energy Star Clothes Washer | 2025 | SC D | GWh | After Competition Groups | 148.0179 | 0 | 0 | 1535.1347 | 0.09642 | 4 | Residential_2025_SC D_GWh_After Competition Groups_4 | Energy Star Clothes Washer | 9.642% | 0 | 148.0179 | Residential_2025_SC D_GWh_After Competition Groups_Energy Star Clothes Washer
Residential | Res ¦ Ductless Mini-Split Heat Pump | 2025 | SC D | GWh | After Competition Groups | 111.6246 | 0 | 0 | 1535.1347 | 0.072713 | 5 | Residential_2025_SC D_GWh_After Competition Groups_5 | Ductless Mini-Split Heat Pump | 7.271% | 0 | 111.6246 | Residential_2025_SC D_GWh_After Competition Groups_Ductless Mini-Split Heat Pump
Residential | Res ¦ Building Recommissioning, Operations and Maintenance (O&M) Improvements | 2025 | SC D | GWh | After Competition Groups | 69.846 | 0 | 0 | 1535.1347 | 0.045498 | 6 | Residential_2025_SC D_GWh_After Competition Groups_6 | Building Recommissioning, Operations and Maintenance (O&M) Improvements | 4.55% | 0 | 69.846 | Residential_2025_SC D_GWh_After Competition Groups_Building Recommissioning, Operations and Maintenance (O&M) Improvements
Residential | Res ¦ Variable Speed Pool Pump Motor | 2025 | SC D | GWh | After Competition Groups | 57.8512 | 0 | 0 | 1535.1347 | 0.037685 | 7 | Residential_2025_SC D_GWh_After Competition Groups_7 | Variable Speed Pool Pump Motor | 3.768% | 0 | 57.8512 | Residential_2025_SC D_GWh_After Competition Groups_Variable Speed Pool Pump Motor
Residential | Res ¦ LED Parking Lot Fixture | 2025 | SC D | GWh | After Competition Groups | 54.9896 | 0 | 0 | 1535.1347 | 0.035821 | 8 | Residential_2025_SC D_GWh_After Competition Groups_8 | LED Parking Lot Fixture | 3.582% | 0 | 54.9896 | Residential_2025_SC D_GWh_After Competition Groups_LED Parking Lot Fixture
Residential | Res ¦ Energy Star Torchiere | 2025 | SC D | GWh | After Competition Groups | 44.7091 | 0 | 0 | 1535.1347 | 0.029124 | 9 | Residential_2025_SC D_GWh_After Competition Groups_9 | Energy Star Torchiere | 2.912% | 0 | 44.7091 | Residential_2025_SC D_GWh_After Competition Groups_Energy Star Torchiere
Residential | Res ¦ Adaptive Thermostat | 2025 | SC D | GWh | After Competition Groups | 43.755 | 0 | 0 | 1535.1347 | 0.028502 | 10 | Residential_2025_SC D_GWh_After Competition Groups_10 | Adaptive Thermostat | 2.85% | 0 | 43.755 | Residential_2025_SC D_GWh_After Competition Groups_Adaptive Thermostat
Residential | Res ¦ Comprehensive Draft Proofing | 2025 | SC D | GWh | After Competition Groups | 31.6981 | 0 | 0 | 1535.1347 | 0.020648 | 11 | Residential_2025_SC D_GWh_After Competition Groups_11 | Comprehensive Draft Proofing | 2.065% | 0 | 31.6981 | Residential_2025_SC D_GWh_After Competition Groups_Comprehensive Draft Proofing
Residential | Res ¦ Basement Wall Insulation | 2025 | SC D | GWh | After Competition Groups | 27.03 | 0 | 0 | 1535.1347 | 0.017608 | 12 | Residential_2025_SC D_GWh_After Competition Groups_12 | Basement Wall Insulation | 1.761% | 0 | 27.03 | Residential_2025_SC D_GWh_After Competition Groups_Basement Wall Insulation
Residential | Res ¦ LED Exterior Area Lights - LED Fixture (200W) | 2025 | SC D | GWh | After Competition Groups | 23.2874 | 0 | 0 | 1535.1347 | 0.01517 | 13 | Residential_2025_SC D_GWh_After Competition Groups_13 | LED Exterior Area Lights - LED Fixture (200W) | 1.517% | 0 | 23.2874 | Residential_2025_SC D_GWh_After Competition Groups_LED Exterior Area Lights - LED Fixture (200W)
Residential | Res ¦ Occupancy Sensors MF | 2025 | SC D | GWh | After Competition Groups | 22.3384 | 0 | 0 | 1535.1347 | 0.014551 | 14 | Residential_2025_SC D_GWh_After Competition Groups_14 | Occupancy Sensors MF | 1.455% | 0 | 22.3384 | Residential_2025_SC D_GWh_After Competition Groups_Occupancy Sensors MF
Residential | Res ¦ Energy Star Air Source Heat Pump | 2025 | SC D | GWh | After Competition Groups | 20.9029 | 0 | 0 | 1535.1347 | 0.013616 | 15 | Residential_2025_SC D_GWh_After Competition Groups_15 | Energy Star Air Source Heat Pump | 1.362% | 0 | 20.9029 | Residential_2025_SC D_GWh_After Competition Groups_Energy Star Air Source Heat Pump
Residential | Res ¦ Air Sealing | 2025 | SC D | GWh | After Competition Groups | 20.1731 | 0 | 0 | 1535.1347 | 0.013141 | 16 | Residential_2025_SC D_GWh_After Competition Groups_16 | Air Sealing | 1.314% | 0 | 20.1731 | Residential_2025_SC D_GWh_After Competition Groups_Air Sealing
Residential | Res ¦ LED Tube Re-Lamp | 2025 | SC D | GWh | After Competition Groups | 18.8453 | 0 | 0 | 1535.1347 | 0.012276 | 17 | Residential_2025_SC D_GWh_After Competition Groups_17 | LED Tube Re-Lamp | 1.228% | 0 | 18.8453 | Residential_2025_SC D_GWh_After Competition Groups_LED Tube Re-Lamp
Residential | Res ¦ Energy Star Light Fixture | 2025 | SC D | GWh | After Competition Groups | 17.5331 | 0 | 0 | 1535.1347 | 0.011421 | 18 | Residential_2025_SC D_GWh_After Competition Groups_18 | Energy Star Light Fixture | 1.142% | 0 | 17.5331 | Residential_2025_SC D_GWh_After Competition Groups_Energy Star Light Fixture
Residential | Res ¦ Energy Star Clothes Dryer | 2025 | SC D | GWh | After Competition Groups | 16.3461 | 0 | 0 | 1535.1347 | 0.010648 | 19 | Residential_2025_SC D_GWh_After Competition Groups_19 | Energy Star Clothes Dryer | 1.065% | 0 | 16.3461 | Residential_2025_SC D_GWh_After Competition Groups_Energy Star Clothes Dryer
Residential | Res ¦ Energy Star Room Air Conditioner | 2025 | SC D | GWh | After Competition Groups | 14.6179 | 0 | 0 | 1535.1347 | 0.0095223 | 20 | Residential_2025_SC D_GWh_After Competition Groups_20 | Energy Star Room Air Conditioner | 0.9522% | 0 | 14.6179 | Residential_2025_SC D_GWh_After Competition Groups_Energy Star Room Air Conditioner
Residential | Res ¦ ENERGY STAR LED LAMPS (REFLECTOR LAMPs/MR16/PAR 16) | 2025 | SC D | GWh | After Competition Groups | 12.4648 | 0 | 0 | 1535.1347 | 0.0081197 | 21 | Residential_2025_SC D_GWh_After Competition Groups_21 | ENERGY STAR LED LAMPS (REFLECTOR LAMPs/MR16/PAR 16) | 0.812% | 0 | 12.4648 | Residential_2025_SC D_GWh_After Competition Groups_ENERGY STAR LED LAMPS (REFLECTOR LAMPs/MR16/PAR 16)
Residential | Res ¦ Attic Insulation | 2025 | SC D | GWh | After Competition Groups | 11.9743 | 0 | 0 | 1535.1347 | 0.0078002 | 22 | Residential_2025_SC D_GWh_After Competition Groups_22 | Attic Insulation | 0.78% | 0 | 11.9743 | Residential_2025_SC D_GWh_After Competition Groups_Attic Insulation
Residential | Res ¦ Minimize Hot and Warm Clothes Wash | 2025 | SC D | GWh | After Competition Groups | 11.0164 | 0 | 0 | 1535.1347 | 0.0071762 | 23 | Residential_2025_SC D_GWh_After Competition Groups_23 | Minimize Hot and Warm Clothes Wash | 0.7176% | 0 | 11.0164 | Residential_2025_SC D_GWh_After Competition Groups_Minimize Hot and Warm Clothes Wash
Residential | Res ¦ Refrigerator Recycling | 2025 | SC D | GWh | After Competition Groups | 10.8973 | 0 | 0 | 1535.1347 | 0.0070986 | 24 | Residential_2025_SC D_GWh_After Competition Groups_24 | Refrigerator Recycling | 0.7099% | 0 | 10.8973 | Residential_2025_SC D_GWh_After Competition Groups_Refrigerator Recycling
Residential | Res ¦ Outside Air Economizer | 2025 | SC D | GWh | After Competition Groups | 10.2248 | 0 | 0 | 1535.1347 | 0.0066605 | 25 | Residential_2025_SC D_GWh_After Competition Groups_25 | Outside Air Economizer | 0.6661% | 0 | 10.2248 | Residential_2025_SC D_GWh_After Competition Groups_Outside Air Economizer
Residential | Res ¦ Advanced BAS/Controllers | 2025 | SC D | GWh | After Competition Groups | 10.2228 | 0 | 0 | 1535.1347 | 0.0066592 | 26 | Residential_2025_SC D_GWh_After Competition Groups_26 | Advanced BAS/Controllers | 0.6659% | 0 | 10.2228 | Residential_2025_SC D_GWh_After Competition Groups_Advanced BAS/Controllers
Residential | Res ¦ Furnace Whistle | 2025 | SC D | GWh | After Competition Groups | 8.8028 | 0 | 0 | 1535.1347 | 0.0057342 | 27 | Residential_2025_SC D_GWh_After Competition Groups_27 | Furnace Whistle | 0.5734% | 0 | 8.8028 | Residential_2025_SC D_GWh_After Competition Groups_Furnace Whistle
Residential | Res ¦ High Efficiency Chiller (avg of water and air cooled) | 2025 | SC D | GWh | After Competition Groups | 7.3907 | 0 | 0 | 1535.1347 | 0.0048143 | 28 | Residential_2025_SC D_GWh_After Competition Groups_28 | High Efficiency Chiller (avg of water and air cooled) | 0.4814% | 0 | 7.3907 | Residential_2025_SC D_GWh_After Competition Groups_High Efficiency Chiller (avg of water and air cooled)
Residential | Res ¦ Energy Star Freezer | 2025 | SC D | GWh | After Competition Groups | 5.1386 | 0 | 0 | 1535.1347 | 0.0033474 | 29 | Residential_2025_SC D_GWh_After Competition Groups_29 | Energy Star Freezer | 0.3347% | 0 | 5.1386 | Residential_2025_SC D_GWh_After Competition Groups_Energy Star Freezer
Residential | Res ¦ Home Energy Reports | 2025 | SC D | GWh | After Competition Groups | 4.4803 | 0 | 0 | 1535.1347 | 0.0029185 | 30 | Residential_2025_SC D_GWh_After Competition Groups_30 | Home Energy Reports | 0.2918% | 0 | 4.4803 | Residential_2025_SC D_GWh_After Competition Groups_Home Energy Reports
Residential | Res ¦ ENERGY STAR LED Lamps (General Service Lamps) | 2025 | SC D | GWh | After Competition Groups | 2.9135 | 0 | 0 | 1535.1347 | 0.0018979 | 31 | Residential_2025_SC D_GWh_After Competition Groups_31 | ENERGY STAR LED Lamps (General Service Lamps) | 0.1898% | 0 | 2.9135 | Residential_2025_SC D_GWh_After Competition Groups_ENERGY STAR LED Lamps (General Service Lamps)
Residential | Res ¦ Variable Frequency Drive (VFD) | 2025 | SC D | GWh | After Competition Groups | 2.7712 | 0 | 0 | 1535.1347 | 0.0018052 | 32 | Residential_2025_SC D_GWh_After Competition Groups_32 | Variable Frequency Drive (VFD) | 0.1805% | 0 | 2.7712 | Residential_2025_SC D_GWh_After Competition Groups_Variable Frequency Drive (VFD)
Residential | Res ¦ Water Heater Temperature Setback | 2025 | SC D | GWh | After Competition Groups | 2.49 | 0 | 0 | 1535.1347 | 0.001622 | 33 | Residential_2025_SC D_GWh_After Competition Groups_33 | Water Heater Temperature Setback | 0.1622% | 0 | 2.49 | Residential_2025_SC D_GWh_After Competition Groups_Water Heater Temperature Setback
Residential | Res ¦ CO Sensors for parking garage exhaust fans | 2025 | SC D | GWh | After Competition Groups | 2.3594 | 0 | 0 | 1535.1347 | 0.0015369 | 34 | Residential_2025_SC D_GWh_After Competition Groups_34 | CO Sensors for parking garage exhaust fans | 0.1537% | 0 | 2.3594 | Residential_2025_SC D_GWh_After Competition Groups_CO Sensors for parking garage exhaust fans
Residential | Res ¦ Demand Control Ventilation | 2025 | SC D | GWh | After Competition Groups | 1.8686 | 0 | 0 | 1535.1347 | 0.0012172 | 35 | Residential_2025_SC D_GWh_After Competition Groups_35 | Demand Control Ventilation | 0.1217% | 0 | 1.8686 | Residential_2025_SC D_GWh_After Competition Groups_Demand Control Ventilation
Residential | Res ¦ Clothes Drying Racks | 2025 | SC D | GWh | After Competition Groups | 1.1672 | 0 | 0 | 1535.1347 | 0.0007603 | 36 | Residential_2025_SC D_GWh_After Competition Groups_36 | Clothes Drying Racks | 0.07603% | 0 | 1.1672 | Residential_2025_SC D_GWh_After Competition Groups_Clothes Drying Racks
Residential | Res ¦ Energy Star Dehumidifier | 2025 | SC D | GWh | After Competition Groups | 1.0342 | 0 | 0 | 1535.1347 | 0.00067367 | 37 | Residential_2025_SC D_GWh_After Competition Groups_37 | Energy Star Dehumidifier | 0.06737% | 0 | 1.0342 | Residential_2025_SC D_GWh_After Competition Groups_Energy Star Dehumidifier
Residential | Res ¦ Floor Insulation | 2025 | SC D | GWh | After Competition Groups | 0.84758 | 0 | 0 | 1535.1347 | 0.00055212 | 38 | Residential_2025_SC D_GWh_After Competition Groups_38 | Floor Insulation | 0.05521% | 0 | 0.84758 | Residential_2025_SC D_GWh_After Competition Groups_Floor Insulation
Residential | Res ¦ Condensing Make Up Air Unit | 2025 | SC D | GWh | After Competition Groups | 0.81149 | 0 | 0 | 1535.1347 | 0.00052861 | 39 | Residential_2025_SC D_GWh_After Competition Groups_39 | Condensing Make Up Air Unit | 0.05286% | 0 | 0.81149 | Residential_2025_SC D_GWh_After Competition Groups_Condensing Make Up Air Unit
Residential | Res ¦ VFD on Pumps | 2025 | SC D | GWh | After Competition Groups | 0.78025 | 0 | 0 | 1535.1347 | 0.00050826 | 40 | Residential_2025_SC D_GWh_After Competition Groups_40 | VFD on Pumps | 0.05083% | 0 | 0.78025 | Residential_2025_SC D_GWh_After Competition Groups_VFD on Pumps
Residential | Res ¦ Duct Insulation | 2025 | SC D | GWh | After Competition Groups | 0.45101 | 0 | 0 | 1535.1347 | 0.00029379 | 41 | Residential_2025_SC D_GWh_After Competition Groups_41 | Duct Insulation | 0.02938% | 0 | 0.45101 | Residential_2025_SC D_GWh_After Competition Groups_Duct Insulation
Residential | Res ¦ ECM MOTORS FOR HVAC APPLICATION (FAN-POWERED VAV BOX) | 2025 | SC D | GWh | After Competition Groups | 0.44399 | 0 | 0 | 1535.1347 | 0.00028922 | 42 | Residential_2025_SC D_GWh_After Competition Groups_42 | ECM MOTORS FOR HVAC APPLICATION (FAN-POWERED VAV BOX) | 0.02892% | 0 | 0.44399 | Residential_2025_SC D_GWh_After Competition Groups_ECM MOTORS FOR HVAC APPLICATION (FAN-POWERED VAV BOX)
Residential | Res ¦ Tankless Water Heater | 2025 | SC D | GWh | After Competition Groups | 0.29191 | 0 | 0 | 1535.1347 | 0.00019015 | 43 | Residential_2025_SC D_GWh_After Competition Groups_43 | Tankless Water Heater | 0.01902% | 0 | 0.29191 | Residential_2025_SC D_GWh_After Competition Groups_Tankless Water Heater
Residential | Res ¦ Heat Recovery Ventilator | 2025 | SC D | GWh | After Competition Groups | 0.27989 | 0 | 0 | 1535.1347 | 0.00018232 | 44 | Residential_2025_SC D_GWh_After Competition Groups_44 | Heat Recovery Ventilator | 0.01823% | 0 | 0.27989 | Residential_2025_SC D_GWh_After Competition Groups_Heat Recovery Ventilator
Residential | Res ¦ Duct Insulation MF | 2025 | SC D | GWh | After Competition Groups | 0.26254 | 0 | 0 | 1535.1347 | 0.00017102 | 45 | Residential_2025_SC D_GWh_After Competition Groups_45 | Duct Insulation MF | 0.0171% | 0 | 0.26254 | Residential_2025_SC D_GWh_After Competition Groups_Duct Insulation MF
Residential | Res ¦ Beverage Vending Machine Controls | 2025 | SC D | GWh | After Competition Groups | 0.25675 | 0 | 0 | 1535.1347 | 0.00016725 | 46 | Residential_2025_SC D_GWh_After Competition Groups_46 | Beverage Vending Machine Controls | 0.01673% | 0 | 0.25675 | Residential_2025_SC D_GWh_After Competition Groups_Beverage Vending Machine Controls
Residential | Res ¦ Chilled Water Optimization | 2025 | SC D | GWh | After Competition Groups | 0.067149 | 0 | 0 | 1535.1347 | 4.3742e-05 | 47 | Residential_2025_SC D_GWh_After Competition Groups_47 | Chilled Water Optimization | 0.004374% | 0 | 0.067149 | Residential_2025_SC D_GWh_After Competition Groups_Chilled Water Optimization
Residential | Res ¦ LED High Bay Fixture | 2025 | SC D | GWh | After Competition Groups | 0.03367 | 0 | 0 | 1535.1347 | 2.1933e-05 | 48 | Residential_2025_SC D_GWh_After Competition Groups_48 | LED High Bay Fixture | 0.002193% | 0 | 0.03367 | Residential_2025_SC D_GWh_After Competition Groups_LED High Bay Fixture
Residential | Res ¦ Wall Insulation MF | 2025 | SC D | GWh | After Competition Groups | 0.0032555 | 0 | 0 | 1535.1347 | 2.1207e-06 | 49 | Residential_2025_SC D_GWh_After Competition Groups_49 | Wall Insulation MF | 0.0002121% | 0 | 0.0032555 | Residential_2025_SC D_GWh_After Competition Groups_Wall Insulation MF
Residential | Res ¦ Wall Insulation | 2025 | SC D | GWh | After Competition Groups | 0.0030609 | 0 | 0 | 1535.1347 | 1.9939e-06 | 50 | Residential_2025_SC D_GWh_After Competition Groups_50 | Wall Insulation | 0.0001994% | 0 | 0.0030609 | Residential_2025_SC D_GWh_After Competition Groups_Wall Insulation
Residential | Res ¦ Freezer Recycling | 2025 | SC D | GWh | After Competition Groups | 0.0011207 | 0 | 0 | 1535.1347 | 7.3007e-07 | 51 | Residential_2025_SC D_GWh_After Competition Groups_51 | Freezer Recycling | 7.301e-05% | 0 | 0.0011207 | Residential_2025_SC D_GWh_After Competition Groups_Freezer Recycling
Residential | Res ¦ LED Downlight | 2025 | SC D | GWh | After Competition Groups | 0 | 0 | 0 | 1535.1347 | 0 | 52 | Residential_2025_SC D_GWh_After Competition Groups_52 | LED Downlight | 0% | 0 | 0 | Residential_2025_SC D_GWh_After Competition Groups_LED Downlight
Residential | Res ¦ Smart Burners | 2025 | SC D | GWh | After Competition Groups | 0 | 0 | 0 | 1535.1347 | 0 | 53 | Residential_2025_SC D_GWh_After Competition Groups_53 | Smart Burners | 0% | 0 | 0 | Residential_2025_SC D_GWh_After Competition Groups_Smart Burners
Residential | Res ¦ Smart Power Bar | 2025 | SC D | GWh | After Competition Groups | 0 | 0 | 0 | 1535.1347 | 0 | 54 | Residential_2025_SC D_GWh_After Competition Groups_54 | Smart Power Bar | 0% | 0 | 0 | Residential_2025_SC D_GWh_After Competition Groups_Smart Power Bar
Residential | Res ¦ Smart Power Bar | 2025 | Technical | GWh | After Competition Groups | 1478.2551 | 0 | 0 | 12775.2115 | 0.11571 | 1 | Residential_2025_Technical_GWh_After Competition Groups_1 | Smart Power Bar | 11.57% | 0 | 1478.2551 | Residential_2025_Technical_GWh_After Competition Groups_Smart Power Bar
Residential | Res ¦ Energy Star LED Bulbs General Purpose LEDs | 2025 | Technical | GWh | After Competition Groups | 1176.1014 | 0 | 0 | 12775.2115 | 0.092061 | 2 | Residential_2025_Technical_GWh_After Competition Groups_2 | Energy Star LED Bulbs General Purpose LEDs | 9.206% | 0 | 1176.1014 | Residential_2025_Technical_GWh_After Competition Groups_Energy Star LED Bulbs General Purpose LEDs
Residential | Res ¦ Adaptive Thermostat | 2025 | Technical | GWh | After Competition Groups | 655.9782 | 0 | 0 | 12775.2115 | 0.051348 | 3 | Residential_2025_Technical_GWh_After Competition Groups_3 | Adaptive Thermostat | 5.135% | 0 | 655.9782 | Residential_2025_Technical_GWh_After Competition Groups_Adaptive Thermostat
Residential | Res ¦ Energy Star A Line, PAR, MR Lamps | 2025 | Technical | GWh | After Competition Groups | 620.04 | 0 | 0 | 12775.2115 | 0.048535 | 4 | Residential_2025_Technical_GWh_After Competition Groups_4 | Energy Star A Line, PAR, MR Lamps | 4.853% | 0 | 620.04 | Residential_2025_Technical_GWh_After Competition Groups_Energy Star A Line, PAR, MR Lamps
Residential | Res ¦ Air Sealing | 2025 | Technical | GWh | After Competition Groups | 531.7267 | 0 | 0 | 12775.2115 | 0.041622 | 5 | Residential_2025_Technical_GWh_After Competition Groups_5 | Air Sealing | 4.162% | 0 | 531.7267 | Residential_2025_Technical_GWh_After Competition Groups_Air Sealing
Residential | Res ¦ Energy Star Refrigerator | 2025 | Technical | GWh | After Competition Groups | 475.8506 | 0 | 0 | 12775.2115 | 0.037248 | 6 | Residential_2025_Technical_GWh_After Competition Groups_6 | Energy Star Refrigerator | 3.725% | 0 | 475.8506 | Residential_2025_Technical_GWh_After Competition Groups_Energy Star Refrigerator
Residential | Res ¦ Energy Star Clothes Washer | 2025 | Technical | GWh | After Competition Groups | 406.4077 | 0 | 0 | 12775.2115 | 0.031812 | 7 | Residential_2025_Technical_GWh_After Competition Groups_7 | Energy Star Clothes Washer | 3.181% | 0 | 406.4077 | Residential_2025_Technical_GWh_After Competition Groups_Energy Star Clothes Washer
Residential | Res ¦ Energy Star Central Air Conditioner | 2025 | Technical | GWh | After Competition Groups | 403.3751 | 0 | 0 | 12775.2115 | 0.031575 | 8 | Residential_2025_Technical_GWh_After Competition Groups_8 | Energy Star Central Air Conditioner | 3.157% | 0 | 403.3751 | Residential_2025_Technical_GWh_After Competition Groups_Energy Star Central Air Conditioner
Residential | Res ¦ Smart Burners | 2025 | Technical | GWh | After Competition Groups | 401.2689 | 0 | 0 | 12775.2115 | 0.03141 | 9 | Residential_2025_Technical_GWh_After Competition Groups_9 | Smart Burners | 3.141% | 0 | 401.2689 | Residential_2025_Technical_GWh_After Competition Groups_Smart Burners
Residential | Res ¦ Variable Speed Pool Pump Motor | 2025 | Technical | GWh | After Competition Groups | 390.4859 | 0 | 0 | 12775.2115 | 0.030566 | 10 | Residential_2025_Technical_GWh_After Competition Groups_10 | Variable Speed Pool Pump Motor | 3.057% | 0 | 390.4859 | Residential_2025_Technical_GWh_After Competition Groups_Variable Speed Pool Pump Motor
Residential | Res ¦ Energy Star Ground Source Heat Pump | 2025 | Technical | GWh | After Competition Groups | 362.672 | 0 | 0 | 12775.2115 | 0.028389 | 11 | Residential_2025_Technical_GWh_After Competition Groups_11 | Energy Star Ground Source Heat Pump | 2.839% | 0 | 362.672 | Residential_2025_Technical_GWh_After Competition Groups_Energy Star Ground Source Heat Pump
Residential | Res ¦ Ductless Mini-Split Heat Pump | 2025 | Technical | GWh | After Competition Groups | 359.3066 | 0 | 0 | 12775.2115 | 0.028125 | 12 | Residential_2025_Technical_GWh_After Competition Groups_12 | Ductless Mini-Split Heat Pump | 2.813% | 0 | 359.3066 | Residential_2025_Technical_GWh_After Competition Groups_Ductless Mini-Split Heat Pump
Residential | Res ¦ Car Block Heater Timer | 2025 | Technical | GWh | After Competition Groups | 338.7223 | 0 | 0 | 12775.2115 | 0.026514 | 13 | Residential_2025_Technical_GWh_After Competition Groups_13 | Car Block Heater Timer | 2.651% | 0 | 338.7223 | Residential_2025_Technical_GWh_After Competition Groups_Car Block Heater Timer
Residential | Res ¦ Heat Pump Clothes Dryer | 2025 | Technical | GWh | After Competition Groups | 337.2821 | 0 | 0 | 12775.2115 | 0.026401 | 14 | Residential_2025_Technical_GWh_After Competition Groups_14 | Heat Pump Clothes Dryer | 2.64% | 0 | 337.2821 | Residential_2025_Technical_GWh_After Competition Groups_Heat Pump Clothes Dryer
Residential | Res ¦ Passive Attic Ventilation | 2025 | Technical | GWh | After Competition Groups | 314.8553 | 0 | 0 | 12775.2115 | 0.024646 | 15 | Residential_2025_Technical_GWh_After Competition Groups_15 | Passive Attic Ventilation | 2.465% | 0 | 314.8553 | Residential_2025_Technical_GWh_After Competition Groups_Passive Attic Ventilation
Residential | Res ¦ Building Recommissioning, Operations and Maintenance (O&M) Improvements | 2025 | Technical | GWh | After Competition Groups | 302.6196 | 0 | 0 | 12775.2115 | 0.023688 | 16 | Residential_2025_Technical_GWh_After Competition Groups_16 | Building Recommissioning, Operations and Maintenance (O&M) Improvements | 2.369% | 0 | 302.6196 | Residential_2025_Technical_GWh_After Competition Groups_Building Recommissioning, Operations and Maintenance (O&M) Improvements
Residential | Res ¦ Energy Star Light Fixture | 2025 | Technical | GWh | After Competition Groups | 294.6531 | 0 | 0 | 12775.2115 | 0.023064 | 17 | Residential_2025_Technical_GWh_After Competition Groups_17 | Energy Star Light Fixture | 2.306% | 0 | 294.6531 | Residential_2025_Technical_GWh_After Competition Groups_Energy Star Light Fixture
Residential | Res ¦ Energy Star Windows | 2025 | Technical | GWh | After Competition Groups | 288.3944 | 0 | 0 | 12775.2115 | 0.022575 | 18 | Residential_2025_Technical_GWh_After Competition Groups_18 | Energy Star Windows | 2.257% | 0 | 288.3944 | Residential_2025_Technical_GWh_After Competition Groups_Energy Star Windows
Residential | Res ¦ Basement Wall Insulation | 2025 | Technical | GWh | After Competition Groups | 279.1232 | 0 | 0 | 12775.2115 | 0.021849 | 19 | Residential_2025_Technical_GWh_After Competition Groups_19 | Basement Wall Insulation | 2.185% | 0 | 279.1232 | Residential_2025_Technical_GWh_After Competition Groups_Basement Wall Insulation
Residential | Res ¦ Basement or Crawlspace Insulation | 2025 | Technical | GWh | After Competition Groups | 231.7918 | 0 | 0 | 12775.2115 | 0.018144 | 20 | Residential_2025_Technical_GWh_After Competition Groups_20 | Basement or Crawlspace Insulation | 1.814% | 0 | 231.7918 | Residential_2025_Technical_GWh_After Competition Groups_Basement or Crawlspace Insulation
Residential | Res ¦ Attic Insulation | 2025 | Technical | GWh | After Competition Groups | 215.3256 | 0 | 0 | 12775.2115 | 0.016855 | 21 | Residential_2025_Technical_GWh_After Competition Groups_21 | Attic Insulation | 1.685% | 0 | 215.3256 | Residential_2025_Technical_GWh_After Competition Groups_Attic Insulation
Residential | Res ¦ Energy Star Torchiere | 2025 | Technical | GWh | After Competition Groups | 204.3826 | 0 | 0 | 12775.2115 | 0.015998 | 22 | Residential_2025_Technical_GWh_After Competition Groups_22 | Energy Star Torchiere | 1.6% | 0 | 204.3826 | Residential_2025_Technical_GWh_After Competition Groups_Energy Star Torchiere
Residential | Res ¦ Ductless Mini-Split Air Conditioner | 2025 | Technical | GWh | After Competition Groups | 191.8275 | 0 | 0 | 12775.2115 | 0.015016 | 23 | Residential_2025_Technical_GWh_After Competition Groups_23 | Ductless Mini-Split Air Conditioner | 1.502% | 0 | 191.8275 | Residential_2025_Technical_GWh_After Competition Groups_Ductless Mini-Split Air Conditioner
Residential | Res ¦ Wall Insulation | 2025 | Technical | GWh | After Competition Groups | 168.2352 | 0 | 0 | 12775.2115 | 0.013169 | 24 | Residential_2025_Technical_GWh_After Competition Groups_24 | Wall Insulation | 1.317% | 0 | 168.2352 | Residential_2025_Technical_GWh_After Competition Groups_Wall Insulation
Residential | Res ¦ Comprehensive Draft Proofing | 2025 | Technical | GWh | After Competition Groups | 153.916 | 0 | 0 | 12775.2115 | 0.012048 | 25 | Residential_2025_Technical_GWh_After Competition Groups_25 | Comprehensive Draft Proofing | 1.205% | 0 | 153.916 | Residential_2025_Technical_GWh_After Competition Groups_Comprehensive Draft Proofing
Residential | Res ¦ Heavy Duty Outdoor/Holiday Plug-in Timers | 2025 | Technical | GWh | After Competition Groups | 132.1141 | 0 | 0 | 12775.2115 | 0.010341 | 26 | Residential_2025_Technical_GWh_After Competition Groups_26 | Heavy Duty Outdoor/Holiday Plug-in Timers | 1.034% | 0 | 132.1141 | Residential_2025_Technical_GWh_After Competition Groups_Heavy Duty Outdoor/Holiday Plug-in Timers
Residential | Res ¦ Furnace with ECM | 2025 | Technical | GWh | After Competition Groups | 115.9714 | 0 | 0 | 12775.2115 | 0.0090778 | 27 | Residential_2025_Technical_GWh_After Competition Groups_27 | Furnace with ECM | 0.9078% | 0 | 115.9714 | Residential_2025_Technical_GWh_After Competition Groups_Furnace with ECM
Residential | Res ¦ Radiant Barrier | 2025 | Technical | GWh | After Competition Groups | 107.6654 | 0 | 0 | 12775.2115 | 0.0084277 | 28 | Residential_2025_Technical_GWh_After Competition Groups_28 | Radiant Barrier | 0.8428% | 0 | 107.6654 | Residential_2025_Technical_GWh_After Competition Groups_Radiant Barrier
Residential | Res ¦ Lighting Motion Sensors, Timers, Dimmers | 2025 | Technical | GWh | After Competition Groups | 102.3206 | 0 | 0 | 12775.2115 | 0.0080093 | 29 | Residential_2025_Technical_GWh_After Competition Groups_29 | Lighting Motion Sensors, Timers, Dimmers | 0.8009% | 0 | 102.3206 | Residential_2025_Technical_GWh_After Competition Groups_Lighting Motion Sensors, Timers, Dimmers
Residential | Res ¦ Occupancy Sensors MF | 2025 | Technical | GWh | After Competition Groups | 87.5813 | 0 | 0 | 12775.2115 | 0.0068556 | 30 | Residential_2025_Technical_GWh_After Competition Groups_30 | Occupancy Sensors MF | 0.6856% | 0 | 87.5813 | Residential_2025_Technical_GWh_After Competition Groups_Occupancy Sensors MF
Residential | Res ¦ Variable Refrigerant Flow Heat Pump | 2025 | Technical | GWh | After Competition Groups | 87.4453 | 0 | 0 | 12775.2115 | 0.0068449 | 31 | Residential_2025_Technical_GWh_After Competition Groups_31 | Variable Refrigerant Flow Heat Pump | 0.6845% | 0 | 87.4453 | Residential_2025_Technical_GWh_After Competition Groups_Variable Refrigerant Flow Heat Pump
Residential | Res ¦ Ceiling Insulation | 2025 | Technical | GWh | After Competition Groups | 84.3318 | 0 | 0 | 12775.2115 | 0.0066012 | 32 | Residential_2025_Technical_GWh_After Competition Groups_32 | Ceiling Insulation | 0.6601% | 0 | 84.3318 | Residential_2025_Technical_GWh_After Competition Groups_Ceiling Insulation
Residential | Res ¦ Window Film | 2025 | Technical | GWh | After Competition Groups | 82.6491 | 0 | 0 | 12775.2115 | 0.0064695 | 33 | Residential_2025_Technical_GWh_After Competition Groups_33 | Window Film | 0.6469% | 0 | 82.6491 | Residential_2025_Technical_GWh_After Competition Groups_Window Film
Residential | Res ¦ Refrigerator Recycling | 2025 | Technical | GWh | After Competition Groups | 79.3269 | 0 | 0 | 12775.2115 | 0.0062094 | 34 | Residential_2025_Technical_GWh_After Competition Groups_34 | Refrigerator Recycling | 0.6209% | 0 | 79.3269 | Residential_2025_Technical_GWh_After Competition Groups_Refrigerator Recycling
Residential | Res ¦ LED Parking Lot Fixture | 2025 | Technical | GWh | After Competition Groups | 79.297 | 0 | 0 | 12775.2115 | 0.0062071 | 35 | Residential_2025_Technical_GWh_After Competition Groups_35 | LED Parking Lot Fixture | 0.6207% | 0 | 79.297 | Residential_2025_Technical_GWh_After Competition Groups_LED Parking Lot Fixture
Residential | Res ¦ LED Downlight | 2025 | Technical | GWh | After Competition Groups | 75.1592 | 0 | 0 | 12775.2115 | 0.0058832 | 36 | Residential_2025_Technical_GWh_After Competition Groups_36 | LED Downlight | 0.5883% | 0 | 75.1592 | Residential_2025_Technical_GWh_After Competition Groups_LED Downlight
Residential | Res ¦ Clothes Drying Racks | 2025 | Technical | GWh | After Competition Groups | 72.4369 | 0 | 0 | 12775.2115 | 0.0056701 | 37 | Residential_2025_Technical_GWh_After Competition Groups_37 | Clothes Drying Racks | 0.567% | 0 | 72.4369 | Residential_2025_Technical_GWh_After Competition Groups_Clothes Drying Racks
Residential | Res ¦ Freezer Recycling | 2025 | Technical | GWh | After Competition Groups | 69.6043 | 0 | 0 | 12775.2115 | 0.0054484 | 38 | Residential_2025_Technical_GWh_After Competition Groups_38 | Freezer Recycling | 0.5448% | 0 | 69.6043 | Residential_2025_Technical_GWh_After Competition Groups_Freezer Recycling
Residential | Res ¦ Duct Insulation | 2025 | Technical | GWh | After Competition Groups | 69.3272 | 0 | 0 | 12775.2115 | 0.0054267 | 39 | Residential_2025_Technical_GWh_After Competition Groups_39 | Duct Insulation | 0.5427% | 0 | 69.3272 | Residential_2025_Technical_GWh_After Competition Groups_Duct Insulation
Residential | Res ¦ Solar Powered Attic Fan | 2025 | Technical | GWh | After Competition Groups | 60.7601 | 0 | 0 | 12775.2115 | 0.0047561 | 40 | Residential_2025_Technical_GWh_After Competition Groups_40 | Solar Powered Attic Fan | 0.4756% | 0 | 60.7601 | Residential_2025_Technical_GWh_After Competition Groups_Solar Powered Attic Fan
Residential | Res ¦ Floor Insulation | 2025 | Technical | GWh | After Competition Groups | 56.4337 | 0 | 0 | 12775.2115 | 0.0044174 | 41 | Residential_2025_Technical_GWh_After Competition Groups_41 | Floor Insulation | 0.4417% | 0 | 56.4337 | Residential_2025_Technical_GWh_After Competition Groups_Floor Insulation
Residential | Res ¦ Energy Star Ceiling Fan/Lighting | 2025 | Technical | GWh | After Competition Groups | 52.1236 | 0 | 0 | 12775.2115 | 0.0040801 | 42 | Residential_2025_Technical_GWh_After Competition Groups_42 | Energy Star Ceiling Fan/Lighting | 0.408% | 0 | 52.1236 | Residential_2025_Technical_GWh_After Competition Groups_Energy Star Ceiling Fan/Lighting
Residential | Res ¦ Dehumidifier Recycling | 2025 | Technical | GWh | After Competition Groups | 48.2649 | 0 | 0 | 12775.2115 | 0.003778 | 43 | Residential_2025_Technical_GWh_After Competition Groups_43 | Dehumidifier Recycling | 0.3778% | 0 | 48.2649 | Residential_2025_Technical_GWh_After Competition Groups_Dehumidifier Recycling
Residential | Res ¦ INTEGRAL LED TROFFERS | 2025 | Technical | GWh | After Competition Groups | 47.9182 | 0 | 0 | 12775.2115 | 0.0037509 | 44 | Residential_2025_Technical_GWh_After Competition Groups_44 | INTEGRAL LED TROFFERS | 0.3751% | 0 | 47.9182 | Residential_2025_Technical_GWh_After Competition Groups_INTEGRAL LED TROFFERS
Residential | Res ¦ Energy Star Freezer | 2025 | Technical | GWh | After Competition Groups | 45.9332 | 0 | 0 | 12775.2115 | 0.0035955 | 45 | Residential_2025_Technical_GWh_After Competition Groups_45 | Energy Star Freezer | 0.3595% | 0 | 45.9332 | Residential_2025_Technical_GWh_After Competition Groups_Energy Star Freezer
Residential | Res ¦ Advanced BAS/Controllers | 2025 | Technical | GWh | After Competition Groups | 44.292 | 0 | 0 | 12775.2115 | 0.003467 | 46 | Residential_2025_Technical_GWh_After Competition Groups_46 | Advanced BAS/Controllers | 0.3467% | 0 | 44.292 | Residential_2025_Technical_GWh_After Competition Groups_Advanced BAS/Controllers
Residential | Res ¦ Home Energy Reports | 2025 | Technical | GWh | After Competition Groups | 44.2387 | 0 | 0 | 12775.2115 | 0.0034629 | 47 | Residential_2025_Technical_GWh_After Competition Groups_47 | Home Energy Reports | 0.3463% | 0 | 44.2387 | Residential_2025_Technical_GWh_After Competition Groups_Home Energy Reports
Residential | Res ¦ Minimize Hot and Warm Clothes Wash | 2025 | Technical | GWh | After Competition Groups | 38.7157 | 0 | 0 | 12775.2115 | 0.0030305 | 48 | Residential_2025_Technical_GWh_After Competition Groups_48 | Minimize Hot and Warm Clothes Wash | 0.3031% | 0 | 38.7157 | Residential_2025_Technical_GWh_After Competition Groups_Minimize Hot and Warm Clothes Wash
Residential | Res ¦ Furnace Whistle | 2025 | Technical | GWh | After Competition Groups | 38.1396 | 0 | 0 | 12775.2115 | 0.0029854 | 49 | Residential_2025_Technical_GWh_After Competition Groups_49 | Furnace Whistle | 0.2985% | 0 | 38.1396 | Residential_2025_Technical_GWh_After Competition Groups_Furnace Whistle
Residential | Res ¦ LED Exterior Area Lights - LED Fixture (200W) | 2025 | Technical | GWh | After Competition Groups | 36.4319 | 0 | 0 | 12775.2115 | 0.0028518 | 50 | Residential_2025_Technical_GWh_After Competition Groups_50 | LED Exterior Area Lights - LED Fixture (200W) | 0.2852% | 0 | 36.4319 | Residential_2025_Technical_GWh_After Competition Groups_LED Exterior Area Lights - LED Fixture (200W)
Residential | Res ¦ Heat Pump Water Heater | 2025 | Technical | GWh | After Competition Groups | 34.7034 | 0 | 0 | 12775.2115 | 0.0027165 | 51 | Residential_2025_Technical_GWh_After Competition Groups_51 | Heat Pump Water Heater | 0.2716% | 0 | 34.7034 | Residential_2025_Technical_GWh_After Competition Groups_Heat Pump Water Heater
Residential | Res ¦ Early Hot Water Heater Replacement | 2025 | Technical | GWh | After Competition Groups | 34.5471 | 0 | 0 | 12775.2115 | 0.0027042 | 52 | Residential_2025_Technical_GWh_After Competition Groups_52 | Early Hot Water Heater Replacement | 0.2704% | 0 | 34.5471 | Residential_2025_Technical_GWh_After Competition Groups_Early Hot Water Heater Replacement
Residential | Res ¦ Duct Insulation MF | 2025 | Technical | GWh | After Competition Groups | 30.584 | 0 | 0 | 12775.2115 | 0.002394 | 53 | Residential_2025_Technical_GWh_After Competition Groups_53 | Duct Insulation MF | 0.2394% | 0 | 30.584 | Residential_2025_Technical_GWh_After Competition Groups_Duct Insulation MF
Residential | Res ¦ Energy Star Dehumidifier | 2025 | Technical | GWh | After Competition Groups | 28.3587 | 0 | 0 | 12775.2115 | 0.0022198 | 54 | Residential_2025_Technical_GWh_After Competition Groups_54 | Energy Star Dehumidifier | 0.222% | 0 | 28.3587 | Residential_2025_Technical_GWh_After Competition Groups_Energy Star Dehumidifier
Residential | Res ¦ Central Air Conditioner Maintenance | 2025 | Technical | GWh | After Competition Groups | 28.2232 | 0 | 0 | 12775.2115 | 0.0022092 | 55 | Residential_2025_Technical_GWh_After Competition Groups_55 | Central Air Conditioner Maintenance | 0.2209% | 0 | 28.2232 | Residential_2025_Technical_GWh_After Competition Groups_Central Air Conditioner Maintenance
Residential | Res ¦ Central Lighting Control System | 2025 | Technical | GWh | After Competition Groups | 27.8315 | 0 | 0 | 12775.2115 | 0.0021786 | 56 | Residential_2025_Technical_GWh_After Competition Groups_56 | Central Lighting Control System | 0.2179% | 0 | 27.8315 | Residential_2025_Technical_GWh_After Competition Groups_Central Lighting Control System
Residential | Res ¦ Outside Air Economizer | 2025 | Technical | GWh | After Competition Groups | 27.1977 | 0 | 0 | 12775.2115 | 0.0021289 | 57 | Residential_2025_Technical_GWh_After Competition Groups_57 | Outside Air Economizer | 0.2129% | 0 | 27.1977 | Residential_2025_Technical_GWh_After Competition Groups_Outside Air Economizer
Residential | Res ¦ Drain Water Heat Recovery | 2025 | Technical | GWh | After Competition Groups | 23.2038 | 0 | 0 | 12775.2115 | 0.0018163 | 58 | Residential_2025_Technical_GWh_After Competition Groups_58 | Drain Water Heat Recovery | 0.1816% | 0 | 23.2038 | Residential_2025_Technical_GWh_After Competition Groups_Drain Water Heat Recovery
Residential | Res ¦ Heat Recovery Ventilator | 2025 | Technical | GWh | After Competition Groups | 22.8724 | 0 | 0 | 12775.2115 | 0.0017904 | 59 | Residential_2025_Technical_GWh_After Competition Groups_59 | Heat Recovery Ventilator | 0.179% | 0 | 22.8724 | Residential_2025_Technical_GWh_After Competition Groups_Heat Recovery Ventilator
Residential | Res ¦ LED Tube Re-Lamp | 2025 | Technical | GWh | After Competition Groups | 22.5682 | 0 | 0 | 12775.2115 | 0.0017666 | 60 | Residential_2025_Technical_GWh_After Competition Groups_60 | LED Tube Re-Lamp | 0.1767% | 0 | 22.5682 | Residential_2025_Technical_GWh_After Competition Groups_LED Tube Re-Lamp
Residential | Res ¦ Demand Control Ventilation | 2025 | Technical | GWh | After Competition Groups | 20.4275 | 0 | 0 | 12775.2115 | 0.001599 | 61 | Residential_2025_Technical_GWh_After Competition Groups_61 | Demand Control Ventilation | 0.1599% | 0 | 20.4275 | Residential_2025_Technical_GWh_After Competition Groups_Demand Control Ventilation
Residential | Res ¦ CO Sensors for parking garage exhaust fans | 2025 | Technical | GWh | After Competition Groups | 17.1597 | 0 | 0 | 12775.2115 | 0.0013432 | 62 | Residential_2025_Technical_GWh_After Competition Groups_62 | CO Sensors for parking garage exhaust fans | 0.1343% | 0 | 17.1597 | Residential_2025_Technical_GWh_After Competition Groups_CO Sensors for parking garage exhaust fans
Residential | Res ¦ Variable Frequency Drive (VFD) | 2025 | Technical | GWh | After Competition Groups | 16.1788 | 0 | 0 | 12775.2115 | 0.0012664 | 63 | Residential_2025_Technical_GWh_After Competition Groups_63 | Variable Frequency Drive (VFD) | 0.1266% | 0 | 16.1788 | Residential_2025_Technical_GWh_After Competition Groups_Variable Frequency Drive (VFD)
Residential | Res ¦ ENERGY STAR LED LAMPS (REFLECTOR LAMPs/MR16/PAR 16) | 2025 | Technical | GWh | After Competition Groups | 15.4389 | 0 | 0 | 12775.2115 | 0.0012085 | 64 | Residential_2025_Technical_GWh_After Competition Groups_64 | ENERGY STAR LED LAMPS (REFLECTOR LAMPs/MR16/PAR 16) | 0.1209% | 0 | 15.4389 | Residential_2025_Technical_GWh_After Competition Groups_ENERGY STAR LED LAMPS (REFLECTOR LAMPs/MR16/PAR 16)
Residential | Res ¦ Energy Star Dishwasher | 2025 | Technical | GWh | After Competition Groups | 14.8125 | 0 | 0 | 12775.2115 | 0.0011595 | 65 | Residential_2025_Technical_GWh_After Competition Groups_65 | Energy Star Dishwasher | 0.1159% | 0 | 14.8125 | Residential_2025_Technical_GWh_After Competition Groups_Energy Star Dishwasher
Residential | Res ¦ Water Heater Temperature Setback | 2025 | Technical | GWh | After Competition Groups | 12.0898 | 0 | 0 | 12775.2115 | 0.00094635 | 66 | Residential_2025_Technical_GWh_After Competition Groups_66 | Water Heater Temperature Setback | 0.09463% | 0 | 12.0898 | Residential_2025_Technical_GWh_After Competition Groups_Water Heater Temperature Setback
Residential | Res ¦ DHW Recirculation Systems | 2025 | Technical | GWh | After Competition Groups | 10.9153 | 0 | 0 | 12775.2115 | 0.00085441 | 67 | Residential_2025_Technical_GWh_After Competition Groups_67 | DHW Recirculation Systems | 0.08544% | 0 | 10.9153 | Residential_2025_Technical_GWh_After Competition Groups_DHW Recirculation Systems
Residential | Res ¦ Air Source Heat Pump Maintenance | 2025 | Technical | GWh | After Competition Groups | 9.8715 | 0 | 0 | 12775.2115 | 0.00077271 | 68 | Residential_2025_Technical_GWh_After Competition Groups_68 | Air Source Heat Pump Maintenance | 0.07727% | 0 | 9.8715 | Residential_2025_Technical_GWh_After Competition Groups_Air Source Heat Pump Maintenance
Residential | Res ¦ Condensing Make Up Air Unit | 2025 | Technical | GWh | After Competition Groups | 9.4614 | 0 | 0 | 12775.2115 | 0.0007406 | 69 | Residential_2025_Technical_GWh_After Competition Groups_69 | Condensing Make Up Air Unit | 0.07406% | 0 | 9.4614 | Residential_2025_Technical_GWh_After Competition Groups_Condensing Make Up Air Unit
Residential | Res ¦ High Efficiency Chiller (avg of water and air cooled) | 2025 | Technical | GWh | After Competition Groups | 8.7905 | 0 | 0 | 12775.2115 | 0.00068809 | 70 | Residential_2025_Technical_GWh_After Competition Groups_70 | High Efficiency Chiller (avg of water and air cooled) | 0.06881% | 0 | 8.7905 | Residential_2025_Technical_GWh_After Competition Groups_High Efficiency Chiller (avg of water and air cooled)
Residential | Res ¦ VFD on Pumps | 2025 | Technical | GWh | After Competition Groups | 4.9752 | 0 | 0 | 12775.2115 | 0.00038944 | 71 | Residential_2025_Technical_GWh_After Competition Groups_71 | VFD on Pumps | 0.03894% | 0 | 4.9752 | Residential_2025_Technical_GWh_After Competition Groups_VFD on Pumps
Residential | Res ¦ ENERGY STAR LED Lamps (General Service Lamps) | 2025 | Technical | GWh | After Competition Groups | 3.5101 | 0 | 0 | 12775.2115 | 0.00027476 | 72 | Residential_2025_Technical_GWh_After Competition Groups_72 | ENERGY STAR LED Lamps (General Service Lamps) | 0.02748% | 0 | 3.5101 | Residential_2025_Technical_GWh_After Competition Groups_ENERGY STAR LED Lamps (General Service Lamps)
Residential | Res ¦ ECM MOTORS FOR HVAC APPLICATION (FAN-POWERED VAV BOX) | 2025 | Technical | GWh | After Competition Groups | 2.7709 | 0 | 0 | 12775.2115 | 0.0002169 | 73 | Residential_2025_Technical_GWh_After Competition Groups_73 | ECM MOTORS FOR HVAC APPLICATION (FAN-POWERED VAV BOX) | 0.02169% | 0 | 2.7709 | Residential_2025_Technical_GWh_After Competition Groups_ECM MOTORS FOR HVAC APPLICATION (FAN-POWERED VAV BOX)
Residential | Res ¦ HVAC Optimization | 2025 | Technical | GWh | After Competition Groups | 2.4592 | 0 | 0 | 12775.2115 | 0.0001925 | 74 | Residential_2025_Technical_GWh_After Competition Groups_74 | HVAC Optimization | 0.01925% | 0 | 2.4592 | Residential_2025_Technical_GWh_After Competition Groups_HVAC Optimization
Residential | Res ¦ Beverage Vending Machine Controls | 2025 | Technical | GWh | After Competition Groups | 1.9119 | 0 | 0 | 12775.2115 | 0.00014966 | 75 | Residential_2025_Technical_GWh_After Competition Groups_75 | Beverage Vending Machine Controls | 0.01497% | 0 | 1.9119 | Residential_2025_Technical_GWh_After Competition Groups_Beverage Vending Machine Controls
Residential | Res ¦ Tankless Water Heater | 2025 | Technical | GWh | After Competition Groups | 1.8976 | 0 | 0 | 12775.2115 | 0.00014854 | 76 | Residential_2025_Technical_GWh_After Competition Groups_76 | Tankless Water Heater | 0.01485% | 0 | 1.8976 | Residential_2025_Technical_GWh_After Competition Groups_Tankless Water Heater
Residential | Res ¦ Wall Insulation MF | 2025 | Technical | GWh | After Competition Groups | 0.61426 | 0 | 0 | 12775.2115 | 4.8082e-05 | 77 | Residential_2025_Technical_GWh_After Competition Groups_77 | Wall Insulation MF | 0.004808% | 0 | 0.61426 | Residential_2025_Technical_GWh_After Competition Groups_Wall Insulation MF
Residential | Res ¦ LED Recessed Downlights | 2025 | Technical | GWh | After Competition Groups | 0.25864 | 0 | 0 | 12775.2115 | 2.0246e-05 | 78 | Residential_2025_Technical_GWh_After Competition Groups_78 | LED Recessed Downlights | 0.002025% | 0 | 0.25864 | Residential_2025_Technical_GWh_After Competition Groups_LED Recessed Downlights
Residential | Res ¦ Chilled Water Optimization | 2025 | Technical | GWh | After Competition Groups | 0.22658 | 0 | 0 | 12775.2115 | 1.7736e-05 | 79 | Residential_2025_Technical_GWh_After Competition Groups_79 | Chilled Water Optimization | 0.001774% | 0 | 0.22658 | Residential_2025_Technical_GWh_After Competition Groups_Chilled Water Optimization
Residential | Res ¦ LED High Bay Fixture | 2025 | Technical | GWh | After Competition Groups | 0.22103 | 0 | 0 | 12775.2115 | 1.7301e-05 | 80 | Residential_2025_Technical_GWh_After Competition Groups_80 | LED High Bay Fixture | 0.00173% | 0 | 0.22103 | Residential_2025_Technical_GWh_After Competition Groups_LED High Bay Fixture
Residential | Res ¦ Solar Water Preheat (Pools/DHW) | 2025 | Technical | GWh | After Competition Groups | 0.051155 | 0 | 0 | 12775.2115 | 4.0042e-06 | 81 | Residential_2025_Technical_GWh_After Competition Groups_81 | Solar Water Preheat (Pools/DHW) | 0.0004004% | 0 | 0.051155 | Residential_2025_Technical_GWh_After Competition Groups_Solar Water Preheat (Pools/DHW)
Residential | Res ¦ Photocell Controls (Outdoor) | 2025 | Technical | GWh | After Competition Groups | 0.00027367 | 0 | 0 | 12775.2115 | 2.1422e-08 | 82 | Residential_2025_Technical_GWh_After Competition Groups_82 | Photocell Controls (Outdoor) | 2.142e-06% | 0 | 0.00027367 | Residential_2025_Technical_GWh_After Competition Groups_Photocell Controls (Outdoor)
Residential | Res ¦ Energy Star LED Bulbs General Purpose LEDs | 2026 | Economic | GWh | After Competition Groups | 1176.1014 | 0 | 0 | 7241.0473 | 0.16242 | 1 | Residential_2026_Economic_GWh_After Competition Groups_1 | Energy Star LED Bulbs General Purpose LEDs | 16.24% | 0 | 1176.1014 | Residential_2026_Economic_GWh_After Competition Groups_Energy Star LED Bulbs General Purpose LEDs
Residential | Res ¦ Energy Star A Line, PAR, MR Lamps | 2026 | Economic | GWh | After Competition Groups | 680.6506 | 0 | 0 | 7241.0473 | 0.093999 | 2 | Residential_2026_Economic_GWh_After Competition Groups_2 | Energy Star A Line, PAR, MR Lamps | 9.4% | 0 | 680.6506 | Residential_2026_Economic_GWh_After Competition Groups_Energy Star A Line, PAR, MR Lamps
Residential | Res ¦ Adaptive Thermostat | 2026 | Economic | GWh | After Competition Groups | 660.0214 | 0 | 0 | 7241.0473 | 0.09115 | 3 | Residential_2026_Economic_GWh_After Competition Groups_3 | Adaptive Thermostat | 9.115% | 0 | 660.0214 | Residential_2026_Economic_GWh_After Competition Groups_Adaptive Thermostat
Residential | Res ¦ Air Sealing | 2026 | Economic | GWh | After Competition Groups | 523.3254 | 0 | 0 | 7241.0473 | 0.072272 | 4 | Residential_2026_Economic_GWh_After Competition Groups_4 | Air Sealing | 7.227% | 0 | 523.3254 | Residential_2026_Economic_GWh_After Competition Groups_Air Sealing
Residential | Res ¦ Energy Star Clothes Washer | 2026 | Economic | GWh | After Competition Groups | 449.4906 | 0 | 0 | 7241.0473 | 0.062075 | 5 | Residential_2026_Economic_GWh_After Competition Groups_5 | Energy Star Clothes Washer | 6.208% | 0 | 449.4906 | Residential_2026_Economic_GWh_After Competition Groups_Energy Star Clothes Washer
Residential | Res ¦ Ductless Mini-Split Heat Pump | 2026 | Economic | GWh | After Competition Groups | 402.079 | 0 | 0 | 7241.0473 | 0.055528 | 6 | Residential_2026_Economic_GWh_After Competition Groups_6 | Ductless Mini-Split Heat Pump | 5.553% | 0 | 402.079 | Residential_2026_Economic_GWh_After Competition Groups_Ductless Mini-Split Heat Pump
Residential | Res ¦ Variable Speed Pool Pump Motor | 2026 | Economic | GWh | After Competition Groups | 384.3162 | 0 | 0 | 7241.0473 | 0.053075 | 7 | Residential_2026_Economic_GWh_After Competition Groups_7 | Variable Speed Pool Pump Motor | 5.307% | 0 | 384.3162 | Residential_2026_Economic_GWh_After Competition Groups_Variable Speed Pool Pump Motor
Residential | Res ¦ Car Block Heater Timer | 2026 | Economic | GWh | After Competition Groups | 341.9012 | 0 | 0 | 7241.0473 | 0.047217 | 8 | Residential_2026_Economic_GWh_After Competition Groups_8 | Car Block Heater Timer | 4.722% | 0 | 341.9012 | Residential_2026_Economic_GWh_After Competition Groups_Car Block Heater Timer
Residential | Res ¦ Building Recommissioning, Operations and Maintenance (O&M) Improvements | 2026 | Economic | GWh | After Competition Groups | 297.8382 | 0 | 0 | 7241.0473 | 0.041132 | 9 | Residential_2026_Economic_GWh_After Competition Groups_9 | Building Recommissioning, Operations and Maintenance (O&M) Improvements | 4.113% | 0 | 297.8382 | Residential_2026_Economic_GWh_After Competition Groups_Building Recommissioning, Operations and Maintenance (O&M) Improvements
Residential | Res ¦ Basement Wall Insulation | 2026 | Economic | GWh | After Competition Groups | 274.7131 | 0 | 0 | 7241.0473 | 0.037938 | 10 | Residential_2026_Economic_GWh_After Competition Groups_10 | Basement Wall Insulation | 3.794% | 0 | 274.7131 | Residential_2026_Economic_GWh_After Competition Groups_Basement Wall Insulation
Residential | Res ¦ Energy Star Air Source Heat Pump | 2026 | Economic | GWh | After Competition Groups | 229.9285 | 0 | 0 | 7241.0473 | 0.031753 | 11 | Residential_2026_Economic_GWh_After Competition Groups_11 | Energy Star Air Source Heat Pump | 3.175% | 0 | 229.9285 | Residential_2026_Economic_GWh_After Competition Groups_Energy Star Air Source Heat Pump
Residential | Res ¦ Energy Star Torchiere | 2026 | Economic | GWh | After Competition Groups | 220.6791 | 0 | 0 | 7241.0473 | 0.030476 | 12 | Residential_2026_Economic_GWh_After Competition Groups_12 | Energy Star Torchiere | 3.048% | 0 | 220.6791 | Residential_2026_Economic_GWh_After Competition Groups_Energy Star Torchiere
Residential | Res ¦ Attic Insulation | 2026 | Economic | GWh | After Competition Groups | 211.9235 | 0 | 0 | 7241.0473 | 0.029267 | 13 | Residential_2026_Economic_GWh_After Competition Groups_13 | Attic Insulation | 2.927% | 0 | 211.9235 | Residential_2026_Economic_GWh_After Competition Groups_Attic Insulation
Residential | Res ¦ Comprehensive Draft Proofing | 2026 | Economic | GWh | After Competition Groups | 151.4842 | 0 | 0 | 7241.0473 | 0.02092 | 14 | Residential_2026_Economic_GWh_After Competition Groups_14 | Comprehensive Draft Proofing | 2.092% | 0 | 151.4842 | Residential_2026_Economic_GWh_After Competition Groups_Comprehensive Draft Proofing
Residential | Res ¦ Energy Star Clothes Dryer | 2026 | Economic | GWh | After Competition Groups | 119.6815 | 0 | 0 | 7241.0473 | 0.016528 | 15 | Residential_2026_Economic_GWh_After Competition Groups_15 | Energy Star Clothes Dryer | 1.653% | 0 | 119.6815 | Residential_2026_Economic_GWh_After Competition Groups_Energy Star Clothes Dryer
Residential | Res ¦ Energy Star Light Fixture | 2026 | Economic | GWh | After Competition Groups | 97.5285 | 0 | 0 | 7241.0473 | 0.013469 | 16 | Residential_2026_Economic_GWh_After Competition Groups_16 | Energy Star Light Fixture | 1.347% | 0 | 97.5285 | Residential_2026_Economic_GWh_After Competition Groups_Energy Star Light Fixture
Residential | Res ¦ Occupancy Sensors MF | 2026 | Economic | GWh | After Competition Groups | 83.8887 | 0 | 0 | 7241.0473 | 0.011585 | 17 | Residential_2026_Economic_GWh_After Competition Groups_17 | Occupancy Sensors MF | 1.159% | 0 | 83.8887 | Residential_2026_Economic_GWh_After Competition Groups_Occupancy Sensors MF
Residential | Res ¦ Energy Star Room Air Conditioner | 2026 | Economic | GWh | After Competition Groups | 81.287 | 0 | 0 | 7241.0473 | 0.011226 | 18 | Residential_2026_Economic_GWh_After Competition Groups_18 | Energy Star Room Air Conditioner | 1.123% | 0 | 81.287 | Residential_2026_Economic_GWh_After Competition Groups_Energy Star Room Air Conditioner
Residential | Res ¦ LED Parking Lot Fixture | 2026 | Economic | GWh | After Competition Groups | 80.1384 | 0 | 0 | 7241.0473 | 0.011067 | 19 | Residential_2026_Economic_GWh_After Competition Groups_19 | LED Parking Lot Fixture | 1.107% | 0 | 80.1384 | Residential_2026_Economic_GWh_After Competition Groups_LED Parking Lot Fixture
Residential | Res ¦ Refrigerator Recycling | 2026 | Economic | GWh | After Competition Groups | 78.0735 | 0 | 0 | 7241.0473 | 0.010782 | 20 | Residential_2026_Economic_GWh_After Competition Groups_20 | Refrigerator Recycling | 1.078% | 0 | 78.0735 | Residential_2026_Economic_GWh_After Competition Groups_Refrigerator Recycling
Residential | Res ¦ Clothes Drying Racks | 2026 | Economic | GWh | After Competition Groups | 71.2924 | 0 | 0 | 7241.0473 | 0.0098456 | 21 | Residential_2026_Economic_GWh_After Competition Groups_21 | Clothes Drying Racks | 0.9846% | 0 | 71.2924 | Residential_2026_Economic_GWh_After Competition Groups_Clothes Drying Racks
Residential | Res ¦ Freezer Recycling | 2026 | Economic | GWh | After Competition Groups | 68.5046 | 0 | 0 | 7241.0473 | 0.0094606 | 22 | Residential_2026_Economic_GWh_After Competition Groups_22 | Freezer Recycling | 0.9461% | 0 | 68.5046 | Residential_2026_Economic_GWh_After Competition Groups_Freezer Recycling
Residential | Res ¦ Floor Insulation | 2026 | Economic | GWh | After Competition Groups | 55.542 | 0 | 0 | 7241.0473 | 0.0076704 | 23 | Residential_2026_Economic_GWh_After Competition Groups_23 | Floor Insulation | 0.767% | 0 | 55.542 | Residential_2026_Economic_GWh_After Competition Groups_Floor Insulation
Residential | Res ¦ Duct Insulation | 2026 | Economic | GWh | After Competition Groups | 51.4372 | 0 | 0 | 7241.0473 | 0.0071036 | 24 | Residential_2026_Economic_GWh_After Competition Groups_24 | Duct Insulation | 0.7104% | 0 | 51.4372 | Residential_2026_Economic_GWh_After Competition Groups_Duct Insulation
Residential | Res ¦ Advanced BAS/Controllers | 2026 | Economic | GWh | After Competition Groups | 43.5922 | 0 | 0 | 7241.0473 | 0.0060201 | 25 | Residential_2026_Economic_GWh_After Competition Groups_25 | Advanced BAS/Controllers | 0.602% | 0 | 43.5922 | Residential_2026_Economic_GWh_After Competition Groups_Advanced BAS/Controllers
Residential | Res ¦ Minimize Hot and Warm Clothes Wash | 2026 | Economic | GWh | After Competition Groups | 38.104 | 0 | 0 | 7241.0473 | 0.0052622 | 26 | Residential_2026_Economic_GWh_After Competition Groups_26 | Minimize Hot and Warm Clothes Wash | 0.5262% | 0 | 38.104 | Residential_2026_Economic_GWh_After Competition Groups_Minimize Hot and Warm Clothes Wash
Residential | Res ¦ Furnace Whistle | 2026 | Economic | GWh | After Competition Groups | 37.537 | 0 | 0 | 7241.0473 | 0.0051839 | 27 | Residential_2026_Economic_GWh_After Competition Groups_27 | Furnace Whistle | 0.5184% | 0 | 37.537 | Residential_2026_Economic_GWh_After Competition Groups_Furnace Whistle
Residential | Res ¦ LED Exterior Area Lights - LED Fixture (200W) | 2026 | Economic | GWh | After Competition Groups | 36.9649 | 0 | 0 | 7241.0473 | 0.0051049 | 28 | Residential_2026_Economic_GWh_After Competition Groups_28 | LED Exterior Area Lights - LED Fixture (200W) | 0.5105% | 0 | 36.9649 | Residential_2026_Economic_GWh_After Competition Groups_LED Exterior Area Lights - LED Fixture (200W)
Residential | Res ¦ Energy Star Dehumidifier | 2026 | Economic | GWh | After Competition Groups | 27.9106 | 0 | 0 | 7241.0473 | 0.0038545 | 29 | Residential_2026_Economic_GWh_After Competition Groups_29 | Energy Star Dehumidifier | 0.3854% | 0 | 27.9106 | Residential_2026_Economic_GWh_After Competition Groups_Energy Star Dehumidifier
Residential | Res ¦ Outside Air Economizer | 2026 | Economic | GWh | After Competition Groups | 27.5655 | 0 | 0 | 7241.0473 | 0.0038068 | 30 | Residential_2026_Economic_GWh_After Competition Groups_30 | Outside Air Economizer | 0.3807% | 0 | 27.5655 | Residential_2026_Economic_GWh_After Competition Groups_Outside Air Economizer
Residential | Res ¦ Heat Recovery Ventilator | 2026 | Economic | GWh | After Competition Groups | 25.0393 | 0 | 0 | 7241.0473 | 0.003458 | 31 | Residential_2026_Economic_GWh_After Competition Groups_31 | Heat Recovery Ventilator | 0.3458% | 0 | 25.0393 | Residential_2026_Economic_GWh_After Competition Groups_Heat Recovery Ventilator
Residential | Res ¦ LED Tube Re-Lamp | 2026 | Economic | GWh | After Competition Groups | 24.3351 | 0 | 0 | 7241.0473 | 0.0033607 | 32 | Residential_2026_Economic_GWh_After Competition Groups_32 | LED Tube Re-Lamp | 0.3361% | 0 | 24.3351 | Residential_2026_Economic_GWh_After Competition Groups_LED Tube Re-Lamp
Residential | Res ¦ Energy Star Freezer | 2026 | Economic | GWh | After Competition Groups | 21.667 | 0 | 0 | 7241.0473 | 0.0029922 | 33 | Residential_2026_Economic_GWh_After Competition Groups_33 | Energy Star Freezer | 0.2992% | 0 | 21.667 | Residential_2026_Economic_GWh_After Competition Groups_Energy Star Freezer
Residential | Res ¦ Duct Insulation MF | 2026 | Economic | GWh | After Competition Groups | 21.4205 | 0 | 0 | 7241.0473 | 0.0029582 | 34 | Residential_2026_Economic_GWh_After Competition Groups_34 | Duct Insulation MF | 0.2958% | 0 | 21.4205 | Residential_2026_Economic_GWh_After Competition Groups_Duct Insulation MF
Residential | Res ¦ Demand Control Ventilation | 2026 | Economic | GWh | After Competition Groups | 20.1047 | 0 | 0 | 7241.0473 | 0.0027765 | 35 | Residential_2026_Economic_GWh_After Competition Groups_35 | Demand Control Ventilation | 0.2776% | 0 | 20.1047 | Residential_2026_Economic_GWh_After Competition Groups_Demand Control Ventilation
Residential | Res ¦ Home Energy Reports | 2026 | Economic | GWh | After Competition Groups | 19.9112 | 0 | 0 | 7241.0473 | 0.0027498 | 36 | Residential_2026_Economic_GWh_After Competition Groups_36 | Home Energy Reports | 0.275% | 0 | 19.9112 | Residential_2026_Economic_GWh_After Competition Groups_Home Energy Reports
Residential | Res ¦ CO Sensors for parking garage exhaust fans | 2026 | Economic | GWh | After Competition Groups | 17.3917 | 0 | 0 | 7241.0473 | 0.0024018 | 37 | Residential_2026_Economic_GWh_After Competition Groups_37 | CO Sensors for parking garage exhaust fans | 0.2402% | 0 | 17.3917 | Residential_2026_Economic_GWh_After Competition Groups_CO Sensors for parking garage exhaust fans
Residential | Res ¦ Variable Frequency Drive (VFD) | 2026 | Economic | GWh | After Competition Groups | 15.9232 | 0 | 0 | 7241.0473 | 0.002199 | 38 | Residential_2026_Economic_GWh_After Competition Groups_38 | Variable Frequency Drive (VFD) | 0.2199% | 0 | 15.9232 | Residential_2026_Economic_GWh_After Competition Groups_Variable Frequency Drive (VFD)
Residential | Res ¦ ENERGY STAR LED LAMPS (REFLECTOR LAMPs/MR16/PAR 16) | 2026 | Economic | GWh | After Competition Groups | 15.4048 | 0 | 0 | 7241.0473 | 0.0021274 | 39 | Residential_2026_Economic_GWh_After Competition Groups_39 | ENERGY STAR LED LAMPS (REFLECTOR LAMPs/MR16/PAR 16) | 0.2127% | 0 | 15.4048 | Residential_2026_Economic_GWh_After Competition Groups_ENERGY STAR LED LAMPS (REFLECTOR LAMPs/MR16/PAR 16)
Residential | Res ¦ Water Heater Temperature Setback | 2026 | Economic | GWh | After Competition Groups | 11.8988 | 0 | 0 | 7241.0473 | 0.0016432 | 40 | Residential_2026_Economic_GWh_After Competition Groups_40 | Water Heater Temperature Setback | 0.1643% | 0 | 11.8988 | Residential_2026_Economic_GWh_After Competition Groups_Water Heater Temperature Setback
Residential | Res ¦ Condensing Make Up Air Unit | 2026 | Economic | GWh | After Competition Groups | 10.6043 | 0 | 0 | 7241.0473 | 0.0014645 | 41 | Residential_2026_Economic_GWh_After Competition Groups_41 | Condensing Make Up Air Unit | 0.1464% | 0 | 10.6043 | Residential_2026_Economic_GWh_After Competition Groups_Condensing Make Up Air Unit
Residential | Res ¦ High Efficiency Chiller (avg of water and air cooled) | 2026 | Economic | GWh | After Competition Groups | 9.8724 | 0 | 0 | 7241.0473 | 0.0013634 | 42 | Residential_2026_Economic_GWh_After Competition Groups_42 | High Efficiency Chiller (avg of water and air cooled) | 0.1363% | 0 | 9.8724 | Residential_2026_Economic_GWh_After Competition Groups_High Efficiency Chiller (avg of water and air cooled)
Residential | Res ¦ Tankless Water Heater | 2026 | Economic | GWh | After Competition Groups | 9.4669 | 0 | 0 | 7241.0473 | 0.0013074 | 43 | Residential_2026_Economic_GWh_After Competition Groups_43 | Tankless Water Heater | 0.1307% | 0 | 9.4669 | Residential_2026_Economic_GWh_After Competition Groups_Tankless Water Heater
Residential | Res ¦ VFD on Pumps | 2026 | Economic | GWh | After Competition Groups | 4.8966 | 0 | 0 | 7241.0473 | 0.00067622 | 44 | Residential_2026_Economic_GWh_After Competition Groups_44 | VFD on Pumps | 0.06762% | 0 | 4.8966 | Residential_2026_Economic_GWh_After Competition Groups_VFD on Pumps
Residential | Res ¦ ENERGY STAR LED Lamps (General Service Lamps) | 2026 | Economic | GWh | After Competition Groups | 3.5213 | 0 | 0 | 7241.0473 | 0.0004863 | 45 | Residential_2026_Economic_GWh_After Competition Groups_45 | ENERGY STAR LED Lamps (General Service Lamps) | 0.04863% | 0 | 3.5213 | Residential_2026_Economic_GWh_After Competition Groups_ENERGY STAR LED Lamps (General Service Lamps)
Residential | Res ¦ ECM MOTORS FOR HVAC APPLICATION (FAN-POWERED VAV BOX) | 2026 | Economic | GWh | After Competition Groups | 2.808 | 0 | 0 | 7241.0473 | 0.00038779 | 46 | Residential_2026_Economic_GWh_After Competition Groups_46 | ECM MOTORS FOR HVAC APPLICATION (FAN-POWERED VAV BOX) | 0.03878% | 0 | 2.808 | Residential_2026_Economic_GWh_After Competition Groups_ECM MOTORS FOR HVAC APPLICATION (FAN-POWERED VAV BOX)
Residential | Res ¦ Beverage Vending Machine Controls | 2026 | Economic | GWh | After Competition Groups | 1.9687 | 0 | 0 | 7241.0473 | 0.00027187 | 47 | Residential_2026_Economic_GWh_After Competition Groups_47 | Beverage Vending Machine Controls | 0.02719% | 0 | 1.9687 | Residential_2026_Economic_GWh_After Competition Groups_Beverage Vending Machine Controls
Residential | Res ¦ Wall Insulation | 2026 | Economic | GWh | After Competition Groups | 0.79839 | 0 | 0 | 7241.0473 | 0.00011026 | 48 | Residential_2026_Economic_GWh_After Competition Groups_48 | Wall Insulation | 0.01103% | 0 | 0.79839 | Residential_2026_Economic_GWh_After Competition Groups_Wall Insulation
Residential | Res ¦ Chilled Water Optimization | 2026 | Economic | GWh | After Competition Groups | 0.25355 | 0 | 0 | 7241.0473 | 3.5016e-05 | 49 | Residential_2026_Economic_GWh_After Competition Groups_49 | Chilled Water Optimization | 0.003502% | 0 | 0.25355 | Residential_2026_Economic_GWh_After Competition Groups_Chilled Water Optimization
Residential | Res ¦ LED High Bay Fixture | 2026 | Economic | GWh | After Competition Groups | 0.21171 | 0 | 0 | 7241.0473 | 2.9237e-05 | 50 | Residential_2026_Economic_GWh_After Competition Groups_50 | LED High Bay Fixture | 0.002924% | 0 | 0.21171 | Residential_2026_Economic_GWh_After Competition Groups_LED High Bay Fixture
Residential | Res ¦ Wall Insulation MF | 2026 | Economic | GWh | After Competition Groups | 0.048387 | 0 | 0 | 7241.0473 | 6.6823e-06 | 51 | Residential_2026_Economic_GWh_After Competition Groups_51 | Wall Insulation MF | 0.0006682% | 0 | 0.048387 | Residential_2026_Economic_GWh_After Competition Groups_Wall Insulation MF
Residential | Res ¦ Heavy Duty Outdoor/Holiday Plug-in Timers | 2026 | Economic | GWh | After Competition Groups | 0 | 0 | 0 | 7241.0473 | 0 | 52 | Residential_2026_Economic_GWh_After Competition Groups_52 | Heavy Duty Outdoor/Holiday Plug-in Timers | 0% | 0 | 0 | Residential_2026_Economic_GWh_After Competition Groups_Heavy Duty Outdoor/Holiday Plug-in Timers
Residential | Res ¦ LED Downlight | 2026 | Economic | GWh | After Competition Groups | 0 | 0 | 0 | 7241.0473 | 0 | 53 | Residential_2026_Economic_GWh_After Competition Groups_53 | LED Downlight | 0% | 0 | 0 | Residential_2026_Economic_GWh_After Competition Groups_LED Downlight
Residential | Res ¦ Smart Burners | 2026 | Economic | GWh | After Competition Groups | 0 | 0 | 0 | 7241.0473 | 0 | 54 | Residential_2026_Economic_GWh_After Competition Groups_54 | Smart Burners | 0% | 0 | 0 | Residential_2026_Economic_GWh_After Competition Groups_Smart Burners
Residential | Res ¦ Smart Power Bar | 2026 | Economic | GWh | After Competition Groups | 0 | 0 | 0 | 7241.0473 | 0 | 55 | Residential_2026_Economic_GWh_After Competition Groups_55 | Smart Power Bar | 0% | 0 | 0 | Residential_2026_Economic_GWh_After Competition Groups_Smart Power Bar
Residential | Res ¦ Energy Star LED Specialty Bulbs | 2026 | SC A | GWh | After Competition Groups | 460.2376 | 44069.4913 | 0.044069 | 1886.5227 | 0.24396 | 1 | Residential_2026_SC A_GWh_After Competition Groups_1 | Energy Star LED Specialty Bulbs | 24.4% | 0.044069 | 460.2376 | Residential_2026_SC A_GWh_After Competition Groups_Energy Star LED Specialty Bulbs
Residential | Res ¦ Energy Star Clothes Washer | 2026 | SC A | GWh | After Competition Groups | 189.4984 | 6335759.1192 | 6.3358 | 1886.5227 | 0.10045 | 2 | Residential_2026_SC A_GWh_After Competition Groups_2 | Energy Star Clothes Washer | 10.04% | 6.3358 | 189.4984 | Residential_2026_SC A_GWh_After Competition Groups_Energy Star Clothes Washer
Residential | Res ¦ Energy Star A Line, PAR, MR Lamps | 2026 | SC A | GWh | After Competition Groups | 179.7622 | 15023.2732 | 0.015023 | 1886.5227 | 0.095288 | 3 | Residential_2026_SC A_GWh_After Competition Groups_3 | Energy Star A Line, PAR, MR Lamps | 9.529% | 0.015023 | 179.7622 | Residential_2026_SC A_GWh_After Competition Groups_Energy Star A Line, PAR, MR Lamps
Residential | Res ¦ Ductless Mini-Split Heat Pump | 2026 | SC A | GWh | After Competition Groups | 134.891 | 3614582.4406 | 3.6146 | 1886.5227 | 0.071502 | 4 | Residential_2026_SC A_GWh_After Competition Groups_4 | Ductless Mini-Split Heat Pump | 7.15% | 3.6146 | 134.891 | Residential_2026_SC A_GWh_After Competition Groups_Ductless Mini-Split Heat Pump
Residential | Res ¦ Car Block Heater Timer | 2026 | SC A | GWh | After Competition Groups | 101.7934 | 372293.284 | 0.37229 | 1886.5227 | 0.053958 | 5 | Residential_2026_SC A_GWh_After Competition Groups_5 | Car Block Heater Timer | 5.396% | 0.37229 | 101.7934 | Residential_2026_SC A_GWh_After Competition Groups_Car Block Heater Timer
Residential | Res ¦ Building Recommissioning, Operations and Maintenance (O&M) Improvements | 2026 | SC A | GWh | After Competition Groups | 83.9241 | 160703.4762 | 0.1607 | 1886.5227 | 0.044486 | 6 | Residential_2026_SC A_GWh_After Competition Groups_6 | Building Recommissioning, Operations and Maintenance (O&M) Improvements | 4.449% | 0.1607 | 83.9241 | Residential_2026_SC A_GWh_After Competition Groups_Building Recommissioning, Operations and Maintenance (O&M) Improvements
Residential | Res ¦ Energy Star LED Bulbs General Purpose LEDs | 2026 | SC A | GWh | After Competition Groups | 82.0161 | 0 | 0 | 1886.5227 | 0.043475 | 7 | Residential_2026_SC A_GWh_After Competition Groups_7 | Energy Star LED Bulbs General Purpose LEDs | 4.347% | 0 | 82.0161 | Residential_2026_SC A_GWh_After Competition Groups_Energy Star LED Bulbs General Purpose LEDs
Residential | Res ¦ Variable Speed Pool Pump Motor | 2026 | SC A | GWh | After Competition Groups | 75.6818 | 2723994.6319 | 2.724 | 1886.5227 | 0.040117 | 8 | Residential_2026_SC A_GWh_After Competition Groups_8 | Variable Speed Pool Pump Motor | 4.012% | 2.724 | 75.6818 | Residential_2026_SC A_GWh_After Competition Groups_Variable Speed Pool Pump Motor
Residential | Res ¦ Energy Star Torchiere | 2026 | SC A | GWh | After Competition Groups | 61.0528 | 1075511.6845 | 1.0755 | 1886.5227 | 0.032363 | 9 | Residential_2026_SC A_GWh_After Competition Groups_9 | Energy Star Torchiere | 3.236% | 1.0755 | 61.0528 | Residential_2026_SC A_GWh_After Competition Groups_Energy Star Torchiere
Residential | Res ¦ LED Parking Lot Fixture | 2026 | SC A | GWh | After Competition Groups | 59.8193 | 0 | 0 | 1886.5227 | 0.031709 | 10 | Residential_2026_SC A_GWh_After Competition Groups_10 | LED Parking Lot Fixture | 3.171% | 0 | 59.8193 | Residential_2026_SC A_GWh_After Competition Groups_LED Parking Lot Fixture
Residential | Res ¦ Adaptive Thermostat | 2026 | SC A | GWh | After Competition Groups | 52.6491 | 392470.6862 | 0.39247 | 1886.5227 | 0.027908 | 11 | Residential_2026_SC A_GWh_After Competition Groups_11 | Adaptive Thermostat | 2.791% | 0.39247 | 52.6491 | Residential_2026_SC A_GWh_After Competition Groups_Adaptive Thermostat
Residential | Res ¦ Comprehensive Draft Proofing | 2026 | SC A | GWh | After Competition Groups | 40.7165 | 0 | 0 | 1886.5227 | 0.021583 | 12 | Residential_2026_SC A_GWh_After Competition Groups_12 | Comprehensive Draft Proofing | 2.158% | 0 | 40.7165 | Residential_2026_SC A_GWh_After Competition Groups_Comprehensive Draft Proofing
Residential | Res ¦ Air Sealing | 2026 | SC A | GWh | After Competition Groups | 36.0018 | 1417703.5845 | 1.4177 | 1886.5227 | 0.019084 | 13 | Residential_2026_SC A_GWh_After Competition Groups_13 | Air Sealing | 1.908% | 1.4177 | 36.0018 | Residential_2026_SC A_GWh_After Competition Groups_Air Sealing
Residential | Res ¦ Basement Wall Insulation | 2026 | SC A | GWh | After Competition Groups | 33.1091 | 1717421.276 | 1.7174 | 1886.5227 | 0.01755 | 14 | Residential_2026_SC A_GWh_After Competition Groups_14 | Basement Wall Insulation | 1.755% | 1.7174 | 33.1091 | Residential_2026_SC A_GWh_After Competition Groups_Basement Wall Insulation
Residential | Res ¦ LED Exterior Area Lights - LED Fixture (200W) | 2026 | SC A | GWh | After Competition Groups | 29.3889 | 919713.0801 | 0.91971 | 1886.5227 | 0.015578 | 15 | Residential_2026_SC A_GWh_After Competition Groups_15 | LED Exterior Area Lights - LED Fixture (200W) | 1.558% | 0.91971 | 29.3889 | Residential_2026_SC A_GWh_After Competition Groups_LED Exterior Area Lights - LED Fixture (200W)
Residential | Res ¦ Energy Star Light Fixture | 2026 | SC A | GWh | After Competition Groups | 26.8549 | 1228066.9761 | 1.2281 | 1886.5227 | 0.014235 | 16 | Residential_2026_SC A_GWh_After Competition Groups_16 | Energy Star Light Fixture | 1.424% | 1.2281 | 26.8549 | Residential_2026_SC A_GWh_After Competition Groups_Energy Star Light Fixture
Residential | Res ¦ Energy Star Air Source Heat Pump | 2026 | SC A | GWh | After Competition Groups | 26.6174 | 1474537.5868 | 1.4745 | 1886.5227 | 0.014109 | 17 | Residential_2026_SC A_GWh_After Competition Groups_17 | Energy Star Air Source Heat Pump | 1.411% | 1.4745 | 26.6174 | Residential_2026_SC A_GWh_After Competition Groups_Energy Star Air Source Heat Pump
Residential | Res ¦ Occupancy Sensors MF | 2026 | SC A | GWh | After Competition Groups | 26.3036 | 19767.5913 | 0.019768 | 1886.5227 | 0.013943 | 18 | Residential_2026_SC A_GWh_After Competition Groups_18 | Occupancy Sensors MF | 1.394% | 0.019768 | 26.3036 | Residential_2026_SC A_GWh_After Competition Groups_Occupancy Sensors MF
Residential | Res ¦ Energy Star Clothes Dryer | 2026 | SC A | GWh | After Competition Groups | 21.7611 | 1105157.5246 | 1.1052 | 1886.5227 | 0.011535 | 19 | Residential_2026_SC A_GWh_After Competition Groups_19 | Energy Star Clothes Dryer | 1.154% | 1.1052 | 21.7611 | Residential_2026_SC A_GWh_After Competition Groups_Energy Star Clothes Dryer
Residential | Res ¦ LED Tube Re-Lamp | 2026 | SC A | GWh | After Competition Groups | 20.5876 | 408251.8196 | 0.40825 | 1886.5227 | 0.010913 | 20 | Residential_2026_SC A_GWh_After Competition Groups_20 | LED Tube Re-Lamp | 1.091% | 0.40825 | 20.5876 | Residential_2026_SC A_GWh_After Competition Groups_LED Tube Re-Lamp
Residential | Res ¦ Refrigerator Recycling | 2026 | SC A | GWh | After Competition Groups | 15.6692 | 700535.5149 | 0.70054 | 1886.5227 | 0.0083059 | 21 | Residential_2026_SC A_GWh_After Competition Groups_21 | Refrigerator Recycling | 0.8306% | 0.70054 | 15.6692 | Residential_2026_SC A_GWh_After Competition Groups_Refrigerator Recycling
Residential | Res ¦ ENERGY STAR LED LAMPS (REFLECTOR LAMPs/MR16/PAR 16) | 2026 | SC A | GWh | After Competition Groups | 13.2596 | 145102.6349 | 0.1451 | 1886.5227 | 0.0070286 | 22 | Residential_2026_SC A_GWh_After Competition Groups_22 | ENERGY STAR LED LAMPS (REFLECTOR LAMPs/MR16/PAR 16) | 0.7029% | 0.1451 | 13.2596 | Residential_2026_SC A_GWh_After Competition Groups_ENERGY STAR LED LAMPS (REFLECTOR LAMPs/MR16/PAR 16)
Residential | Res ¦ Minimize Hot and Warm Clothes Wash | 2026 | SC A | GWh | After Competition Groups | 12.5902 | 0 | 0 | 1886.5227 | 0.0066737 | 23 | Residential_2026_SC A_GWh_After Competition Groups_23 | Minimize Hot and Warm Clothes Wash | 0.6674% | 0 | 12.5902 | Residential_2026_SC A_GWh_After Competition Groups_Minimize Hot and Warm Clothes Wash
Residential | Res ¦ Outside Air Economizer | 2026 | SC A | GWh | After Competition Groups | 11.9245 | 200789.5766 | 0.20079 | 1886.5227 | 0.0063209 | 24 | Residential_2026_SC A_GWh_After Competition Groups_24 | Outside Air Economizer | 0.6321% | 0.20079 | 11.9245 | Residential_2026_SC A_GWh_After Competition Groups_Outside Air Economizer
Residential | Res ¦ Attic Insulation | 2026 | SC A | GWh | After Competition Groups | 11.203 | 617745.2967 | 0.61775 | 1886.5227 | 0.0059384 | 25 | Residential_2026_SC A_GWh_After Competition Groups_25 | Attic Insulation | 0.5938% | 0.61775 | 11.203 | Residential_2026_SC A_GWh_After Competition Groups_Attic Insulation
Residential | Res ¦ Energy Star Room Air Conditioner | 2026 | SC A | GWh | After Competition Groups | 10.9954 | 434859.677 | 0.43486 | 1886.5227 | 0.0058284 | 26 | Residential_2026_SC A_GWh_After Competition Groups_26 | Energy Star Room Air Conditioner | 0.5828% | 0.43486 | 10.9954 | Residential_2026_SC A_GWh_After Competition Groups_Energy Star Room Air Conditioner
Residential | Res ¦ Furnace Whistle | 2026 | SC A | GWh | After Competition Groups | 10.5771 | 31418.9342 | 0.031419 | 1886.5227 | 0.0056067 | 27 | Residential_2026_SC A_GWh_After Competition Groups_27 | Furnace Whistle | 0.5607% | 0.031419 | 10.5771 | Residential_2026_SC A_GWh_After Competition Groups_Furnace Whistle
Residential | Res ¦ High Efficiency Chiller (avg of water and air cooled) | 2026 | SC A | GWh | After Competition Groups | 8.3794 | 173413.8953 | 0.17341 | 1886.5227 | 0.0044417 | 28 | Residential_2026_SC A_GWh_After Competition Groups_28 | High Efficiency Chiller (avg of water and air cooled) | 0.4442% | 0.17341 | 8.3794 | Residential_2026_SC A_GWh_After Competition Groups_High Efficiency Chiller (avg of water and air cooled)
Residential | Res ¦ Advanced BAS/Controllers | 2026 | SC A | GWh | After Competition Groups | 8.0006 | 369349.172 | 0.36935 | 1886.5227 | 0.0042409 | 29 | Residential_2026_SC A_GWh_After Competition Groups_29 | Advanced BAS/Controllers | 0.4241% | 0.36935 | 8.0006 | Residential_2026_SC A_GWh_After Competition Groups_Advanced BAS/Controllers
Residential | Res ¦ Energy Star Freezer | 2026 | SC A | GWh | After Competition Groups | 7.9995 | 541015.4248 | 0.54102 | 1886.5227 | 0.0042403 | 30 | Residential_2026_SC A_GWh_After Competition Groups_30 | Energy Star Freezer | 0.424% | 0.54102 | 7.9995 | Residential_2026_SC A_GWh_After Competition Groups_Energy Star Freezer
Residential | Res ¦ Home Energy Reports | 2026 | SC A | GWh | After Competition Groups | 6.9272 | 386025.7404 | 0.38603 | 1886.5227 | 0.0036719 | 31 | Residential_2026_SC A_GWh_After Competition Groups_31 | Home Energy Reports | 0.3672% | 0.38603 | 6.9272 | Residential_2026_SC A_GWh_After Competition Groups_Home Energy Reports
Residential | Res ¦ Variable Frequency Drive (VFD) | 2026 | SC A | GWh | After Competition Groups | 4.4868 | 190754.5021 | 0.19075 | 1886.5227 | 0.0023783 | 32 | Residential_2026_SC A_GWh_After Competition Groups_32 | Variable Frequency Drive (VFD) | 0.2378% | 0.19075 | 4.4868 | Residential_2026_SC A_GWh_After Competition Groups_Variable Frequency Drive (VFD)
Residential | Res ¦ CO Sensors for parking garage exhaust fans | 2026 | SC A | GWh | After Competition Groups | 3.4464 | 170472.1203 | 0.17047 | 1886.5227 | 0.0018268 | 33 | Residential_2026_SC A_GWh_After Competition Groups_33 | CO Sensors for parking garage exhaust fans | 0.1827% | 0.17047 | 3.4464 | Residential_2026_SC A_GWh_After Competition Groups_CO Sensors for parking garage exhaust fans
Residential | Res ¦ Water Heater Temperature Setback | 2026 | SC A | GWh | After Competition Groups | 3.3282 | 30242.039 | 0.030242 | 1886.5227 | 0.0017642 | 34 | Residential_2026_SC A_GWh_After Competition Groups_34 | Water Heater Temperature Setback | 0.1764% | 0.030242 | 3.3282 | Residential_2026_SC A_GWh_After Competition Groups_Water Heater Temperature Setback
Residential | Res ¦ Demand Control Ventilation | 2026 | SC A | GWh | After Competition Groups | 3.0586 | 0 | 0 | 1886.5227 | 0.0016213 | 35 | Residential_2026_SC A_GWh_After Competition Groups_35 | Demand Control Ventilation | 0.1621% | 0 | 3.0586 | Residential_2026_SC A_GWh_After Competition Groups_Demand Control Ventilation
Residential | Res ¦ ENERGY STAR LED Lamps (General Service Lamps) | 2026 | SC A | GWh | After Competition Groups | 3.0509 | 38000.2601 | 0.038 | 1886.5227 | 0.0016172 | 36 | Residential_2026_SC A_GWh_After Competition Groups_36 | ENERGY STAR LED Lamps (General Service Lamps) | 0.1617% | 0.038 | 3.0509 | Residential_2026_SC A_GWh_After Competition Groups_ENERGY STAR LED Lamps (General Service Lamps)
Residential | Res ¦ Clothes Drying Racks | 2026 | SC A | GWh | After Competition Groups | 1.3981 | 0 | 0 | 1886.5227 | 0.00074112 | 37 | Residential_2026_SC A_GWh_After Competition Groups_37 | Clothes Drying Racks | 0.07411% | 0 | 1.3981 | Residential_2026_SC A_GWh_After Competition Groups_Clothes Drying Racks
Residential | Res ¦ VFD on Pumps | 2026 | SC A | GWh | After Competition Groups | 1.2795 | 61338.8087 | 0.061339 | 1886.5227 | 0.00067823 | 38 | Residential_2026_SC A_GWh_After Competition Groups_38 | VFD on Pumps | 0.06782% | 0.061339 | 1.2795 | Residential_2026_SC A_GWh_After Competition Groups_VFD on Pumps
Residential | Res ¦ Condensing Make Up Air Unit | 2026 | SC A | GWh | After Competition Groups | 1.1289 | 81913.7897 | 0.081914 | 1886.5227 | 0.00059843 | 39 | Residential_2026_SC A_GWh_After Competition Groups_39 | Condensing Make Up Air Unit | 0.05984% | 0.081914 | 1.1289 | Residential_2026_SC A_GWh_After Competition Groups_Condensing Make Up Air Unit
Residential | Res ¦ Energy Star Dehumidifier | 2026 | SC A | GWh | After Competition Groups | 1.0323 | 89799.2693 | 0.089799 | 1886.5227 | 0.00054721 | 40 | Residential_2026_SC A_GWh_After Competition Groups_40 | Energy Star Dehumidifier | 0.05472% | 0.089799 | 1.0323 | Residential_2026_SC A_GWh_After Competition Groups_Energy Star Dehumidifier
Residential | Res ¦ Floor Insulation | 2026 | SC A | GWh | After Competition Groups | 0.81357 | 43172.0771 | 0.043172 | 1886.5227 | 0.00043125 | 41 | Residential_2026_SC A_GWh_After Competition Groups_41 | Floor Insulation | 0.04313% | 0.043172 | 0.81357 | Residential_2026_SC A_GWh_After Competition Groups_Floor Insulation
Residential | Res ¦ Tankless Water Heater | 2026 | SC A | GWh | After Competition Groups | 0.79956 | 122258.4796 | 0.12226 | 1886.5227 | 0.00042383 | 42 | Residential_2026_SC A_GWh_After Competition Groups_42 | Tankless Water Heater | 0.04238% | 0.12226 | 0.79956 | Residential_2026_SC A_GWh_After Competition Groups_Tankless Water Heater
Residential | Res ¦ ECM MOTORS FOR HVAC APPLICATION (FAN-POWERED VAV BOX) | 2026 | SC A | GWh | After Competition Groups | 0.70963 | 34855.2688 | 0.034855 | 1886.5227 | 0.00037616 | 43 | Residential_2026_SC A_GWh_After Competition Groups_43 | ECM MOTORS FOR HVAC APPLICATION (FAN-POWERED VAV BOX) | 0.03762% | 0.034855 | 0.70963 | Residential_2026_SC A_GWh_After Competition Groups_ECM MOTORS FOR HVAC APPLICATION (FAN-POWERED VAV BOX)
Residential | Res ¦ Heat Recovery Ventilator | 2026 | SC A | GWh | After Competition Groups | 0.49724 | 0 | 0 | 1886.5227 | 0.00026357 | 44 | Residential_2026_SC A_GWh_After Competition Groups_44 | Heat Recovery Ventilator | 0.02636% | 0 | 0.49724 | Residential_2026_SC A_GWh_After Competition Groups_Heat Recovery Ventilator
Residential | Res ¦ Duct Insulation | 2026 | SC A | GWh | After Competition Groups | 0.48507 | 972.3319 | 0.00097233 | 1886.5227 | 0.00025712 | 45 | Residential_2026_SC A_GWh_After Competition Groups_45 | Duct Insulation | 0.02571% | 0.00097233 | 0.48507 | Residential_2026_SC A_GWh_After Competition Groups_Duct Insulation
Residential | Res ¦ Beverage Vending Machine Controls | 2026 | SC A | GWh | After Competition Groups | 0.37572 | 9373.7832 | 0.0093738 | 1886.5227 | 0.00019916 | 46 | Residential_2026_SC A_GWh_After Competition Groups_46 | Beverage Vending Machine Controls | 0.01992% | 0.0093738 | 0.37572 | Residential_2026_SC A_GWh_After Competition Groups_Beverage Vending Machine Controls
Residential | Res ¦ Duct Insulation MF | 2026 | SC A | GWh | After Competition Groups | 0.2848 | 12399.0356 | 0.012399 | 1886.5227 | 0.00015096 | 47 | Residential_2026_SC A_GWh_After Competition Groups_47 | Duct Insulation MF | 0.0151% | 0.012399 | 0.2848 | Residential_2026_SC A_GWh_After Competition Groups_Duct Insulation MF
Residential | Res ¦ Chilled Water Optimization | 2026 | SC A | GWh | After Competition Groups | 0.082604 | 122.5721 | 0.00012257 | 1886.5227 | 4.3786e-05 | 48 | Residential_2026_SC A_GWh_After Competition Groups_48 | Chilled Water Optimization | 0.004379% | 0.00012257 | 0.082604 | Residential_2026_SC A_GWh_After Competition Groups_Chilled Water Optimization
Residential | Res ¦ LED High Bay Fixture | 2026 | SC A | GWh | After Competition Groups | 0.060942 | 7676.2811 | 0.0076763 | 1886.5227 | 3.2304e-05 | 49 | Residential_2026_SC A_GWh_After Competition Groups_49 | LED High Bay Fixture | 0.00323% | 0.0076763 | 0.060942 | Residential_2026_SC A_GWh_After Competition Groups_LED High Bay Fixture
Residential | Res ¦ Wall Insulation MF | 2026 | SC A | GWh | After Competition Groups | 0.0056751 | 0 | 0 | 1886.5227 | 3.0083e-06 | 50 | Residential_2026_SC A_GWh_After Competition Groups_50 | Wall Insulation MF | 0.0003008% | 0 | 0.0056751 | Residential_2026_SC A_GWh_After Competition Groups_Wall Insulation MF
Residential | Res ¦ Wall Insulation | 2026 | SC A | GWh | After Competition Groups | 0.0043617 | 0 | 0 | 1886.5227 | 2.312e-06 | 51 | Residential_2026_SC A_GWh_After Competition Groups_51 | Wall Insulation | 0.0002312% | 0 | 0.0043617 | Residential_2026_SC A_GWh_After Competition Groups_Wall Insulation
Residential | Res ¦ Freezer Recycling | 2026 | SC A | GWh | After Competition Groups | 0.0012709 | 0 | 0 | 1886.5227 | 6.7368e-07 | 52 | Residential_2026_SC A_GWh_After Competition Groups_52 | Freezer Recycling | 6.737e-05% | 0 | 0.0012709 | Residential_2026_SC A_GWh_After Competition Groups_Freezer Recycling
Residential | Res ¦ Heavy Duty Outdoor/Holiday Plug-in Timers | 2026 | SC A | GWh | After Competition Groups | 0 | 0 | 0 | 1886.5227 | 0 | 53 | Residential_2026_SC A_GWh_After Competition Groups_53 | Heavy Duty Outdoor/Holiday Plug-in Timers | 0% | 0 | 0 | Residential_2026_SC A_GWh_After Competition Groups_Heavy Duty Outdoor/Holiday Plug-in Timers
Residential | Res ¦ LED Downlight | 2026 | SC A | GWh | After Competition Groups | 0 | 0 | 0 | 1886.5227 | 0 | 54 | Residential_2026_SC A_GWh_After Competition Groups_54 | LED Downlight | 0% | 0 | 0 | Residential_2026_SC A_GWh_After Competition Groups_LED Downlight
Residential | Res ¦ Smart Burners | 2026 | SC A | GWh | After Competition Groups | 0 | 0 | 0 | 1886.5227 | 0 | 55 | Residential_2026_SC A_GWh_After Competition Groups_55 | Smart Burners | 0% | 0 | 0 | Residential_2026_SC A_GWh_After Competition Groups_Smart Burners
Residential | Res ¦ Smart Power Bar | 2026 | SC A | GWh | After Competition Groups | 0 | 0 | 0 | 1886.5227 | 0 | 56 | Residential_2026_SC A_GWh_After Competition Groups_56 | Smart Power Bar | 0% | 0 | 0 | Residential_2026_SC A_GWh_After Competition Groups_Smart Power Bar
Residential | Res ¦ Energy Star Clothes Washer | 2026 | SC B | GWh | After Competition Groups | 313.9021 | 18837746.9815 | 18.8377 | 3073.1081 | 0.10214 | 1 | Residential_2026_SC B_GWh_After Competition Groups_1 | Energy Star Clothes Washer | 10.21% | 18.8377 | 313.9021 | Residential_2026_SC B_GWh_After Competition Groups_Energy Star Clothes Washer
Residential | Res ¦ Energy Star LED Bulbs General Purpose LEDs | 2026 | SC B | GWh | After Competition Groups | 265.0134 | 0 | 0 | 3073.1081 | 0.086236 | 2 | Residential_2026_SC B_GWh_After Competition Groups_2 | Energy Star LED Bulbs General Purpose LEDs | 8.624% | 0 | 265.0134 | Residential_2026_SC B_GWh_After Competition Groups_Energy Star LED Bulbs General Purpose LEDs
Residential | Res ¦ Energy Star A Line, PAR, MR Lamps | 2026 | SC B | GWh | After Competition Groups | 262.0444 | 25581.344 | 0.025581 | 3073.1081 | 0.08527 | 3 | Residential_2026_SC B_GWh_After Competition Groups_3 | Energy Star A Line, PAR, MR Lamps | 8.527% | 0.025581 | 262.0444 | Residential_2026_SC B_GWh_After Competition Groups_Energy Star A Line, PAR, MR Lamps
Residential | Res ¦ Variable Speed Pool Pump Motor | 2026 | SC B | GWh | After Competition Groups | 258.6364 | 9623489.2137 | 9.6235 | 3073.1081 | 0.084161 | 4 | Residential_2026_SC B_GWh_After Competition Groups_4 | Variable Speed Pool Pump Motor | 8.416% | 9.6235 | 258.6364 | Residential_2026_SC B_GWh_After Competition Groups_Variable Speed Pool Pump Motor
Residential | Res ¦ Energy Star LED Specialty Bulbs | 2026 | SC B | GWh | After Competition Groups | 240.861 | 39299.6857 | 0.0393 | 3073.1081 | 0.078377 | 5 | Residential_2026_SC B_GWh_After Competition Groups_5 | Energy Star LED Specialty Bulbs | 7.838% | 0.0393 | 240.861 | Residential_2026_SC B_GWh_After Competition Groups_Energy Star LED Specialty Bulbs
Residential | Res ¦ Car Block Heater Timer | 2026 | SC B | GWh | After Competition Groups | 215.9249 | 636087.9247 | 0.63609 | 3073.1081 | 0.070263 | 6 | Residential_2026_SC B_GWh_After Competition Groups_6 | Car Block Heater Timer | 7.026% | 0.63609 | 215.9249 | Residential_2026_SC B_GWh_After Competition Groups_Car Block Heater Timer
Residential | Res ¦ Building Recommissioning, Operations and Maintenance (O&M) Improvements | 2026 | SC B | GWh | After Competition Groups | 200.4543 | 293911.6358 | 0.29391 | 3073.1081 | 0.065229 | 7 | Residential_2026_SC B_GWh_After Competition Groups_7 | Building Recommissioning, Operations and Maintenance (O&M) Improvements | 6.523% | 0.29391 | 200.4543 | Residential_2026_SC B_GWh_After Competition Groups_Building Recommissioning, Operations and Maintenance (O&M) Improvements
Residential | Res ¦ Ductless Mini-Split Heat Pump | 2026 | SC B | GWh | After Competition Groups | 176.8302 | 5032823.4101 | 5.0328 | 3073.1081 | 0.057541 | 8 | Residential_2026_SC B_GWh_After Competition Groups_8 | Ductless Mini-Split Heat Pump | 5.754% | 5.0328 | 176.8302 | Residential_2026_SC B_GWh_After Competition Groups_Ductless Mini-Split Heat Pump
Residential | Res ¦ Adaptive Thermostat | 2026 | SC B | GWh | After Competition Groups | 122.6624 | 5300889.3738 | 5.3009 | 3073.1081 | 0.039915 | 9 | Residential_2026_SC B_GWh_After Competition Groups_9 | Adaptive Thermostat | 3.991% | 5.3009 | 122.6624 | Residential_2026_SC B_GWh_After Competition Groups_Adaptive Thermostat
Residential | Res ¦ Comprehensive Draft Proofing | 2026 | SC B | GWh | After Competition Groups | 101.954 | 0 | 0 | 3073.1081 | 0.033176 | 10 | Residential_2026_SC B_GWh_After Competition Groups_10 | Comprehensive Draft Proofing | 3.318% | 0 | 101.954 | Residential_2026_SC B_GWh_After Competition Groups_Comprehensive Draft Proofing
Residential | Res ¦ Energy Star Torchiere | 2026 | SC B | GWh | After Competition Groups | 93.6875 | 1732571.3424 | 1.7326 | 3073.1081 | 0.030486 | 11 | Residential_2026_SC B_GWh_After Competition Groups_11 | Energy Star Torchiere | 3.049% | 1.7326 | 93.6875 | Residential_2026_SC B_GWh_After Competition Groups_Energy Star Torchiere
Residential | Res ¦ LED Parking Lot Fixture | 2026 | SC B | GWh | After Competition Groups | 67.1856 | 1675868.8996 | 1.6759 | 3073.1081 | 0.021862 | 12 | Residential_2026_SC B_GWh_After Competition Groups_12 | LED Parking Lot Fixture | 2.186% | 1.6759 | 67.1856 | Residential_2026_SC B_GWh_After Competition Groups_LED Parking Lot Fixture
Residential | Res ¦ Air Sealing | 2026 | SC B | GWh | After Competition Groups | 63.8552 | 4023887.9213 | 4.0239 | 3073.1081 | 0.020779 | 13 | Residential_2026_SC B_GWh_After Competition Groups_13 | Air Sealing | 2.078% | 4.0239 | 63.8552 | Residential_2026_SC B_GWh_After Competition Groups_Air Sealing
Residential | Res ¦ Occupancy Sensors MF | 2026 | SC B | GWh | After Competition Groups | 63.4286 | 36153.2273 | 0.036153 | 3073.1081 | 0.02064 | 14 | Residential_2026_SC B_GWh_After Competition Groups_14 | Occupancy Sensors MF | 2.064% | 0.036153 | 63.4286 | Residential_2026_SC B_GWh_After Competition Groups_Occupancy Sensors MF
Residential | Res ¦ Refrigerator Recycling | 2026 | SC B | GWh | After Competition Groups | 52.5411 | 2446822.0885 | 2.4468 | 3073.1081 | 0.017097 | 15 | Residential_2026_SC B_GWh_After Competition Groups_15 | Refrigerator Recycling | 1.71% | 2.4468 | 52.5411 | Residential_2026_SC B_GWh_After Competition Groups_Refrigerator Recycling
Residential | Res ¦ Clothes Drying Racks | 2026 | SC B | GWh | After Competition Groups | 47.959 | 10570655.3682 | 10.5707 | 3073.1081 | 0.015606 | 16 | Residential_2026_SC B_GWh_After Competition Groups_16 | Clothes Drying Racks | 1.561% | 10.5707 | 47.959 | Residential_2026_SC B_GWh_After Competition Groups_Clothes Drying Racks
Residential | Res ¦ Freezer Recycling | 2026 | SC B | GWh | After Competition Groups | 45.9875 | 52674480.5925 | 52.6745 | 3073.1081 | 0.014964 | 17 | Residential_2026_SC B_GWh_After Competition Groups_17 | Freezer Recycling | 1.496% | 52.6745 | 45.9875 | Residential_2026_SC B_GWh_After Competition Groups_Freezer Recycling
Residential | Res ¦ Energy Star Air Source Heat Pump | 2026 | SC B | GWh | After Competition Groups | 42.6404 | 2556710.9376 | 2.5567 | 3073.1081 | 0.013875 | 18 | Residential_2026_SC B_GWh_After Competition Groups_18 | Energy Star Air Source Heat Pump | 1.388% | 2.5567 | 42.6404 | Residential_2026_SC B_GWh_After Competition Groups_Energy Star Air Source Heat Pump
Residential | Res ¦ Energy Star Clothes Dryer | 2026 | SC B | GWh | After Competition Groups | 41.0478 | 5120259.7521 | 5.1203 | 3073.1081 | 0.013357 | 19 | Residential_2026_SC B_GWh_After Competition Groups_19 | Energy Star Clothes Dryer | 1.336% | 5.1203 | 41.0478 | Residential_2026_SC B_GWh_After Competition Groups_Energy Star Clothes Dryer
Residential | Res ¦ Energy Star Light Fixture | 2026 | SC B | GWh | After Competition Groups | 38.5027 | 3817049.9957 | 3.817 | 3073.1081 | 0.012529 | 20 | Residential_2026_SC B_GWh_After Competition Groups_20 | Energy Star Light Fixture | 1.253% | 3.817 | 38.5027 | Residential_2026_SC B_GWh_After Competition Groups_Energy Star Light Fixture
Residential | Res ¦ Basement Wall Insulation | 2026 | SC B | GWh | After Competition Groups | 33.5222 | 1716999.4221 | 1.717 | 3073.1081 | 0.010908 | 21 | Residential_2026_SC B_GWh_After Competition Groups_21 | Basement Wall Insulation | 1.091% | 1.717 | 33.5222 | Residential_2026_SC B_GWh_After Competition Groups_Basement Wall Insulation
Residential | Res ¦ LED Exterior Area Lights - LED Fixture (200W) | 2026 | SC B | GWh | After Competition Groups | 29.3889 | 1325096.8491 | 1.3251 | 3073.1081 | 0.0095633 | 22 | Residential_2026_SC B_GWh_After Competition Groups_22 | LED Exterior Area Lights - LED Fixture (200W) | 0.9563% | 1.3251 | 29.3889 | Residential_2026_SC B_GWh_After Competition Groups_LED Exterior Area Lights - LED Fixture (200W)
Residential | Res ¦ Advanced BAS/Controllers | 2026 | SC B | GWh | After Competition Groups | 29.3354 | 1437037.6559 | 1.437 | 3073.1081 | 0.0095458 | 23 | Residential_2026_SC B_GWh_After Competition Groups_23 | Advanced BAS/Controllers | 0.9546% | 1.437 | 29.3354 | Residential_2026_SC B_GWh_After Competition Groups_Advanced BAS/Controllers
Residential | Res ¦ Attic Insulation | 2026 | SC B | GWh | After Competition Groups | 25.8556 | 3003075.0509 | 3.0031 | 3073.1081 | 0.0084135 | 24 | Residential_2026_SC B_GWh_After Competition Groups_24 | Attic Insulation | 0.8413% | 3.0031 | 25.8556 | Residential_2026_SC B_GWh_After Competition Groups_Attic Insulation
Residential | Res ¦ Furnace Whistle | 2026 | SC B | GWh | After Competition Groups | 25.2638 | 57462.4771 | 0.057462 | 3073.1081 | 0.0082209 | 25 | Residential_2026_SC B_GWh_After Competition Groups_25 | Furnace Whistle | 0.8221% | 0.057462 | 25.2638 | Residential_2026_SC B_GWh_After Competition Groups_Furnace Whistle
Residential | Res ¦ Energy Star Room Air Conditioner | 2026 | SC B | GWh | After Competition Groups | 22.3308 | 2004265.0522 | 2.0043 | 3073.1081 | 0.0072665 | 26 | Residential_2026_SC B_GWh_After Competition Groups_26 | Energy Star Room Air Conditioner | 0.7267% | 2.0043 | 22.3308 | Residential_2026_SC B_GWh_After Competition Groups_Energy Star Room Air Conditioner
Residential | Res ¦ LED Tube Re-Lamp | 2026 | SC B | GWh | After Competition Groups | 20.5876 | 844487.2331 | 0.84449 | 3073.1081 | 0.0066993 | 27 | Residential_2026_SC B_GWh_After Competition Groups_27 | LED Tube Re-Lamp | 0.6699% | 0.84449 | 20.5876 | Residential_2026_SC B_GWh_After Competition Groups_LED Tube Re-Lamp
Residential | Res ¦ Outside Air Economizer | 2026 | SC B | GWh | After Competition Groups | 20.3182 | 300469.3233 | 0.30047 | 3073.1081 | 0.0066116 | 28 | Residential_2026_SC B_GWh_After Competition Groups_28 | Outside Air Economizer | 0.6612% | 0.30047 | 20.3182 | Residential_2026_SC B_GWh_After Competition Groups_Outside Air Economizer
Residential | Res ¦ Energy Star Freezer | 2026 | SC B | GWh | After Competition Groups | 19.1215 | 3132508.7523 | 3.1325 | 3073.1081 | 0.0062222 | 29 | Residential_2026_SC B_GWh_After Competition Groups_29 | Energy Star Freezer | 0.6222% | 3.1325 | 19.1215 | Residential_2026_SC B_GWh_After Competition Groups_Energy Star Freezer
Residential | Res ¦ Demand Control Ventilation | 2026 | SC B | GWh | After Competition Groups | 13.5287 | 821726.4027 | 0.82173 | 3073.1081 | 0.0044023 | 30 | Residential_2026_SC B_GWh_After Competition Groups_30 | Demand Control Ventilation | 0.4402% | 0.82173 | 13.5287 | Residential_2026_SC B_GWh_After Competition Groups_Demand Control Ventilation
Residential | Res ¦ ENERGY STAR LED LAMPS (REFLECTOR LAMPs/MR16/PAR 16) | 2026 | SC B | GWh | After Competition Groups | 13.2596 | 178612.4127 | 0.17861 | 3073.1081 | 0.0043147 | 31 | Residential_2026_SC B_GWh_After Competition Groups_31 | ENERGY STAR LED LAMPS (REFLECTOR LAMPs/MR16/PAR 16) | 0.4315% | 0.17861 | 13.2596 | Residential_2026_SC B_GWh_After Competition Groups_ENERGY STAR LED LAMPS (REFLECTOR LAMPs/MR16/PAR 16)
Residential | Res ¦ Minimize Hot and Warm Clothes Wash | 2026 | SC B | GWh | After Competition Groups | 12.5902 | 0 | 0 | 3073.1081 | 0.0040969 | 32 | Residential_2026_SC B_GWh_After Competition Groups_32 | Minimize Hot and Warm Clothes Wash | 0.4097% | 0 | 12.5902 | Residential_2026_SC B_GWh_After Competition Groups_Minimize Hot and Warm Clothes Wash
Residential | Res ¦ Energy Star Dehumidifier | 2026 | SC B | GWh | After Competition Groups | 11.1637 | 3383395.9419 | 3.3834 | 3073.1081 | 0.0036327 | 33 | Residential_2026_SC B_GWh_After Competition Groups_33 | Energy Star Dehumidifier | 0.3633% | 3.3834 | 11.1637 | Residential_2026_SC B_GWh_After Competition Groups_Energy Star Dehumidifier
Residential | Res ¦ Variable Frequency Drive (VFD) | 2026 | SC B | GWh | After Competition Groups | 10.7163 | 348868.8143 | 0.34887 | 3073.1081 | 0.0034871 | 34 | Residential_2026_SC B_GWh_After Competition Groups_34 | Variable Frequency Drive (VFD) | 0.3487% | 0.34887 | 10.7163 | Residential_2026_SC B_GWh_After Competition Groups_Variable Frequency Drive (VFD)
Residential | Res ¦ CO Sensors for parking garage exhaust fans | 2026 | SC B | GWh | After Competition Groups | 10.3472 | 584220.7327 | 0.58422 | 3073.1081 | 0.003367 | 35 | Residential_2026_SC B_GWh_After Competition Groups_35 | CO Sensors for parking garage exhaust fans | 0.3367% | 0.58422 | 10.3472 | Residential_2026_SC B_GWh_After Competition Groups_CO Sensors for parking garage exhaust fans
Residential | Res ¦ High Efficiency Chiller (avg of water and air cooled) | 2026 | SC B | GWh | After Competition Groups | 8.649 | 179395.5965 | 0.1794 | 3073.1081 | 0.0028144 | 36 | Residential_2026_SC B_GWh_After Competition Groups_36 | High Efficiency Chiller (avg of water and air cooled) | 0.2814% | 0.1794 | 8.649 | Residential_2026_SC B_GWh_After Competition Groups_High Efficiency Chiller (avg of water and air cooled)
Residential | Res ¦ Water Heater Temperature Setback | 2026 | SC B | GWh | After Competition Groups | 8.0082 | 57857.8253 | 0.057858 | 3073.1081 | 0.0026059 | 37 | Residential_2026_SC B_GWh_After Competition Groups_37 | Water Heater Temperature Setback | 0.2606% | 0.057858 | 8.0082 | Residential_2026_SC B_GWh_After Competition Groups_Water Heater Temperature Setback
Residential | Res ¦ Home Energy Reports | 2026 | SC B | GWh | After Competition Groups | 6.9272 | 386025.7404 | 0.38603 | 3073.1081 | 0.0022541 | 38 | Residential_2026_SC B_GWh_After Competition Groups_38 | Home Energy Reports | 0.2254% | 0.38603 | 6.9272 | Residential_2026_SC B_GWh_After Competition Groups_Home Energy Reports
Residential | Res ¦ Floor Insulation | 2026 | SC B | GWh | After Competition Groups | 6.7737 | 1230126.6346 | 1.2301 | 3073.1081 | 0.0022042 | 39 | Residential_2026_SC B_GWh_After Competition Groups_39 | Floor Insulation | 0.2204% | 1.2301 | 6.7737 | Residential_2026_SC B_GWh_After Competition Groups_Floor Insulation
Residential | Res ¦ Duct Insulation | 2026 | SC B | GWh | After Competition Groups | 5.9421 | 1005917.3497 | 1.0059 | 3073.1081 | 0.0019336 | 40 | Residential_2026_SC B_GWh_After Competition Groups_40 | Duct Insulation | 0.1934% | 1.0059 | 5.9421 | Residential_2026_SC B_GWh_After Competition Groups_Duct Insulation
Residential | Res ¦ Heat Recovery Ventilator | 2026 | SC B | GWh | After Competition Groups | 5.3491 | 2636333.8911 | 2.6363 | 3073.1081 | 0.0017406 | 41 | Residential_2026_SC B_GWh_After Competition Groups_41 | Heat Recovery Ventilator | 0.1741% | 2.6363 | 5.3491 | Residential_2026_SC B_GWh_After Competition Groups_Heat Recovery Ventilator
Residential | Res ¦ Condensing Make Up Air Unit | 2026 | SC B | GWh | After Competition Groups | 4.6673 | 1007760.2328 | 1.0078 | 3073.1081 | 0.0015187 | 42 | Residential_2026_SC B_GWh_After Competition Groups_42 | Condensing Make Up Air Unit | 0.1519% | 1.0078 | 4.6673 | Residential_2026_SC B_GWh_After Competition Groups_Condensing Make Up Air Unit
Residential | Res ¦ VFD on Pumps | 2026 | SC B | GWh | After Competition Groups | 3.2953 | 130681.4388 | 0.13068 | 3073.1081 | 0.0010723 | 43 | Residential_2026_SC B_GWh_After Competition Groups_43 | VFD on Pumps | 0.1072% | 0.13068 | 3.2953 | Residential_2026_SC B_GWh_After Competition Groups_VFD on Pumps
Residential | Res ¦ ENERGY STAR LED Lamps (General Service Lamps) | 2026 | SC B | GWh | After Competition Groups | 3.0509 | 37996.4601 | 0.037996 | 3073.1081 | 0.00099277 | 44 | Residential_2026_SC B_GWh_After Competition Groups_44 | ENERGY STAR LED Lamps (General Service Lamps) | 0.09928% | 0.037996 | 3.0509 | Residential_2026_SC B_GWh_After Competition Groups_ENERGY STAR LED Lamps (General Service Lamps)
Residential | Res ¦ Duct Insulation MF | 2026 | SC B | GWh | After Competition Groups | 2.6122 | 785252.2422 | 0.78525 | 3073.1081 | 0.00085002 | 45 | Residential_2026_SC B_GWh_After Competition Groups_45 | Duct Insulation MF | 0.085% | 0.78525 | 2.6122 | Residential_2026_SC B_GWh_After Competition Groups_Duct Insulation MF
Residential | Res ¦ Tankless Water Heater | 2026 | SC B | GWh | After Competition Groups | 2.4218 | 868801.5333 | 0.8688 | 3073.1081 | 0.00078805 | 46 | Residential_2026_SC B_GWh_After Competition Groups_46 | Tankless Water Heater | 0.0788% | 0.8688 | 2.4218 | Residential_2026_SC B_GWh_After Competition Groups_Tankless Water Heater
Residential | Res ¦ ECM MOTORS FOR HVAC APPLICATION (FAN-POWERED VAV BOX) | 2026 | SC B | GWh | After Competition Groups | 1.6301 | 64397.2535 | 0.064397 | 3073.1081 | 0.00053045 | 47 | Residential_2026_SC B_GWh_After Competition Groups_47 | ECM MOTORS FOR HVAC APPLICATION (FAN-POWERED VAV BOX) | 0.05305% | 0.064397 | 1.6301 | Residential_2026_SC B_GWh_After Competition Groups_ECM MOTORS FOR HVAC APPLICATION (FAN-POWERED VAV BOX)
Residential | Res ¦ Beverage Vending Machine Controls | 2026 | SC B | GWh | After Competition Groups | 0.97733 | 26365.6726 | 0.026366 | 3073.1081 | 0.00031803 | 48 | Residential_2026_SC B_GWh_After Competition Groups_48 | Beverage Vending Machine Controls | 0.0318% | 0.026366 | 0.97733 | Residential_2026_SC B_GWh_After Competition Groups_Beverage Vending Machine Controls
Residential | Res ¦ LED High Bay Fixture | 2026 | SC B | GWh | After Competition Groups | 0.13665 | 36162.6195 | 0.036163 | 3073.1081 | 4.4467e-05 | 49 | Residential_2026_SC B_GWh_After Competition Groups_49 | LED High Bay Fixture | 0.004447% | 0.036163 | 0.13665 | Residential_2026_SC B_GWh_After Competition Groups_LED High Bay Fixture
Residential | Res ¦ Chilled Water Optimization | 2026 | SC B | GWh | After Competition Groups | 0.11571 | 180.7711 | 0.00018077 | 3073.1081 | 3.7653e-05 | 50 | Residential_2026_SC B_GWh_After Competition Groups_50 | Chilled Water Optimization | 0.003765% | 0.00018077 | 0.11571 | Residential_2026_SC B_GWh_After Competition Groups_Chilled Water Optimization
Residential | Res ¦ Wall Insulation | 2026 | SC B | GWh | After Competition Groups | 0.097359 | 0 | 0 | 3073.1081 | 3.1681e-05 | 51 | Residential_2026_SC B_GWh_After Competition Groups_51 | Wall Insulation | 0.003168% | 0 | 0.097359 | Residential_2026_SC B_GWh_After Competition Groups_Wall Insulation
Residential | Res ¦ Wall Insulation MF | 2026 | SC B | GWh | After Competition Groups | 0.0059049 | 0 | 0 | 3073.1081 | 1.9215e-06 | 52 | Residential_2026_SC B_GWh_After Competition Groups_52 | Wall Insulation MF | 0.0001921% | 0 | 0.0059049 | Residential_2026_SC B_GWh_After Competition Groups_Wall Insulation MF
Residential | Res ¦ Heavy Duty Outdoor/Holiday Plug-in Timers | 2026 | SC B | GWh | After Competition Groups | 0 | 0 | 0 | 3073.1081 | 0 | 53 | Residential_2026_SC B_GWh_After Competition Groups_53 | Heavy Duty Outdoor/Holiday Plug-in Timers | 0% | 0 | 0 | Residential_2026_SC B_GWh_After Competition Groups_Heavy Duty Outdoor/Holiday Plug-in Timers
Residential | Res ¦ LED Downlight | 2026 | SC B | GWh | After Competition Groups | 0 | 0 | 0 | 3073.1081 | 0 | 54 | Residential_2026_SC B_GWh_After Competition Groups_54 | LED Downlight | 0% | 0 | 0 | Residential_2026_SC B_GWh_After Competition Groups_LED Downlight
Residential | Res ¦ Smart Burners | 2026 | SC B | GWh | After Competition Groups | 0 | 0 | 0 | 3073.1081 | 0 | 55 | Residential_2026_SC B_GWh_After Competition Groups_55 | Smart Burners | 0% | 0 | 0 | Residential_2026_SC B_GWh_After Competition Groups_Smart Burners
Residential | Res ¦ Smart Power Bar | 2026 | SC B | GWh | After Competition Groups | 0 | 0 | 0 | 3073.1081 | 0 | 56 | Residential_2026_SC B_GWh_After Competition Groups_56 | Smart Power Bar | 0% | 0 | 0 | Residential_2026_SC B_GWh_After Competition Groups_Smart Power Bar
Residential | Res ¦ Energy Star LED Specialty Bulbs | 2026 | SC C | GWh | After Competition Groups | 460.2376 | 44069.4913 | 0.044069 | 2145.9381 | 0.21447 | 1 | Residential_2026_SC C_GWh_After Competition Groups_1 | Energy Star LED Specialty Bulbs | 21.45% | 0.044069 | 460.2376 | Residential_2026_SC C_GWh_After Competition Groups_Energy Star LED Specialty Bulbs
Residential | Res ¦ Energy Star Clothes Washer | 2026 | SC C | GWh | After Competition Groups | 274.3086 | 16251113.4391 | 16.2511 | 2145.9381 | 0.12783 | 2 | Residential_2026_SC C_GWh_After Competition Groups_2 | Energy Star Clothes Washer | 12.78% | 16.2511 | 274.3086 | Residential_2026_SC C_GWh_After Competition Groups_Energy Star Clothes Washer
Residential | Res ¦ Energy Star A Line, PAR, MR Lamps | 2026 | SC C | GWh | After Competition Groups | 179.7622 | 15023.2732 | 0.015023 | 2145.9381 | 0.083769 | 3 | Residential_2026_SC C_GWh_After Competition Groups_3 | Energy Star A Line, PAR, MR Lamps | 8.377% | 0.015023 | 179.7622 | Residential_2026_SC C_GWh_After Competition Groups_Energy Star A Line, PAR, MR Lamps
Residential | Res ¦ Ductless Mini-Split Heat Pump | 2026 | SC C | GWh | After Competition Groups | 134.889 | 3614473.5823 | 3.6145 | 2145.9381 | 0.062858 | 4 | Residential_2026_SC C_GWh_After Competition Groups_4 | Ductless Mini-Split Heat Pump | 6.286% | 3.6145 | 134.889 | Residential_2026_SC C_GWh_After Competition Groups_Ductless Mini-Split Heat Pump
Residential | Res ¦ Variable Speed Pool Pump Motor | 2026 | SC C | GWh | After Competition Groups | 108.2916 | 5261970.3865 | 5.262 | 2145.9381 | 0.050464 | 5 | Residential_2026_SC C_GWh_After Competition Groups_5 | Variable Speed Pool Pump Motor | 5.046% | 5.262 | 108.2916 | Residential_2026_SC C_GWh_After Competition Groups_Variable Speed Pool Pump Motor
Residential | Res ¦ Car Block Heater Timer | 2026 | SC C | GWh | After Competition Groups | 101.7934 | 372293.284 | 0.37229 | 2145.9381 | 0.047435 | 6 | Residential_2026_SC C_GWh_After Competition Groups_6 | Car Block Heater Timer | 4.744% | 0.37229 | 101.7934 | Residential_2026_SC C_GWh_After Competition Groups_Car Block Heater Timer
Residential | Res ¦ Adaptive Thermostat | 2026 | SC C | GWh | After Competition Groups | 85.662 | 5303897.9228 | 5.3039 | 2145.9381 | 0.039918 | 7 | Residential_2026_SC C_GWh_After Competition Groups_7 | Adaptive Thermostat | 3.992% | 5.3039 | 85.662 | Residential_2026_SC C_GWh_After Competition Groups_Adaptive Thermostat
Residential | Res ¦ Building Recommissioning, Operations and Maintenance (O&M) Improvements | 2026 | SC C | GWh | After Competition Groups | 83.9241 | 160703.4762 | 0.1607 | 2145.9381 | 0.039108 | 8 | Residential_2026_SC C_GWh_After Competition Groups_8 | Building Recommissioning, Operations and Maintenance (O&M) Improvements | 3.911% | 0.1607 | 83.9241 | Residential_2026_SC C_GWh_After Competition Groups_Building Recommissioning, Operations and Maintenance (O&M) Improvements
Residential | Res ¦ Energy Star LED Bulbs General Purpose LEDs | 2026 | SC C | GWh | After Competition Groups | 82.0161 | 0 | 0 | 2145.9381 | 0.038219 | 9 | Residential_2026_SC C_GWh_After Competition Groups_9 | Energy Star LED Bulbs General Purpose LEDs | 3.822% | 0 | 82.0161 | Residential_2026_SC C_GWh_After Competition Groups_Energy Star LED Bulbs General Purpose LEDs
Residential | Res ¦ Energy Star Torchiere | 2026 | SC C | GWh | After Competition Groups | 61.0528 | 1075511.6845 | 1.0755 | 2145.9381 | 0.02845 | 10 | Residential_2026_SC C_GWh_After Competition Groups_10 | Energy Star Torchiere | 2.845% | 1.0755 | 61.0528 | Residential_2026_SC C_GWh_After Competition Groups_Energy Star Torchiere
Residential | Res ¦ LED Parking Lot Fixture | 2026 | SC C | GWh | After Competition Groups | 59.8193 | 0 | 0 | 2145.9381 | 0.027876 | 11 | Residential_2026_SC C_GWh_After Competition Groups_11 | LED Parking Lot Fixture | 2.788% | 0 | 59.8193 | Residential_2026_SC C_GWh_After Competition Groups_LED Parking Lot Fixture
Residential | Res ¦ Air Sealing | 2026 | SC C | GWh | After Competition Groups | 58.5791 | 4025104.9048 | 4.0251 | 2145.9381 | 0.027298 | 12 | Residential_2026_SC C_GWh_After Competition Groups_12 | Air Sealing | 2.73% | 4.0251 | 58.5791 | Residential_2026_SC C_GWh_After Competition Groups_Air Sealing
Residential | Res ¦ Comprehensive Draft Proofing | 2026 | SC C | GWh | After Competition Groups | 42.6848 | 0 | 0 | 2145.9381 | 0.019891 | 13 | Residential_2026_SC C_GWh_After Competition Groups_13 | Comprehensive Draft Proofing | 1.989% | 0 | 42.6848 | Residential_2026_SC C_GWh_After Competition Groups_Comprehensive Draft Proofing
Residential | Res ¦ Energy Star Clothes Dryer | 2026 | SC C | GWh | After Competition Groups | 41.0599 | 5122543.9155 | 5.1225 | 2145.9381 | 0.019134 | 14 | Residential_2026_SC C_GWh_After Competition Groups_14 | Energy Star Clothes Dryer | 1.913% | 5.1225 | 41.0599 | Residential_2026_SC C_GWh_After Competition Groups_Energy Star Clothes Dryer
Residential | Res ¦ Energy Star Light Fixture | 2026 | SC C | GWh | After Competition Groups | 34.9524 | 3458134.0421 | 3.4581 | 2145.9381 | 0.016288 | 15 | Residential_2026_SC C_GWh_After Competition Groups_15 | Energy Star Light Fixture | 1.629% | 3.4581 | 34.9524 | Residential_2026_SC C_GWh_After Competition Groups_Energy Star Light Fixture
Residential | Res ¦ Basement Wall Insulation | 2026 | SC C | GWh | After Competition Groups | 33.5268 | 1717421.276 | 1.7174 | 2145.9381 | 0.015623 | 16 | Residential_2026_SC C_GWh_After Competition Groups_16 | Basement Wall Insulation | 1.562% | 1.7174 | 33.5268 | Residential_2026_SC C_GWh_After Competition Groups_Basement Wall Insulation
Residential | Res ¦ LED Exterior Area Lights - LED Fixture (200W) | 2026 | SC C | GWh | After Competition Groups | 29.3889 | 1325229.372 | 1.3252 | 2145.9381 | 0.013695 | 17 | Residential_2026_SC C_GWh_After Competition Groups_17 | LED Exterior Area Lights - LED Fixture (200W) | 1.37% | 1.3252 | 29.3889 | Residential_2026_SC C_GWh_After Competition Groups_LED Exterior Area Lights - LED Fixture (200W)
Residential | Res ¦ Energy Star Air Source Heat Pump | 2026 | SC C | GWh | After Competition Groups | 26.6174 | 1474537.5846 | 1.4745 | 2145.9381 | 0.012404 | 18 | Residential_2026_SC C_GWh_After Competition Groups_18 | Energy Star Air Source Heat Pump | 1.24% | 1.4745 | 26.6174 | Residential_2026_SC C_GWh_After Competition Groups_Energy Star Air Source Heat Pump
Residential | Res ¦ Occupancy Sensors MF | 2026 | SC C | GWh | After Competition Groups | 26.3036 | 19767.5913 | 0.019768 | 2145.9381 | 0.012257 | 19 | Residential_2026_SC C_GWh_After Competition Groups_19 | Occupancy Sensors MF | 1.226% | 0.019768 | 26.3036 | Residential_2026_SC C_GWh_After Competition Groups_Occupancy Sensors MF
Residential | Res ¦ Attic Insulation | 2026 | SC C | GWh | After Competition Groups | 25.2905 | 3004419.6356 | 3.0044 | 2145.9381 | 0.011785 | 20 | Residential_2026_SC C_GWh_After Competition Groups_20 | Attic Insulation | 1.179% | 3.0044 | 25.2905 | Residential_2026_SC C_GWh_After Competition Groups_Attic Insulation
Residential | Res ¦ Refrigerator Recycling | 2026 | SC C | GWh | After Competition Groups | 21.9993 | 1337887.1165 | 1.3379 | 2145.9381 | 0.010252 | 21 | Residential_2026_SC C_GWh_After Competition Groups_21 | Refrigerator Recycling | 1.025% | 1.3379 | 21.9993 | Residential_2026_SC C_GWh_After Competition Groups_Refrigerator Recycling
Residential | Res ¦ LED Tube Re-Lamp | 2026 | SC C | GWh | After Competition Groups | 20.5876 | 844571.6902 | 0.84457 | 2145.9381 | 0.0095938 | 22 | Residential_2026_SC C_GWh_After Competition Groups_22 | LED Tube Re-Lamp | 0.9594% | 0.84457 | 20.5876 | Residential_2026_SC C_GWh_After Competition Groups_LED Tube Re-Lamp
Residential | Res ¦ Energy Star Room Air Conditioner | 2026 | SC C | GWh | After Competition Groups | 17.7545 | 1515808.59 | 1.5158 | 2145.9381 | 0.0082736 | 23 | Residential_2026_SC C_GWh_After Competition Groups_23 | Energy Star Room Air Conditioner | 0.8274% | 1.5158 | 17.7545 | Residential_2026_SC C_GWh_After Competition Groups_Energy Star Room Air Conditioner
Residential | Res ¦ Energy Star Freezer | 2026 | SC C | GWh | After Competition Groups | 14.5343 | 2419079.654 | 2.4191 | 2145.9381 | 0.0067729 | 24 | Residential_2026_SC C_GWh_After Competition Groups_24 | Energy Star Freezer | 0.6773% | 2.4191 | 14.5343 | Residential_2026_SC C_GWh_After Competition Groups_Energy Star Freezer
Residential | Res ¦ ENERGY STAR LED LAMPS (REFLECTOR LAMPs/MR16/PAR 16) | 2026 | SC C | GWh | After Competition Groups | 13.2596 | 178630.2757 | 0.17863 | 2145.9381 | 0.0061789 | 25 | Residential_2026_SC C_GWh_After Competition Groups_25 | ENERGY STAR LED LAMPS (REFLECTOR LAMPs/MR16/PAR 16) | 0.6179% | 0.17863 | 13.2596 | Residential_2026_SC C_GWh_After Competition Groups_ENERGY STAR LED LAMPS (REFLECTOR LAMPs/MR16/PAR 16)
Residential | Res ¦ Minimize Hot and Warm Clothes Wash | 2026 | SC C | GWh | After Competition Groups | 12.5902 | 0 | 0 | 2145.9381 | 0.005867 | 26 | Residential_2026_SC C_GWh_After Competition Groups_26 | Minimize Hot and Warm Clothes Wash | 0.5867% | 0 | 12.5902 | Residential_2026_SC C_GWh_After Competition Groups_Minimize Hot and Warm Clothes Wash
Residential | Res ¦ Advanced BAS/Controllers | 2026 | SC C | GWh | After Competition Groups | 12.2833 | 785756.7271 | 0.78576 | 2145.9381 | 0.005724 | 27 | Residential_2026_SC C_GWh_After Competition Groups_27 | Advanced BAS/Controllers | 0.5724% | 0.78576 | 12.2833 | Residential_2026_SC C_GWh_After Competition Groups_Advanced BAS/Controllers
Residential | Res ¦ Outside Air Economizer | 2026 | SC C | GWh | After Competition Groups | 11.9245 | 200789.5766 | 0.20079 | 2145.9381 | 0.0055568 | 28 | Residential_2026_SC C_GWh_After Competition Groups_28 | Outside Air Economizer | 0.5557% | 0.20079 | 11.9245 | Residential_2026_SC C_GWh_After Competition Groups_Outside Air Economizer
Residential | Res ¦ Furnace Whistle | 2026 | SC C | GWh | After Competition Groups | 10.5771 | 31418.9342 | 0.031419 | 2145.9381 | 0.0049289 | 29 | Residential_2026_SC C_GWh_After Competition Groups_29 | Furnace Whistle | 0.4929% | 0.031419 | 10.5771 | Residential_2026_SC C_GWh_After Competition Groups_Furnace Whistle
Residential | Res ¦ High Efficiency Chiller (avg of water and air cooled) | 2026 | SC C | GWh | After Competition Groups | 8.3794 | 173413.8953 | 0.17341 | 2145.9381 | 0.0039048 | 30 | Residential_2026_SC C_GWh_After Competition Groups_30 | High Efficiency Chiller (avg of water and air cooled) | 0.3905% | 0.17341 | 8.3794 | Residential_2026_SC C_GWh_After Competition Groups_High Efficiency Chiller (avg of water and air cooled)
Residential | Res ¦ Home Energy Reports | 2026 | SC C | GWh | After Competition Groups | 6.9272 | 386025.7404 | 0.38603 | 2145.9381 | 0.003228 | 31 | Residential_2026_SC C_GWh_After Competition Groups_31 | Home Energy Reports | 0.3228% | 0.38603 | 6.9272 | Residential_2026_SC C_GWh_After Competition Groups_Home Energy Reports
Residential | Res ¦ Demand Control Ventilation | 2026 | SC C | GWh | After Competition Groups | 5.6651 | 449360.19 | 0.44936 | 2145.9381 | 0.0026399 | 32 | Residential_2026_SC C_GWh_After Competition Groups_32 | Demand Control Ventilation | 0.264% | 0.44936 | 5.6651 | Residential_2026_SC C_GWh_After Competition Groups_Demand Control Ventilation
Residential | Res ¦ Floor Insulation | 2026 | SC C | GWh | After Competition Groups | 5.3169 | 1231110.7609 | 1.2311 | 2145.9381 | 0.0024777 | 33 | Residential_2026_SC C_GWh_After Competition Groups_33 | Floor Insulation | 0.2478% | 1.2311 | 5.3169 | Residential_2026_SC C_GWh_After Competition Groups_Floor Insulation
Residential | Res ¦ CO Sensors for parking garage exhaust fans | 2026 | SC C | GWh | After Competition Groups | 4.6809 | 328508.2893 | 0.32851 | 2145.9381 | 0.0021813 | 34 | Residential_2026_SC C_GWh_After Competition Groups_34 | CO Sensors for parking garage exhaust fans | 0.2181% | 0.32851 | 4.6809 | Residential_2026_SC C_GWh_After Competition Groups_CO Sensors for parking garage exhaust fans
Residential | Res ¦ Variable Frequency Drive (VFD) | 2026 | SC C | GWh | After Competition Groups | 4.4868 | 190754.5021 | 0.19075 | 2145.9381 | 0.0020908 | 35 | Residential_2026_SC C_GWh_After Competition Groups_35 | Variable Frequency Drive (VFD) | 0.2091% | 0.19075 | 4.4868 | Residential_2026_SC C_GWh_After Competition Groups_Variable Frequency Drive (VFD)
Residential | Res ¦ Energy Star Dehumidifier | 2026 | SC C | GWh | After Competition Groups | 4.2527 | 1368712.3118 | 1.3687 | 2145.9381 | 0.0019818 | 36 | Residential_2026_SC C_GWh_After Competition Groups_36 | Energy Star Dehumidifier | 0.1982% | 1.3687 | 4.2527 | Residential_2026_SC C_GWh_After Competition Groups_Energy Star Dehumidifier
Residential | Res ¦ Water Heater Temperature Setback | 2026 | SC C | GWh | After Competition Groups | 3.3528 | 31635.1696 | 0.031635 | 2145.9381 | 0.0015624 | 37 | Residential_2026_SC C_GWh_After Competition Groups_37 | Water Heater Temperature Setback | 0.1562% | 0.031635 | 3.3528 | Residential_2026_SC C_GWh_After Competition Groups_Water Heater Temperature Setback
Residential | Res ¦ Condensing Make Up Air Unit | 2026 | SC C | GWh | After Competition Groups | 3.2785 | 670909.4879 | 0.67091 | 2145.9381 | 0.0015278 | 38 | Residential_2026_SC C_GWh_After Competition Groups_38 | Condensing Make Up Air Unit | 0.1528% | 0.67091 | 3.2785 | Residential_2026_SC C_GWh_After Competition Groups_Condensing Make Up Air Unit
Residential | Res ¦ ENERGY STAR LED Lamps (General Service Lamps) | 2026 | SC C | GWh | After Competition Groups | 3.0509 | 38000.2601 | 0.038 | 2145.9381 | 0.0014217 | 39 | Residential_2026_SC C_GWh_After Competition Groups_39 | ENERGY STAR LED Lamps (General Service Lamps) | 0.1422% | 0.038 | 3.0509 | Residential_2026_SC C_GWh_After Competition Groups_ENERGY STAR LED Lamps (General Service Lamps)
Residential | Res ¦ Duct Insulation MF | 2026 | SC C | GWh | After Competition Groups | 2.398 | 786052.9704 | 0.78605 | 2145.9381 | 0.0011175 | 40 | Residential_2026_SC C_GWh_After Competition Groups_40 | Duct Insulation MF | 0.1117% | 0.78605 | 2.398 | Residential_2026_SC C_GWh_After Competition Groups_Duct Insulation MF
Residential | Res ¦ Duct Insulation | 2026 | SC C | GWh | After Competition Groups | 1.8552 | 1009015.7191 | 1.009 | 2145.9381 | 0.00086451 | 41 | Residential_2026_SC C_GWh_After Competition Groups_41 | Duct Insulation | 0.08645% | 1.009 | 1.8552 | Residential_2026_SC C_GWh_After Competition Groups_Duct Insulation
Residential | Res ¦ Clothes Drying Racks | 2026 | SC C | GWh | After Competition Groups | 1.3981 | 0 | 0 | 2145.9381 | 0.00065153 | 42 | Residential_2026_SC C_GWh_After Competition Groups_42 | Clothes Drying Racks | 0.06515% | 0 | 1.3981 | Residential_2026_SC C_GWh_After Competition Groups_Clothes Drying Racks
Residential | Res ¦ VFD on Pumps | 2026 | SC C | GWh | After Competition Groups | 1.3797 | 71454.2193 | 0.071454 | 2145.9381 | 0.00064295 | 43 | Residential_2026_SC C_GWh_After Competition Groups_43 | VFD on Pumps | 0.0643% | 0.071454 | 1.3797 | Residential_2026_SC C_GWh_After Competition Groups_VFD on Pumps
Residential | Res ¦ Tankless Water Heater | 2026 | SC C | GWh | After Competition Groups | 1.3674 | 492559.0907 | 0.49256 | 2145.9381 | 0.00063719 | 44 | Residential_2026_SC C_GWh_After Competition Groups_44 | Tankless Water Heater | 0.06372% | 0.49256 | 1.3674 | Residential_2026_SC C_GWh_After Competition Groups_Tankless Water Heater
Residential | Res ¦ Heat Recovery Ventilator | 2026 | SC C | GWh | After Competition Groups | 1.1196 | 1141610.252 | 1.1416 | 2145.9381 | 0.00052172 | 45 | Residential_2026_SC C_GWh_After Competition Groups_45 | Heat Recovery Ventilator | 0.05217% | 1.1416 | 1.1196 | Residential_2026_SC C_GWh_After Competition Groups_Heat Recovery Ventilator
Residential | Res ¦ ECM MOTORS FOR HVAC APPLICATION (FAN-POWERED VAV BOX) | 2026 | SC C | GWh | After Competition Groups | 0.71133 | 35101.3763 | 0.035101 | 2145.9381 | 0.00033148 | 46 | Residential_2026_SC C_GWh_After Competition Groups_46 | ECM MOTORS FOR HVAC APPLICATION (FAN-POWERED VAV BOX) | 0.03315% | 0.035101 | 0.71133 | Residential_2026_SC C_GWh_After Competition Groups_ECM MOTORS FOR HVAC APPLICATION (FAN-POWERED VAV BOX)
Residential | Res ¦ Beverage Vending Machine Controls | 2026 | SC C | GWh | After Competition Groups | 0.41337 | 12988.2211 | 0.012988 | 2145.9381 | 0.00019263 | 47 | Residential_2026_SC C_GWh_After Competition Groups_47 | Beverage Vending Machine Controls | 0.01926% | 0.012988 | 0.41337 | Residential_2026_SC C_GWh_After Competition Groups_Beverage Vending Machine Controls
Residential | Res ¦ LED High Bay Fixture | 2026 | SC C | GWh | After Competition Groups | 0.13665 | 36166.2361 | 0.036166 | 2145.9381 | 6.3679e-05 | 48 | Residential_2026_SC C_GWh_After Competition Groups_48 | LED High Bay Fixture | 0.006368% | 0.036166 | 0.13665 | Residential_2026_SC C_GWh_After Competition Groups_LED High Bay Fixture
Residential | Res ¦ Chilled Water Optimization | 2026 | SC C | GWh | After Competition Groups | 0.082604 | 122.5721 | 0.00012257 | 2145.9381 | 3.8493e-05 | 49 | Residential_2026_SC C_GWh_After Competition Groups_49 | Chilled Water Optimization | 0.003849% | 0.00012257 | 0.082604 | Residential_2026_SC C_GWh_After Competition Groups_Chilled Water Optimization
Residential | Res ¦ Wall Insulation | 2026 | SC C | GWh | After Competition Groups | 0.0072168 | 0 | 0 | 2145.9381 | 3.363e-06 | 50 | Residential_2026_SC C_GWh_After Competition Groups_50 | Wall Insulation | 0.0003363% | 0 | 0.0072168 | Residential_2026_SC C_GWh_After Competition Groups_Wall Insulation
Residential | Res ¦ Wall Insulation MF | 2026 | SC C | GWh | After Competition Groups | 0.0059053 | 0 | 0 | 2145.9381 | 2.7519e-06 | 51 | Residential_2026_SC C_GWh_After Competition Groups_51 | Wall Insulation MF | 0.0002752% | 0 | 0.0059053 | Residential_2026_SC C_GWh_After Competition Groups_Wall Insulation MF
Residential | Res ¦ Freezer Recycling | 2026 | SC C | GWh | After Competition Groups | 0.0012709 | 0 | 0 | 2145.9381 | 5.9224e-07 | 52 | Residential_2026_SC C_GWh_After Competition Groups_52 | Freezer Recycling | 5.922e-05% | 0 | 0.0012709 | Residential_2026_SC C_GWh_After Competition Groups_Freezer Recycling
Residential | Res ¦ Heavy Duty Outdoor/Holiday Plug-in Timers | 2026 | SC C | GWh | After Competition Groups | 0 | 0 | 0 | 2145.9381 | 0 | 53 | Residential_2026_SC C_GWh_After Competition Groups_53 | Heavy Duty Outdoor/Holiday Plug-in Timers | 0% | 0 | 0 | Residential_2026_SC C_GWh_After Competition Groups_Heavy Duty Outdoor/Holiday Plug-in Timers
Residential | Res ¦ LED Downlight | 2026 | SC C | GWh | After Competition Groups | 0 | 0 | 0 | 2145.9381 | 0 | 54 | Residential_2026_SC C_GWh_After Competition Groups_54 | LED Downlight | 0% | 0 | 0 | Residential_2026_SC C_GWh_After Competition Groups_LED Downlight
Residential | Res ¦ Smart Burners | 2026 | SC C | GWh | After Competition Groups | 0 | 0 | 0 | 2145.9381 | 0 | 55 | Residential_2026_SC C_GWh_After Competition Groups_55 | Smart Burners | 0% | 0 | 0 | Residential_2026_SC C_GWh_After Competition Groups_Smart Burners
Residential | Res ¦ Smart Power Bar | 2026 | SC C | GWh | After Competition Groups | 0 | 0 | 0 | 2145.9381 | 0 | 56 | Residential_2026_SC C_GWh_After Competition Groups_56 | Smart Power Bar | 0% | 0 | 0 | Residential_2026_SC C_GWh_After Competition Groups_Smart Power Bar
Residential | Res ¦ Energy Star LED Bulbs General Purpose LEDs | 2026 | SC D | GWh | After Competition Groups | 279.709 | 0 | 0 | 1748.3808 | 0.15998 | 1 | Residential_2026_SC D_GWh_After Competition Groups_1 | Energy Star LED Bulbs General Purpose LEDs | 16% | 0 | 279.709 | Residential_2026_SC D_GWh_After Competition Groups_Energy Star LED Bulbs General Purpose LEDs
Residential | Res ¦ Energy Star LED Specialty Bulbs | 2026 | SC D | GWh | After Competition Groups | 276.204 | 0 | 0 | 1748.3808 | 0.15798 | 2 | Residential_2026_SC D_GWh_After Competition Groups_2 | Energy Star LED Specialty Bulbs | 15.8% | 0 | 276.204 | Residential_2026_SC D_GWh_After Competition Groups_Energy Star LED Specialty Bulbs
Residential | Res ¦ Energy Star A Line, PAR, MR Lamps | 2026 | SC D | GWh | After Competition Groups | 180.2084 | 0 | 0 | 1748.3808 | 0.10307 | 3 | Residential_2026_SC D_GWh_After Competition Groups_3 | Energy Star A Line, PAR, MR Lamps | 10.31% | 0 | 180.2084 | Residential_2026_SC D_GWh_After Competition Groups_Energy Star A Line, PAR, MR Lamps
Residential | Res ¦ Energy Star Clothes Washer | 2026 | SC D | GWh | After Competition Groups | 173.3428 | 0 | 0 | 1748.3808 | 0.099145 | 4 | Residential_2026_SC D_GWh_After Competition Groups_4 | Energy Star Clothes Washer | 9.914% | 0 | 173.3428 | Residential_2026_SC D_GWh_After Competition Groups_Energy Star Clothes Washer
Residential | Res ¦ Ductless Mini-Split Heat Pump | 2026 | SC D | GWh | After Competition Groups | 134.891 | 0 | 0 | 1748.3808 | 0.077152 | 5 | Residential_2026_SC D_GWh_After Competition Groups_5 | Ductless Mini-Split Heat Pump | 7.715% | 0 | 134.891 | Residential_2026_SC D_GWh_After Competition Groups_Ductless Mini-Split Heat Pump
Residential | Res ¦ Building Recommissioning, Operations and Maintenance (O&M) Improvements | 2026 | SC D | GWh | After Competition Groups | 83.9241 | 0 | 0 | 1748.3808 | 0.048001 | 6 | Residential_2026_SC D_GWh_After Competition Groups_6 | Building Recommissioning, Operations and Maintenance (O&M) Improvements | 4.8% | 0 | 83.9241 | Residential_2026_SC D_GWh_After Competition Groups_Building Recommissioning, Operations and Maintenance (O&M) Improvements
Residential | Res ¦ Variable Speed Pool Pump Motor | 2026 | SC D | GWh | After Competition Groups | 69.0333 | 0 | 0 | 1748.3808 | 0.039484 | 7 | Residential_2026_SC D_GWh_After Competition Groups_7 | Variable Speed Pool Pump Motor | 3.948% | 0 | 69.0333 | Residential_2026_SC D_GWh_After Competition Groups_Variable Speed Pool Pump Motor
Residential | Res ¦ LED Parking Lot Fixture | 2026 | SC D | GWh | After Competition Groups | 59.8193 | 0 | 0 | 1748.3808 | 0.034214 | 8 | Residential_2026_SC D_GWh_After Competition Groups_8 | LED Parking Lot Fixture | 3.421% | 0 | 59.8193 | Residential_2026_SC D_GWh_After Competition Groups_LED Parking Lot Fixture
Residential | Res ¦ Energy Star Torchiere | 2026 | SC D | GWh | After Competition Groups | 54.059 | 0 | 0 | 1748.3808 | 0.030919 | 9 | Residential_2026_SC D_GWh_After Competition Groups_9 | Energy Star Torchiere | 3.092% | 0 | 54.059 | Residential_2026_SC D_GWh_After Competition Groups_Energy Star Torchiere
Residential | Res ¦ Adaptive Thermostat | 2026 | SC D | GWh | After Competition Groups | 51.5112 | 0 | 0 | 1748.3808 | 0.029462 | 10 | Residential_2026_SC D_GWh_After Competition Groups_10 | Adaptive Thermostat | 2.946% | 0 | 51.5112 | Residential_2026_SC D_GWh_After Competition Groups_Adaptive Thermostat
Residential | Res ¦ Comprehensive Draft Proofing | 2026 | SC D | GWh | After Competition Groups | 38.041 | 0 | 0 | 1748.3808 | 0.021758 | 11 | Residential_2026_SC D_GWh_After Competition Groups_11 | Comprehensive Draft Proofing | 2.176% | 0 | 38.041 | Residential_2026_SC D_GWh_After Competition Groups_Comprehensive Draft Proofing
Residential | Res ¦ Basement Wall Insulation | 2026 | SC D | GWh | After Competition Groups | 32.286 | 0 | 0 | 1748.3808 | 0.018466 | 12 | Residential_2026_SC D_GWh_After Competition Groups_12 | Basement Wall Insulation | 1.847% | 0 | 32.286 | Residential_2026_SC D_GWh_After Competition Groups_Basement Wall Insulation
Residential | Res ¦ Energy Star Air Source Heat Pump | 2026 | SC D | GWh | After Competition Groups | 26.6174 | 0 | 0 | 1748.3808 | 0.015224 | 13 | Residential_2026_SC D_GWh_After Competition Groups_13 | Energy Star Air Source Heat Pump | 1.522% | 0 | 26.6174 | Residential_2026_SC D_GWh_After Competition Groups_Energy Star Air Source Heat Pump
Residential | Res ¦ Occupancy Sensors MF | 2026 | SC D | GWh | After Competition Groups | 26.3036 | 0 | 0 | 1748.3808 | 0.015045 | 14 | Residential_2026_SC D_GWh_After Competition Groups_14 | Occupancy Sensors MF | 1.504% | 0 | 26.3036 | Residential_2026_SC D_GWh_After Competition Groups_Occupancy Sensors MF
Residential | Res ¦ LED Exterior Area Lights - LED Fixture (200W) | 2026 | SC D | GWh | After Competition Groups | 25.5996 | 0 | 0 | 1748.3808 | 0.014642 | 15 | Residential_2026_SC D_GWh_After Competition Groups_15 | LED Exterior Area Lights - LED Fixture (200W) | 1.464% | 0 | 25.5996 | Residential_2026_SC D_GWh_After Competition Groups_LED Exterior Area Lights - LED Fixture (200W)
Residential | Res ¦ Air Sealing | 2026 | SC D | GWh | After Competition Groups | 23.7713 | 0 | 0 | 1748.3808 | 0.013596 | 16 | Residential_2026_SC D_GWh_After Competition Groups_16 | Air Sealing | 1.36% | 0 | 23.7713 | Residential_2026_SC D_GWh_After Competition Groups_Air Sealing
Residential | Res ¦ Energy Star Light Fixture | 2026 | SC D | GWh | After Competition Groups | 20.8223 | 0 | 0 | 1748.3808 | 0.011909 | 17 | Residential_2026_SC D_GWh_After Competition Groups_17 | Energy Star Light Fixture | 1.191% | 0 | 20.8223 | Residential_2026_SC D_GWh_After Competition Groups_Energy Star Light Fixture
Residential | Res ¦ Energy Star Clothes Dryer | 2026 | SC D | GWh | After Competition Groups | 20.6015 | 0 | 0 | 1748.3808 | 0.011783 | 18 | Residential_2026_SC D_GWh_After Competition Groups_18 | Energy Star Clothes Dryer | 1.178% | 0 | 20.6015 | Residential_2026_SC D_GWh_After Competition Groups_Energy Star Clothes Dryer
Residential | Res ¦ LED Tube Re-Lamp | 2026 | SC D | GWh | After Competition Groups | 20.505 | 0 | 0 | 1748.3808 | 0.011728 | 19 | Residential_2026_SC D_GWh_After Competition Groups_19 | LED Tube Re-Lamp | 1.173% | 0 | 20.505 | Residential_2026_SC D_GWh_After Competition Groups_LED Tube Re-Lamp
Residential | Res ¦ Energy Star Room Air Conditioner | 2026 | SC D | GWh | After Competition Groups | 17.6811 | 0 | 0 | 1748.3808 | 0.010113 | 20 | Residential_2026_SC D_GWh_After Competition Groups_20 | Energy Star Room Air Conditioner | 1.011% | 0 | 17.6811 | Residential_2026_SC D_GWh_After Competition Groups_Energy Star Room Air Conditioner
Residential | Res ¦ Attic Insulation | 2026 | SC D | GWh | After Competition Groups | 14.167 | 0 | 0 | 1748.3808 | 0.0081029 | 21 | Residential_2026_SC D_GWh_After Competition Groups_21 | Attic Insulation | 0.8103% | 0 | 14.167 | Residential_2026_SC D_GWh_After Competition Groups_Attic Insulation
Residential | Res ¦ ENERGY STAR LED LAMPS (REFLECTOR LAMPs/MR16/PAR 16) | 2026 | SC D | GWh | After Competition Groups | 13.2596 | 0 | 0 | 1748.3808 | 0.0075839 | 22 | Residential_2026_SC D_GWh_After Competition Groups_22 | ENERGY STAR LED LAMPS (REFLECTOR LAMPs/MR16/PAR 16) | 0.7584% | 0 | 13.2596 | Residential_2026_SC D_GWh_After Competition Groups_ENERGY STAR LED LAMPS (REFLECTOR LAMPs/MR16/PAR 16)
Residential | Res ¦ Refrigerator Recycling | 2026 | SC D | GWh | After Competition Groups | 13.0155 | 0 | 0 | 1748.3808 | 0.0074443 | 23 | Residential_2026_SC D_GWh_After Competition Groups_23 | Refrigerator Recycling | 0.7444% | 0 | 13.0155 | Residential_2026_SC D_GWh_After Competition Groups_Refrigerator Recycling
Residential | Res ¦ Minimize Hot and Warm Clothes Wash | 2026 | SC D | GWh | After Competition Groups | 12.5902 | 0 | 0 | 1748.3808 | 0.007201 | 24 | Residential_2026_SC D_GWh_After Competition Groups_24 | Minimize Hot and Warm Clothes Wash | 0.7201% | 0 | 12.5902 | Residential_2026_SC D_GWh_After Competition Groups_Minimize Hot and Warm Clothes Wash
Residential | Res ¦ Advanced BAS/Controllers | 2026 | SC D | GWh | After Competition Groups | 12.2833 | 0 | 0 | 1748.3808 | 0.0070255 | 25 | Residential_2026_SC D_GWh_After Competition Groups_25 | Advanced BAS/Controllers | 0.7026% | 0 | 12.2833 | Residential_2026_SC D_GWh_After Competition Groups_Advanced BAS/Controllers
Residential | Res ¦ Outside Air Economizer | 2026 | SC D | GWh | After Competition Groups | 11.9245 | 0 | 0 | 1748.3808 | 0.0068203 | 26 | Residential_2026_SC D_GWh_After Competition Groups_26 | Outside Air Economizer | 0.682% | 0 | 11.9245 | Residential_2026_SC D_GWh_After Competition Groups_Outside Air Economizer
Residential | Res ¦ Furnace Whistle | 2026 | SC D | GWh | After Competition Groups | 10.5771 | 0 | 0 | 1748.3808 | 0.0060496 | 27 | Residential_2026_SC D_GWh_After Competition Groups_27 | Furnace Whistle | 0.605% | 0 | 10.5771 | Residential_2026_SC D_GWh_After Competition Groups_Furnace Whistle
Residential | Res ¦ High Efficiency Chiller (avg of water and air cooled) | 2026 | SC D | GWh | After Competition Groups | 8.3794 | 0 | 0 | 1748.3808 | 0.0047927 | 28 | Residential_2026_SC D_GWh_After Competition Groups_28 | High Efficiency Chiller (avg of water and air cooled) | 0.4793% | 0 | 8.3794 | Residential_2026_SC D_GWh_After Competition Groups_High Efficiency Chiller (avg of water and air cooled)
Residential | Res ¦ Energy Star Freezer | 2026 | SC D | GWh | After Competition Groups | 7.2656 | 0 | 0 | 1748.3808 | 0.0041556 | 29 | Residential_2026_SC D_GWh_After Competition Groups_29 | Energy Star Freezer | 0.4156% | 0 | 7.2656 | Residential_2026_SC D_GWh_After Competition Groups_Energy Star Freezer
Residential | Res ¦ Home Energy Reports | 2026 | SC D | GWh | After Competition Groups | 6.9272 | 0 | 0 | 1748.3808 | 0.0039621 | 30 | Residential_2026_SC D_GWh_After Competition Groups_30 | Home Energy Reports | 0.3962% | 0 | 6.9272 | Residential_2026_SC D_GWh_After Competition Groups_Home Energy Reports
Residential | Res ¦ Variable Frequency Drive (VFD) | 2026 | SC D | GWh | After Competition Groups | 3.3176 | 0 | 0 | 1748.3808 | 0.0018975 | 31 | Residential_2026_SC D_GWh_After Competition Groups_31 | Variable Frequency Drive (VFD) | 0.1898% | 0 | 3.3176 | Residential_2026_SC D_GWh_After Competition Groups_Variable Frequency Drive (VFD)
Residential | Res ¦ ENERGY STAR LED Lamps (General Service Lamps) | 2026 | SC D | GWh | After Competition Groups | 3.0509 | 0 | 0 | 1748.3808 | 0.001745 | 32 | Residential_2026_SC D_GWh_After Competition Groups_32 | ENERGY STAR LED Lamps (General Service Lamps) | 0.1745% | 0 | 3.0509 | Residential_2026_SC D_GWh_After Competition Groups_ENERGY STAR LED Lamps (General Service Lamps)
Residential | Res ¦ Water Heater Temperature Setback | 2026 | SC D | GWh | After Competition Groups | 2.9918 | 0 | 0 | 1748.3808 | 0.0017112 | 33 | Residential_2026_SC D_GWh_After Competition Groups_33 | Water Heater Temperature Setback | 0.1711% | 0 | 2.9918 | Residential_2026_SC D_GWh_After Competition Groups_Water Heater Temperature Setback
Residential | Res ¦ CO Sensors for parking garage exhaust fans | 2026 | SC D | GWh | After Competition Groups | 2.8541 | 0 | 0 | 1748.3808 | 0.0016325 | 34 | Residential_2026_SC D_GWh_After Competition Groups_34 | CO Sensors for parking garage exhaust fans | 0.1632% | 0 | 2.8541 | Residential_2026_SC D_GWh_After Competition Groups_CO Sensors for parking garage exhaust fans
Residential | Res ¦ Demand Control Ventilation | 2026 | SC D | GWh | After Competition Groups | 2.2171 | 0 | 0 | 1748.3808 | 0.0012681 | 35 | Residential_2026_SC D_GWh_After Competition Groups_35 | Demand Control Ventilation | 0.1268% | 0 | 2.2171 | Residential_2026_SC D_GWh_After Competition Groups_Demand Control Ventilation
Residential | Res ¦ Clothes Drying Racks | 2026 | SC D | GWh | After Competition Groups | 1.3981 | 0 | 0 | 1748.3808 | 0.00079967 | 36 | Residential_2026_SC D_GWh_After Competition Groups_36 | Clothes Drying Racks | 0.07997% | 0 | 1.3981 | Residential_2026_SC D_GWh_After Competition Groups_Clothes Drying Racks
Residential | Res ¦ Energy Star Dehumidifier | 2026 | SC D | GWh | After Competition Groups | 1.3404 | 0 | 0 | 1748.3808 | 0.00076664 | 37 | Residential_2026_SC D_GWh_After Competition Groups_37 | Energy Star Dehumidifier | 0.07666% | 0 | 1.3404 | Residential_2026_SC D_GWh_After Competition Groups_Energy Star Dehumidifier
Residential | Res ¦ Condensing Make Up Air Unit | 2026 | SC D | GWh | After Competition Groups | 1.0363 | 0 | 0 | 1748.3808 | 0.00059275 | 38 | Residential_2026_SC D_GWh_After Competition Groups_38 | Condensing Make Up Air Unit | 0.05927% | 0 | 1.0363 | Residential_2026_SC D_GWh_After Competition Groups_Condensing Make Up Air Unit
Residential | Res ¦ Floor Insulation | 2026 | SC D | GWh | After Competition Groups | 0.99951 | 0 | 0 | 1748.3808 | 0.00057168 | 39 | Residential_2026_SC D_GWh_After Competition Groups_39 | Floor Insulation | 0.05717% | 0 | 0.99951 | Residential_2026_SC D_GWh_After Competition Groups_Floor Insulation
Residential | Res ¦ VFD on Pumps | 2026 | SC D | GWh | After Competition Groups | 0.93386 | 0 | 0 | 1748.3808 | 0.00053413 | 40 | Residential_2026_SC D_GWh_After Competition Groups_40 | VFD on Pumps | 0.05341% | 0 | 0.93386 | Residential_2026_SC D_GWh_After Competition Groups_VFD on Pumps
Residential | Res ¦ Tankless Water Heater | 2026 | SC D | GWh | After Competition Groups | 0.71052 | 0 | 0 | 1748.3808 | 0.00040639 | 41 | Residential_2026_SC D_GWh_After Competition Groups_41 | Tankless Water Heater | 0.04064% | 0 | 0.71052 | Residential_2026_SC D_GWh_After Competition Groups_Tankless Water Heater
Residential | Res ¦ ECM MOTORS FOR HVAC APPLICATION (FAN-POWERED VAV BOX) | 2026 | SC D | GWh | After Competition Groups | 0.53772 | 0 | 0 | 1748.3808 | 0.00030755 | 42 | Residential_2026_SC D_GWh_After Competition Groups_42 | ECM MOTORS FOR HVAC APPLICATION (FAN-POWERED VAV BOX) | 0.03076% | 0 | 0.53772 | Residential_2026_SC D_GWh_After Competition Groups_ECM MOTORS FOR HVAC APPLICATION (FAN-POWERED VAV BOX)
Residential | Res ¦ Duct Insulation | 2026 | SC D | GWh | After Competition Groups | 0.52948 | 0 | 0 | 1748.3808 | 0.00030284 | 43 | Residential_2026_SC D_GWh_After Competition Groups_43 | Duct Insulation | 0.03028% | 0 | 0.52948 | Residential_2026_SC D_GWh_After Competition Groups_Duct Insulation
Residential | Res ¦ Heat Recovery Ventilator | 2026 | SC D | GWh | After Competition Groups | 0.3804 | 0 | 0 | 1748.3808 | 0.00021757 | 44 | Residential_2026_SC D_GWh_After Competition Groups_44 | Heat Recovery Ventilator | 0.02176% | 0 | 0.3804 | Residential_2026_SC D_GWh_After Competition Groups_Heat Recovery Ventilator
Residential | Res ¦ Beverage Vending Machine Controls | 2026 | SC D | GWh | After Competition Groups | 0.32097 | 0 | 0 | 1748.3808 | 0.00018358 | 45 | Residential_2026_SC D_GWh_After Competition Groups_45 | Beverage Vending Machine Controls | 0.01836% | 0 | 0.32097 | Residential_2026_SC D_GWh_After Competition Groups_Beverage Vending Machine Controls
Residential | Res ¦ Duct Insulation MF | 2026 | SC D | GWh | After Competition Groups | 0.31033 | 0 | 0 | 1748.3808 | 0.0001775 | 46 | Residential_2026_SC D_GWh_After Competition Groups_46 | Duct Insulation MF | 0.01775% | 0 | 0.31033 | Residential_2026_SC D_GWh_After Competition Groups_Duct Insulation MF
Residential | Res ¦ Chilled Water Optimization | 2026 | SC D | GWh | After Competition Groups | 0.082604 | 0 | 0 | 1748.3808 | 4.7246e-05 | 47 | Residential_2026_SC D_GWh_After Competition Groups_47 | Chilled Water Optimization | 0.004725% | 0 | 0.082604 | Residential_2026_SC D_GWh_After Competition Groups_Chilled Water Optimization
Residential | Res ¦ LED High Bay Fixture | 2026 | SC D | GWh | After Competition Groups | 0.040185 | 0 | 0 | 1748.3808 | 2.2984e-05 | 48 | Residential_2026_SC D_GWh_After Competition Groups_48 | LED High Bay Fixture | 0.002298% | 0 | 0.040185 | Residential_2026_SC D_GWh_After Competition Groups_LED High Bay Fixture
Residential | Res ¦ Wall Insulation MF | 2026 | SC D | GWh | After Competition Groups | 0.0038469 | 0 | 0 | 1748.3808 | 2.2003e-06 | 49 | Residential_2026_SC D_GWh_After Competition Groups_49 | Wall Insulation MF | 0.00022% | 0 | 0.0038469 | Residential_2026_SC D_GWh_After Competition Groups_Wall Insulation MF
Residential | Res ¦ Wall Insulation | 2026 | SC D | GWh | After Competition Groups | 0.0035164 | 0 | 0 | 1748.3808 | 2.0112e-06 | 50 | Residential_2026_SC D_GWh_After Competition Groups_50 | Wall Insulation | 0.0002011% | 0 | 0.0035164 | Residential_2026_SC D_GWh_After Competition Groups_Wall Insulation
Residential | Res ¦ Freezer Recycling | 2026 | SC D | GWh | After Competition Groups | 0.0012709 | 0 | 0 | 1748.3808 | 7.2691e-07 | 51 | Residential_2026_SC D_GWh_After Competition Groups_51 | Freezer Recycling | 7.269e-05% | 0 | 0.0012709 | Residential_2026_SC D_GWh_After Competition Groups_Freezer Recycling
Residential | Res ¦ LED Downlight | 2026 | SC D | GWh | After Competition Groups | 0 | 0 | 0 | 1748.3808 | 0 | 52 | Residential_2026_SC D_GWh_After Competition Groups_52 | LED Downlight | 0% | 0 | 0 | Residential_2026_SC D_GWh_After Competition Groups_LED Downlight
Residential | Res ¦ Smart Burners | 2026 | SC D | GWh | After Competition Groups | 0 | 0 | 0 | 1748.3808 | 0 | 53 | Residential_2026_SC D_GWh_After Competition Groups_53 | Smart Burners | 0% | 0 | 0 | Residential_2026_SC D_GWh_After Competition Groups_Smart Burners
Residential | Res ¦ Smart Power Bar | 2026 | SC D | GWh | After Competition Groups | 0 | 0 | 0 | 1748.3808 | 0 | 54 | Residential_2026_SC D_GWh_After Competition Groups_54 | Smart Power Bar | 0% | 0 | 0 | Residential_2026_SC D_GWh_After Competition Groups_Smart Power Bar
Residential | Res ¦ Smart Power Bar | 2026 | Technical | GWh | After Competition Groups | 1454.8987 | 0 | 0 | 13124.0483 | 0.11086 | 1 | Residential_2026_Technical_GWh_After Competition Groups_1 | Smart Power Bar | 11.09% | 0 | 1454.8987 | Residential_2026_Technical_GWh_After Competition Groups_Smart Power Bar
Residential | Res ¦ Energy Star LED Bulbs General Purpose LEDs | 2026 | Technical | GWh | After Competition Groups | 1176.1014 | 0 | 0 | 13124.0483 | 0.089614 | 2 | Residential_2026_Technical_GWh_After Competition Groups_2 | Energy Star LED Bulbs General Purpose LEDs | 8.961% | 0 | 1176.1014 | Residential_2026_Technical_GWh_After Competition Groups_Energy Star LED Bulbs General Purpose LEDs
Residential | Res ¦ Energy Star A Line, PAR, MR Lamps | 2026 | Technical | GWh | After Competition Groups | 680.6506 | 0 | 0 | 13124.0483 | 0.051863 | 3 | Residential_2026_Technical_GWh_After Competition Groups_3 | Energy Star A Line, PAR, MR Lamps | 5.186% | 0 | 680.6506 | Residential_2026_Technical_GWh_After Competition Groups_Energy Star A Line, PAR, MR Lamps
Residential | Res ¦ Adaptive Thermostat | 2026 | Technical | GWh | After Competition Groups | 660.0214 | 0 | 0 | 13124.0483 | 0.050291 | 4 | Residential_2026_Technical_GWh_After Competition Groups_4 | Adaptive Thermostat | 5.029% | 0 | 660.0214 | Residential_2026_Technical_GWh_After Competition Groups_Adaptive Thermostat
Residential | Res ¦ Energy Star Refrigerator | 2026 | Technical | GWh | After Competition Groups | 529.823 | 0 | 0 | 13124.0483 | 0.04037 | 5 | Residential_2026_Technical_GWh_After Competition Groups_5 | Energy Star Refrigerator | 4.037% | 0 | 529.823 | Residential_2026_Technical_GWh_After Competition Groups_Energy Star Refrigerator
Residential | Res ¦ Air Sealing | 2026 | Technical | GWh | After Competition Groups | 523.3254 | 0 | 0 | 13124.0483 | 0.039875 | 6 | Residential_2026_Technical_GWh_After Competition Groups_6 | Air Sealing | 3.988% | 0 | 523.3254 | Residential_2026_Technical_GWh_After Competition Groups_Air Sealing
Residential | Res ¦ Smart Burners | 2026 | Technical | GWh | After Competition Groups | 449.9005 | 0 | 0 | 13124.0483 | 0.034281 | 7 | Residential_2026_Technical_GWh_After Competition Groups_7 | Smart Burners | 3.428% | 0 | 449.9005 | Residential_2026_Technical_GWh_After Competition Groups_Smart Burners
Residential | Res ¦ Energy Star Clothes Washer | 2026 | Technical | GWh | After Competition Groups | 449.4906 | 0 | 0 | 13124.0483 | 0.034249 | 8 | Residential_2026_Technical_GWh_After Competition Groups_8 | Energy Star Clothes Washer | 3.425% | 0 | 449.4906 | Residential_2026_Technical_GWh_After Competition Groups_Energy Star Clothes Washer
Residential | Res ¦ Energy Star Central Air Conditioner | 2026 | Technical | GWh | After Competition Groups | 407.4942 | 0 | 0 | 13124.0483 | 0.031049 | 9 | Residential_2026_Technical_GWh_After Competition Groups_9 | Energy Star Central Air Conditioner | 3.105% | 0 | 407.4942 | Residential_2026_Technical_GWh_After Competition Groups_Energy Star Central Air Conditioner
Residential | Res ¦ Energy Star Ground Source Heat Pump | 2026 | Technical | GWh | After Competition Groups | 405.7949 | 0 | 0 | 13124.0483 | 0.03092 | 10 | Residential_2026_Technical_GWh_After Competition Groups_10 | Energy Star Ground Source Heat Pump | 3.092% | 0 | 405.7949 | Residential_2026_Technical_GWh_After Competition Groups_Energy Star Ground Source Heat Pump
Residential | Res ¦ Ductless Mini-Split Heat Pump | 2026 | Technical | GWh | After Competition Groups | 402.079 | 0 | 0 | 13124.0483 | 0.030637 | 11 | Residential_2026_Technical_GWh_After Competition Groups_11 | Ductless Mini-Split Heat Pump | 3.064% | 0 | 402.079 | Residential_2026_Technical_GWh_After Competition Groups_Ductless Mini-Split Heat Pump
Residential | Res ¦ Variable Speed Pool Pump Motor | 2026 | Technical | GWh | After Competition Groups | 384.3162 | 0 | 0 | 13124.0483 | 0.029283 | 12 | Residential_2026_Technical_GWh_After Competition Groups_12 | Variable Speed Pool Pump Motor | 2.928% | 0 | 384.3162 | Residential_2026_Technical_GWh_After Competition Groups_Variable Speed Pool Pump Motor
Residential | Res ¦ Heat Pump Clothes Dryer | 2026 | Technical | GWh | After Competition Groups | 374.0074 | 0 | 0 | 13124.0483 | 0.028498 | 13 | Residential_2026_Technical_GWh_After Competition Groups_13 | Heat Pump Clothes Dryer | 2.85% | 0 | 374.0074 | Residential_2026_Technical_GWh_After Competition Groups_Heat Pump Clothes Dryer
Residential | Res ¦ Car Block Heater Timer | 2026 | Technical | GWh | After Competition Groups | 341.9012 | 0 | 0 | 13124.0483 | 0.026052 | 14 | Residential_2026_Technical_GWh_After Competition Groups_14 | Car Block Heater Timer | 2.605% | 0 | 341.9012 | Residential_2026_Technical_GWh_After Competition Groups_Car Block Heater Timer
Residential | Res ¦ Energy Star Light Fixture | 2026 | Technical | GWh | After Competition Groups | 310.696 | 0 | 0 | 13124.0483 | 0.023674 | 15 | Residential_2026_Technical_GWh_After Competition Groups_15 | Energy Star Light Fixture | 2.367% | 0 | 310.696 | Residential_2026_Technical_GWh_After Competition Groups_Energy Star Light Fixture
Residential | Res ¦ Passive Attic Ventilation | 2026 | Technical | GWh | After Competition Groups | 309.8806 | 0 | 0 | 13124.0483 | 0.023612 | 16 | Residential_2026_Technical_GWh_After Competition Groups_16 | Passive Attic Ventilation | 2.361% | 0 | 309.8806 | Residential_2026_Technical_GWh_After Competition Groups_Passive Attic Ventilation
Residential | Res ¦ Building Recommissioning, Operations and Maintenance (O&M) Improvements | 2026 | Technical | GWh | After Competition Groups | 297.8382 | 0 | 0 | 13124.0483 | 0.022694 | 17 | Residential_2026_Technical_GWh_After Competition Groups_17 | Building Recommissioning, Operations and Maintenance (O&M) Improvements | 2.269% | 0 | 297.8382 | Residential_2026_Technical_GWh_After Competition Groups_Building Recommissioning, Operations and Maintenance (O&M) Improvements
Residential | Res ¦ Energy Star Windows | 2026 | Technical | GWh | After Competition Groups | 283.8378 | 0 | 0 | 13124.0483 | 0.021627 | 18 | Residential_2026_Technical_GWh_After Competition Groups_18 | Energy Star Windows | 2.163% | 0 | 283.8378 | Residential_2026_Technical_GWh_After Competition Groups_Energy Star Windows
Residential | Res ¦ Basement Wall Insulation | 2026 | Technical | GWh | After Competition Groups | 274.7131 | 0 | 0 | 13124.0483 | 0.020932 | 19 | Residential_2026_Technical_GWh_After Competition Groups_19 | Basement Wall Insulation | 2.093% | 0 | 274.7131 | Residential_2026_Technical_GWh_After Competition Groups_Basement Wall Insulation
Residential | Res ¦ Basement or Crawlspace Insulation | 2026 | Technical | GWh | After Competition Groups | 228.1295 | 0 | 0 | 13124.0483 | 0.017383 | 20 | Residential_2026_Technical_GWh_After Competition Groups_20 | Basement or Crawlspace Insulation | 1.738% | 0 | 228.1295 | Residential_2026_Technical_GWh_After Competition Groups_Basement or Crawlspace Insulation
Residential | Res ¦ Energy Star Torchiere | 2026 | Technical | GWh | After Competition Groups | 220.6791 | 0 | 0 | 13124.0483 | 0.016815 | 21 | Residential_2026_Technical_GWh_After Competition Groups_21 | Energy Star Torchiere | 1.681% | 0 | 220.6791 | Residential_2026_Technical_GWh_After Competition Groups_Energy Star Torchiere
Residential | Res ¦ Attic Insulation | 2026 | Technical | GWh | After Competition Groups | 211.9235 | 0 | 0 | 13124.0483 | 0.016148 | 22 | Residential_2026_Technical_GWh_After Competition Groups_22 | Attic Insulation | 1.615% | 0 | 211.9235 | Residential_2026_Technical_GWh_After Competition Groups_Attic Insulation
Residential | Res ¦ Ductless Mini-Split Air Conditioner | 2026 | Technical | GWh | After Competition Groups | 211.5342 | 0 | 0 | 13124.0483 | 0.016118 | 23 | Residential_2026_Technical_GWh_After Competition Groups_23 | Ductless Mini-Split Air Conditioner | 1.612% | 0 | 211.5342 | Residential_2026_Technical_GWh_After Competition Groups_Ductless Mini-Split Air Conditioner
Residential | Res ¦ Wall Insulation | 2026 | Technical | GWh | After Competition Groups | 165.5771 | 0 | 0 | 13124.0483 | 0.012616 | 24 | Residential_2026_Technical_GWh_After Competition Groups_24 | Wall Insulation | 1.262% | 0 | 165.5771 | Residential_2026_Technical_GWh_After Competition Groups_Wall Insulation
Residential | Res ¦ Comprehensive Draft Proofing | 2026 | Technical | GWh | After Competition Groups | 151.4842 | 0 | 0 | 13124.0483 | 0.011542 | 25 | Residential_2026_Technical_GWh_After Competition Groups_25 | Comprehensive Draft Proofing | 1.154% | 0 | 151.4842 | Residential_2026_Technical_GWh_After Competition Groups_Comprehensive Draft Proofing
Residential | Res ¦ Heavy Duty Outdoor/Holiday Plug-in Timers | 2026 | Technical | GWh | After Competition Groups | 126.5439 | 0 | 0 | 13124.0483 | 0.0096421 | 26 | Residential_2026_Technical_GWh_After Competition Groups_26 | Heavy Duty Outdoor/Holiday Plug-in Timers | 0.9642% | 0 | 126.5439 | Residential_2026_Technical_GWh_After Competition Groups_Heavy Duty Outdoor/Holiday Plug-in Timers
Residential | Res ¦ Furnace with ECM | 2026 | Technical | GWh | After Competition Groups | 114.139 | 0 | 0 | 13124.0483 | 0.0086969 | 27 | Residential_2026_Technical_GWh_After Competition Groups_27 | Furnace with ECM | 0.8697% | 0 | 114.139 | Residential_2026_Technical_GWh_After Competition Groups_Furnace with ECM
Residential | Res ¦ Lighting Motion Sensors, Timers, Dimmers | 2026 | Technical | GWh | After Competition Groups | 111.3204 | 0 | 0 | 13124.0483 | 0.0084822 | 28 | Residential_2026_Technical_GWh_After Competition Groups_28 | Lighting Motion Sensors, Timers, Dimmers | 0.8482% | 0 | 111.3204 | Residential_2026_Technical_GWh_After Competition Groups_Lighting Motion Sensors, Timers, Dimmers
Residential | Res ¦ Radiant Barrier | 2026 | Technical | GWh | After Competition Groups | 105.9643 | 0 | 0 | 13124.0483 | 0.0080741 | 29 | Residential_2026_Technical_GWh_After Competition Groups_29 | Radiant Barrier | 0.8074% | 0 | 105.9643 | Residential_2026_Technical_GWh_After Competition Groups_Radiant Barrier
Residential | Res ¦ Variable Refrigerant Flow Heat Pump | 2026 | Technical | GWh | After Competition Groups | 90.4954 | 0 | 0 | 13124.0483 | 0.0068954 | 30 | Residential_2026_Technical_GWh_After Competition Groups_30 | Variable Refrigerant Flow Heat Pump | 0.6895% | 0 | 90.4954 | Residential_2026_Technical_GWh_After Competition Groups_Variable Refrigerant Flow Heat Pump
Residential | Res ¦ Occupancy Sensors MF | 2026 | Technical | GWh | After Competition Groups | 83.8887 | 0 | 0 | 13124.0483 | 0.006392 | 31 | Residential_2026_Technical_GWh_After Competition Groups_31 | Occupancy Sensors MF | 0.6392% | 0 | 83.8887 | Residential_2026_Technical_GWh_After Competition Groups_Occupancy Sensors MF
Residential | Res ¦ Ceiling Insulation | 2026 | Technical | GWh | After Competition Groups | 82.9993 | 0 | 0 | 13124.0483 | 0.0063242 | 32 | Residential_2026_Technical_GWh_After Competition Groups_32 | Ceiling Insulation | 0.6324% | 0 | 82.9993 | Residential_2026_Technical_GWh_After Competition Groups_Ceiling Insulation
Residential | Res ¦ Window Film | 2026 | Technical | GWh | After Competition Groups | 81.3433 | 0 | 0 | 13124.0483 | 0.006198 | 33 | Residential_2026_Technical_GWh_After Competition Groups_33 | Window Film | 0.6198% | 0 | 81.3433 | Residential_2026_Technical_GWh_After Competition Groups_Window Film
Residential | Res ¦ LED Parking Lot Fixture | 2026 | Technical | GWh | After Competition Groups | 80.1384 | 0 | 0 | 13124.0483 | 0.0061062 | 34 | Residential_2026_Technical_GWh_After Competition Groups_34 | LED Parking Lot Fixture | 0.6106% | 0 | 80.1384 | Residential_2026_Technical_GWh_After Competition Groups_LED Parking Lot Fixture
Residential | Res ¦ Refrigerator Recycling | 2026 | Technical | GWh | After Competition Groups | 78.0735 | 0 | 0 | 13124.0483 | 0.0059489 | 35 | Residential_2026_Technical_GWh_After Competition Groups_35 | Refrigerator Recycling | 0.5949% | 0 | 78.0735 | Residential_2026_Technical_GWh_After Competition Groups_Refrigerator Recycling
Residential | Res ¦ LED Downlight | 2026 | Technical | GWh | After Competition Groups | 76.7312 | 0 | 0 | 13124.0483 | 0.0058466 | 36 | Residential_2026_Technical_GWh_After Competition Groups_36 | LED Downlight | 0.5847% | 0 | 76.7312 | Residential_2026_Technical_GWh_After Competition Groups_LED Downlight
Residential | Res ¦ Clothes Drying Racks | 2026 | Technical | GWh | After Competition Groups | 71.2924 | 0 | 0 | 13124.0483 | 0.0054322 | 37 | Residential_2026_Technical_GWh_After Competition Groups_37 | Clothes Drying Racks | 0.5432% | 0 | 71.2924 | Residential_2026_Technical_GWh_After Competition Groups_Clothes Drying Racks
Residential | Res ¦ Solar Powered Attic Fan | 2026 | Technical | GWh | After Competition Groups | 68.621 | 0 | 0 | 13124.0483 | 0.0052286 | 38 | Residential_2026_Technical_GWh_After Competition Groups_38 | Solar Powered Attic Fan | 0.5229% | 0 | 68.621 | Residential_2026_Technical_GWh_After Competition Groups_Solar Powered Attic Fan
Residential | Res ¦ Freezer Recycling | 2026 | Technical | GWh | After Competition Groups | 68.5046 | 0 | 0 | 13124.0483 | 0.0052198 | 39 | Residential_2026_Technical_GWh_After Competition Groups_39 | Freezer Recycling | 0.522% | 0 | 68.5046 | Residential_2026_Technical_GWh_After Competition Groups_Freezer Recycling
Residential | Res ¦ Duct Insulation | 2026 | Technical | GWh | After Competition Groups | 68.2318 | 0 | 0 | 13124.0483 | 0.005199 | 40 | Residential_2026_Technical_GWh_After Competition Groups_40 | Duct Insulation | 0.5199% | 0 | 68.2318 | Residential_2026_Technical_GWh_After Competition Groups_Duct Insulation
Residential | Res ¦ Energy Star Ceiling Fan/Lighting | 2026 | Technical | GWh | After Competition Groups | 57.4628 | 0 | 0 | 13124.0483 | 0.0043784 | 41 | Residential_2026_Technical_GWh_After Competition Groups_41 | Energy Star Ceiling Fan/Lighting | 0.4378% | 0 | 57.4628 | Residential_2026_Technical_GWh_After Competition Groups_Energy Star Ceiling Fan/Lighting
Residential | Res ¦ Floor Insulation | 2026 | Technical | GWh | After Competition Groups | 55.542 | 0 | 0 | 13124.0483 | 0.0042321 | 42 | Residential_2026_Technical_GWh_After Competition Groups_42 | Floor Insulation | 0.4232% | 0 | 55.542 | Residential_2026_Technical_GWh_After Competition Groups_Floor Insulation
Residential | Res ¦ Energy Star Freezer | 2026 | Technical | GWh | After Competition Groups | 50.8028 | 0 | 0 | 13124.0483 | 0.003871 | 43 | Residential_2026_Technical_GWh_After Competition Groups_43 | Energy Star Freezer | 0.3871% | 0 | 50.8028 | Residential_2026_Technical_GWh_After Competition Groups_Energy Star Freezer
Residential | Res ¦ Home Energy Reports | 2026 | Technical | GWh | After Competition Groups | 49.9482 | 0 | 0 | 13124.0483 | 0.0038059 | 44 | Residential_2026_Technical_GWh_After Competition Groups_44 | Home Energy Reports | 0.3806% | 0 | 49.9482 | Residential_2026_Technical_GWh_After Competition Groups_Home Energy Reports
Residential | Res ¦ Dehumidifier Recycling | 2026 | Technical | GWh | After Competition Groups | 47.5023 | 0 | 0 | 13124.0483 | 0.0036195 | 45 | Residential_2026_Technical_GWh_After Competition Groups_45 | Dehumidifier Recycling | 0.3619% | 0 | 47.5023 | Residential_2026_Technical_GWh_After Competition Groups_Dehumidifier Recycling
Residential | Res ¦ INTEGRAL LED TROFFERS | 2026 | Technical | GWh | After Competition Groups | 45.8978 | 0 | 0 | 13124.0483 | 0.0034972 | 46 | Residential_2026_Technical_GWh_After Competition Groups_46 | INTEGRAL LED TROFFERS | 0.3497% | 0 | 45.8978 | Residential_2026_Technical_GWh_After Competition Groups_INTEGRAL LED TROFFERS
Residential | Res ¦ Advanced BAS/Controllers | 2026 | Technical | GWh | After Competition Groups | 43.5922 | 0 | 0 | 13124.0483 | 0.0033215 | 47 | Residential_2026_Technical_GWh_After Competition Groups_47 | Advanced BAS/Controllers | 0.3322% | 0 | 43.5922 | Residential_2026_Technical_GWh_After Competition Groups_Advanced BAS/Controllers
Residential | Res ¦ Heat Pump Water Heater | 2026 | Technical | GWh | After Competition Groups | 38.5493 | 0 | 0 | 13124.0483 | 0.0029373 | 48 | Residential_2026_Technical_GWh_After Competition Groups_48 | Heat Pump Water Heater | 0.2937% | 0 | 38.5493 | Residential_2026_Technical_GWh_After Competition Groups_Heat Pump Water Heater
Residential | Res ¦ Minimize Hot and Warm Clothes Wash | 2026 | Technical | GWh | After Competition Groups | 38.104 | 0 | 0 | 13124.0483 | 0.0029034 | 49 | Residential_2026_Technical_GWh_After Competition Groups_49 | Minimize Hot and Warm Clothes Wash | 0.2903% | 0 | 38.104 | Residential_2026_Technical_GWh_After Competition Groups_Minimize Hot and Warm Clothes Wash
Residential | Res ¦ Furnace Whistle | 2026 | Technical | GWh | After Competition Groups | 37.537 | 0 | 0 | 13124.0483 | 0.0028602 | 50 | Residential_2026_Technical_GWh_After Competition Groups_50 | Furnace Whistle | 0.286% | 0 | 37.537 | Residential_2026_Technical_GWh_After Competition Groups_Furnace Whistle
Residential | Res ¦ LED Exterior Area Lights - LED Fixture (200W) | 2026 | Technical | GWh | After Competition Groups | 36.9649 | 0 | 0 | 13124.0483 | 0.0028166 | 51 | Residential_2026_Technical_GWh_After Competition Groups_51 | LED Exterior Area Lights - LED Fixture (200W) | 0.2817% | 0 | 36.9649 | Residential_2026_Technical_GWh_After Competition Groups_LED Exterior Area Lights - LED Fixture (200W)
Residential | Res ¦ Early Hot Water Heater Replacement | 2026 | Technical | GWh | After Competition Groups | 34.0012 | 0 | 0 | 13124.0483 | 0.0025908 | 52 | Residential_2026_Technical_GWh_After Competition Groups_52 | Early Hot Water Heater Replacement | 0.2591% | 0 | 34.0012 | Residential_2026_Technical_GWh_After Competition Groups_Early Hot Water Heater Replacement
Residential | Res ¦ Duct Insulation MF | 2026 | Technical | GWh | After Competition Groups | 30.1008 | 0 | 0 | 13124.0483 | 0.0022936 | 53 | Residential_2026_Technical_GWh_After Competition Groups_53 | Duct Insulation MF | 0.2294% | 0 | 30.1008 | Residential_2026_Technical_GWh_After Competition Groups_Duct Insulation MF
Residential | Res ¦ Central Lighting Control System | 2026 | Technical | GWh | After Competition Groups | 30.0619 | 0 | 0 | 13124.0483 | 0.0022906 | 54 | Residential_2026_Technical_GWh_After Competition Groups_54 | Central Lighting Control System | 0.2291% | 0 | 30.0619 | Residential_2026_Technical_GWh_After Competition Groups_Central Lighting Control System
Residential | Res ¦ Energy Star Dehumidifier | 2026 | Technical | GWh | After Competition Groups | 27.9106 | 0 | 0 | 13124.0483 | 0.0021267 | 55 | Residential_2026_Technical_GWh_After Competition Groups_55 | Energy Star Dehumidifier | 0.2127% | 0 | 27.9106 | Residential_2026_Technical_GWh_After Competition Groups_Energy Star Dehumidifier
Residential | Res ¦ Central Air Conditioner Maintenance | 2026 | Technical | GWh | After Competition Groups | 27.7773 | 0 | 0 | 13124.0483 | 0.0021165 | 56 | Residential_2026_Technical_GWh_After Competition Groups_56 | Central Air Conditioner Maintenance | 0.2117% | 0 | 27.7773 | Residential_2026_Technical_GWh_After Competition Groups_Central Air Conditioner Maintenance
Residential | Res ¦ Outside Air Economizer | 2026 | Technical | GWh | After Competition Groups | 27.5655 | 0 | 0 | 13124.0483 | 0.0021004 | 57 | Residential_2026_Technical_GWh_After Competition Groups_57 | Outside Air Economizer | 0.21% | 0 | 27.5655 | Residential_2026_Technical_GWh_After Competition Groups_Outside Air Economizer
Residential | Res ¦ Heat Recovery Ventilator | 2026 | Technical | GWh | After Competition Groups | 25.8139 | 0 | 0 | 13124.0483 | 0.0019669 | 58 | Residential_2026_Technical_GWh_After Competition Groups_58 | Heat Recovery Ventilator | 0.1967% | 0 | 25.8139 | Residential_2026_Technical_GWh_After Competition Groups_Heat Recovery Ventilator
Residential | Res ¦ LED Tube Re-Lamp | 2026 | Technical | GWh | After Competition Groups | 24.3351 | 0 | 0 | 13124.0483 | 0.0018542 | 59 | Residential_2026_Technical_GWh_After Competition Groups_59 | LED Tube Re-Lamp | 0.1854% | 0 | 24.3351 | Residential_2026_Technical_GWh_After Competition Groups_LED Tube Re-Lamp
Residential | Res ¦ Drain Water Heat Recovery | 2026 | Technical | GWh | After Competition Groups | 22.8371 | 0 | 0 | 13124.0483 | 0.0017401 | 60 | Residential_2026_Technical_GWh_After Competition Groups_60 | Drain Water Heat Recovery | 0.174% | 0 | 22.8371 | Residential_2026_Technical_GWh_After Competition Groups_Drain Water Heat Recovery
Residential | Res ¦ Demand Control Ventilation | 2026 | Technical | GWh | After Competition Groups | 20.1047 | 0 | 0 | 13124.0483 | 0.0015319 | 61 | Residential_2026_Technical_GWh_After Competition Groups_61 | Demand Control Ventilation | 0.1532% | 0 | 20.1047 | Residential_2026_Technical_GWh_After Competition Groups_Demand Control Ventilation
Residential | Res ¦ CO Sensors for parking garage exhaust fans | 2026 | Technical | GWh | After Competition Groups | 17.3917 | 0 | 0 | 13124.0483 | 0.0013252 | 62 | Residential_2026_Technical_GWh_After Competition Groups_62 | CO Sensors for parking garage exhaust fans | 0.1325% | 0 | 17.3917 | Residential_2026_Technical_GWh_After Competition Groups_CO Sensors for parking garage exhaust fans
Residential | Res ¦ Energy Star Dishwasher | 2026 | Technical | GWh | After Competition Groups | 16.4617 | 0 | 0 | 13124.0483 | 0.0012543 | 63 | Residential_2026_Technical_GWh_After Competition Groups_63 | Energy Star Dishwasher | 0.1254% | 0 | 16.4617 | Residential_2026_Technical_GWh_After Competition Groups_Energy Star Dishwasher
Residential | Res ¦ Variable Frequency Drive (VFD) | 2026 | Technical | GWh | After Competition Groups | 15.9232 | 0 | 0 | 13124.0483 | 0.0012133 | 64 | Residential_2026_Technical_GWh_After Competition Groups_64 | Variable Frequency Drive (VFD) | 0.1213% | 0 | 15.9232 | Residential_2026_Technical_GWh_After Competition Groups_Variable Frequency Drive (VFD)
Residential | Res ¦ ENERGY STAR LED LAMPS (REFLECTOR LAMPs/MR16/PAR 16) | 2026 | Technical | GWh | After Competition Groups | 15.4048 | 0 | 0 | 13124.0483 | 0.0011738 | 65 | Residential_2026_Technical_GWh_After Competition Groups_65 | ENERGY STAR LED LAMPS (REFLECTOR LAMPs/MR16/PAR 16) | 0.1174% | 0 | 15.4048 | Residential_2026_Technical_GWh_After Competition Groups_ENERGY STAR LED LAMPS (REFLECTOR LAMPs/MR16/PAR 16)
Residential | Res ¦ Water Heater Temperature Setback | 2026 | Technical | GWh | After Competition Groups | 11.8988 | 0 | 0 | 13124.0483 | 0.00090664 | 66 | Residential_2026_Technical_GWh_After Competition Groups_66 | Water Heater Temperature Setback | 0.09066% | 0 | 11.8988 | Residential_2026_Technical_GWh_After Competition Groups_Water Heater Temperature Setback
Residential | Res ¦ DHW Recirculation Systems | 2026 | Technical | GWh | After Competition Groups | 10.7428 | 0 | 0 | 13124.0483 | 0.00081856 | 67 | Residential_2026_Technical_GWh_After Competition Groups_67 | DHW Recirculation Systems | 0.08186% | 0 | 10.7428 | Residential_2026_Technical_GWh_After Competition Groups_DHW Recirculation Systems
Residential | Res ¦ Condensing Make Up Air Unit | 2026 | Technical | GWh | After Competition Groups | 10.6043 | 0 | 0 | 13124.0483 | 0.000808 | 68 | Residential_2026_Technical_GWh_After Competition Groups_68 | Condensing Make Up Air Unit | 0.0808% | 0 | 10.6043 | Residential_2026_Technical_GWh_After Competition Groups_Condensing Make Up Air Unit
Residential | Res ¦ High Efficiency Chiller (avg of water and air cooled) | 2026 | Technical | GWh | After Competition Groups | 9.8724 | 0 | 0 | 13124.0483 | 0.00075224 | 69 | Residential_2026_Technical_GWh_After Competition Groups_69 | High Efficiency Chiller (avg of water and air cooled) | 0.07522% | 0 | 9.8724 | Residential_2026_Technical_GWh_After Competition Groups_High Efficiency Chiller (avg of water and air cooled)
Residential | Res ¦ Air Source Heat Pump Maintenance | 2026 | Technical | GWh | After Competition Groups | 9.7155 | 0 | 0 | 13124.0483 | 0.00074028 | 70 | Residential_2026_Technical_GWh_After Competition Groups_70 | Air Source Heat Pump Maintenance | 0.07403% | 0 | 9.7155 | Residential_2026_Technical_GWh_After Competition Groups_Air Source Heat Pump Maintenance
Residential | Res ¦ VFD on Pumps | 2026 | Technical | GWh | After Competition Groups | 4.8966 | 0 | 0 | 13124.0483 | 0.0003731 | 71 | Residential_2026_Technical_GWh_After Competition Groups_71 | VFD on Pumps | 0.03731% | 0 | 4.8966 | Residential_2026_Technical_GWh_After Competition Groups_VFD on Pumps
Residential | Res ¦ ENERGY STAR LED Lamps (General Service Lamps) | 2026 | Technical | GWh | After Competition Groups | 3.5213 | 0 | 0 | 13124.0483 | 0.00026831 | 72 | Residential_2026_Technical_GWh_After Competition Groups_72 | ENERGY STAR LED Lamps (General Service Lamps) | 0.02683% | 0 | 3.5213 | Residential_2026_Technical_GWh_After Competition Groups_ENERGY STAR LED Lamps (General Service Lamps)
Residential | Res ¦ ECM MOTORS FOR HVAC APPLICATION (FAN-POWERED VAV BOX) | 2026 | Technical | GWh | After Competition Groups | 2.808 | 0 | 0 | 13124.0483 | 0.00021396 | 73 | Residential_2026_Technical_GWh_After Competition Groups_73 | ECM MOTORS FOR HVAC APPLICATION (FAN-POWERED VAV BOX) | 0.0214% | 0 | 2.808 | Residential_2026_Technical_GWh_After Competition Groups_ECM MOTORS FOR HVAC APPLICATION (FAN-POWERED VAV BOX)
Residential | Res ¦ HVAC Optimization | 2026 | Technical | GWh | After Competition Groups | 2.5584 | 0 | 0 | 13124.0483 | 0.00019494 | 74 | Residential_2026_Technical_GWh_After Competition Groups_74 | HVAC Optimization | 0.01949% | 0 | 2.5584 | Residential_2026_Technical_GWh_After Competition Groups_HVAC Optimization
Residential | Res ¦ Tankless Water Heater | 2026 | Technical | GWh | After Competition Groups | 2.1081 | 0 | 0 | 13124.0483 | 0.00016063 | 75 | Residential_2026_Technical_GWh_After Competition Groups_75 | Tankless Water Heater | 0.01606% | 0 | 2.1081 | Residential_2026_Technical_GWh_After Competition Groups_Tankless Water Heater
Residential | Res ¦ Beverage Vending Machine Controls | 2026 | Technical | GWh | After Competition Groups | 1.9687 | 0 | 0 | 13124.0483 | 0.00015 | 76 | Residential_2026_Technical_GWh_After Competition Groups_76 | Beverage Vending Machine Controls | 0.015% | 0 | 1.9687 | Residential_2026_Technical_GWh_After Competition Groups_Beverage Vending Machine Controls
Residential | Res ¦ Wall Insulation MF | 2026 | Technical | GWh | After Competition Groups | 0.60455 | 0 | 0 | 13124.0483 | 4.6064e-05 | 77 | Residential_2026_Technical_GWh_After Competition Groups_77 | Wall Insulation MF | 0.004606% | 0 | 0.60455 | Residential_2026_Technical_GWh_After Competition Groups_Wall Insulation MF
Residential | Res ¦ Chilled Water Optimization | 2026 | Technical | GWh | After Competition Groups | 0.25355 | 0 | 0 | 13124.0483 | 1.932e-05 | 78 | Residential_2026_Technical_GWh_After Competition Groups_78 | Chilled Water Optimization | 0.001932% | 0 | 0.25355 | Residential_2026_Technical_GWh_After Competition Groups_Chilled Water Optimization
Residential | Res ¦ LED Recessed Downlights | 2026 | Technical | GWh | After Competition Groups | 0.24774 | 0 | 0 | 13124.0483 | 1.8877e-05 | 79 | Residential_2026_Technical_GWh_After Competition Groups_79 | LED Recessed Downlights | 0.001888% | 0 | 0.24774 | Residential_2026_Technical_GWh_After Competition Groups_LED Recessed Downlights
Residential | Res ¦ LED High Bay Fixture | 2026 | Technical | GWh | After Competition Groups | 0.21171 | 0 | 0 | 13124.0483 | 1.6131e-05 | 80 | Residential_2026_Technical_GWh_After Competition Groups_80 | LED High Bay Fixture | 0.001613% | 0 | 0.21171 | Residential_2026_Technical_GWh_After Competition Groups_LED High Bay Fixture
Residential | Res ¦ Solar Water Preheat (Pools/DHW) | 2026 | Technical | GWh | After Competition Groups | 0.057643 | 0 | 0 | 13124.0483 | 4.3921e-06 | 81 | Residential_2026_Technical_GWh_After Competition Groups_81 | Solar Water Preheat (Pools/DHW) | 0.0004392% | 0 | 0.057643 | Residential_2026_Technical_GWh_After Competition Groups_Solar Water Preheat (Pools/DHW)
Residential | Res ¦ Photocell Controls (Outdoor) | 2026 | Technical | GWh | After Competition Groups | 0.00026213 | 0 | 0 | 13124.0483 | 1.9973e-08 | 82 | Residential_2026_Technical_GWh_After Competition Groups_82 | Photocell Controls (Outdoor) | 1.997e-06% | 0 | 0.00026213 | Residential_2026_Technical_GWh_After Competition Groups_Photocell Controls (Outdoor)
Residential | Res ¦ Energy Star LED Bulbs General Purpose LEDs | 2027 | Economic | GWh | After Competition Groups | 1176.1014 | 0 | 0 | 7428.0017 | 0.15833 | 1 | Residential_2027_Economic_GWh_After Competition Groups_1 | Energy Star LED Bulbs General Purpose LEDs | 15.83% | 0 | 1176.1014 | Residential_2027_Economic_GWh_After Competition Groups_Energy Star LED Bulbs General Purpose LEDs
Residential | Res ¦ Energy Star A Line, PAR, MR Lamps | 2027 | Economic | GWh | After Competition Groups | 731.6934 | 0 | 0 | 7428.0017 | 0.098505 | 2 | Residential_2027_Economic_GWh_After Competition Groups_2 | Energy Star A Line, PAR, MR Lamps | 9.85% | 0 | 731.6934 | Residential_2027_Economic_GWh_After Competition Groups_Energy Star A Line, PAR, MR Lamps
Residential | Res ¦ Adaptive Thermostat | 2027 | Economic | GWh | After Competition Groups | 664.0537 | 0 | 0 | 7428.0017 | 0.089399 | 3 | Residential_2027_Economic_GWh_After Competition Groups_3 | Adaptive Thermostat | 8.94% | 0 | 664.0537 | Residential_2027_Economic_GWh_After Competition Groups_Adaptive Thermostat
Residential | Res ¦ Air Sealing | 2027 | Economic | GWh | After Competition Groups | 515.0569 | 0 | 0 | 7428.0017 | 0.06934 | 4 | Residential_2027_Economic_GWh_After Competition Groups_4 | Air Sealing | 6.934% | 0 | 515.0569 | Residential_2027_Economic_GWh_After Competition Groups_Air Sealing
Residential | Res ¦ Energy Star Clothes Washer | 2027 | Economic | GWh | After Competition Groups | 489.9241 | 0 | 0 | 7428.0017 | 0.065956 | 5 | Residential_2027_Economic_GWh_After Competition Groups_5 | Energy Star Clothes Washer | 6.596% | 0 | 489.9241 | Residential_2027_Economic_GWh_After Competition Groups_Energy Star Clothes Washer
Residential | Res ¦ Ductless Mini-Split Heat Pump | 2027 | Economic | GWh | After Competition Groups | 443.3015 | 0 | 0 | 7428.0017 | 0.05968 | 6 | Residential_2027_Economic_GWh_After Competition Groups_6 | Ductless Mini-Split Heat Pump | 5.968% | 0 | 443.3015 | Residential_2027_Economic_GWh_After Competition Groups_Ductless Mini-Split Heat Pump
Residential | Res ¦ Variable Speed Pool Pump Motor | 2027 | Economic | GWh | After Competition Groups | 378.244 | 0 | 0 | 7428.0017 | 0.050921 | 7 | Residential_2027_Economic_GWh_After Competition Groups_7 | Variable Speed Pool Pump Motor | 5.092% | 0 | 378.244 | Residential_2027_Economic_GWh_After Competition Groups_Variable Speed Pool Pump Motor
Residential | Res ¦ Car Block Heater Timer | 2027 | Economic | GWh | After Competition Groups | 345.0658 | 0 | 0 | 7428.0017 | 0.046455 | 8 | Residential_2027_Economic_GWh_After Competition Groups_8 | Car Block Heater Timer | 4.645% | 0 | 345.0658 | Residential_2027_Economic_GWh_After Competition Groups_Car Block Heater Timer
Residential | Res ¦ Building Recommissioning, Operations and Maintenance (O&M) Improvements | 2027 | Economic | GWh | After Competition Groups | 293.1323 | 0 | 0 | 7428.0017 | 0.039463 | 9 | Residential_2027_Economic_GWh_After Competition Groups_9 | Building Recommissioning, Operations and Maintenance (O&M) Improvements | 3.946% | 0 | 293.1323 | Residential_2027_Economic_GWh_After Competition Groups_Building Recommissioning, Operations and Maintenance (O&M) Improvements
Residential | Res ¦ Basement Wall Insulation | 2027 | Economic | GWh | After Competition Groups | 270.3726 | 0 | 0 | 7428.0017 | 0.036399 | 10 | Residential_2027_Economic_GWh_After Competition Groups_10 | Basement Wall Insulation | 3.64% | 0 | 270.3726 | Residential_2027_Economic_GWh_After Competition Groups_Basement Wall Insulation
Residential | Res ¦ Energy Star Air Source Heat Pump | 2027 | Economic | GWh | After Competition Groups | 253.5094 | 0 | 0 | 7428.0017 | 0.034129 | 11 | Residential_2027_Economic_GWh_After Competition Groups_11 | Energy Star Air Source Heat Pump | 3.413% | 0 | 253.5094 | Residential_2027_Economic_GWh_After Competition Groups_Energy Star Air Source Heat Pump
Residential | Res ¦ Energy Star Torchiere | 2027 | Economic | GWh | After Competition Groups | 235.2094 | 0 | 0 | 7428.0017 | 0.031665 | 12 | Residential_2027_Economic_GWh_After Competition Groups_12 | Energy Star Torchiere | 3.167% | 0 | 235.2094 | Residential_2027_Economic_GWh_After Competition Groups_Energy Star Torchiere
Residential | Res ¦ Attic Insulation | 2027 | Economic | GWh | After Competition Groups | 208.5751 | 0 | 0 | 7428.0017 | 0.02808 | 13 | Residential_2027_Economic_GWh_After Competition Groups_13 | Attic Insulation | 2.808% | 0 | 208.5751 | Residential_2027_Economic_GWh_After Competition Groups_Attic Insulation
Residential | Res ¦ Comprehensive Draft Proofing | 2027 | Economic | GWh | After Competition Groups | 149.0907 | 0 | 0 | 7428.0017 | 0.020071 | 14 | Residential_2027_Economic_GWh_After Competition Groups_14 | Comprehensive Draft Proofing | 2.007% | 0 | 149.0907 | Residential_2027_Economic_GWh_After Competition Groups_Comprehensive Draft Proofing
Residential | Res ¦ Energy Star Clothes Dryer | 2027 | Economic | GWh | After Competition Groups | 135.5888 | 0 | 0 | 7428.0017 | 0.018254 | 15 | Residential_2027_Economic_GWh_After Competition Groups_15 | Energy Star Clothes Dryer | 1.825% | 0 | 135.5888 | Residential_2027_Economic_GWh_After Competition Groups_Energy Star Clothes Dryer
Residential | Res ¦ Energy Star Light Fixture | 2027 | Economic | GWh | After Competition Groups | 103.6151 | 0 | 0 | 7428.0017 | 0.013949 | 16 | Residential_2027_Economic_GWh_After Competition Groups_16 | Energy Star Light Fixture | 1.395% | 0 | 103.6151 | Residential_2027_Economic_GWh_After Competition Groups_Energy Star Light Fixture
Residential | Res ¦ Energy Star Room Air Conditioner | 2027 | Economic | GWh | After Competition Groups | 88.3993 | 0 | 0 | 7428.0017 | 0.011901 | 17 | Residential_2027_Economic_GWh_After Competition Groups_17 | Energy Star Room Air Conditioner | 1.19% | 0 | 88.3993 | Residential_2027_Economic_GWh_After Competition Groups_Energy Star Room Air Conditioner
Residential | Res ¦ LED Parking Lot Fixture | 2027 | Economic | GWh | After Competition Groups | 80.6875 | 0 | 0 | 7428.0017 | 0.010863 | 18 | Residential_2027_Economic_GWh_After Competition Groups_18 | LED Parking Lot Fixture | 1.086% | 0 | 80.6875 | Residential_2027_Economic_GWh_After Competition Groups_LED Parking Lot Fixture
Residential | Res ¦ Occupancy Sensors MF | 2027 | Economic | GWh | After Competition Groups | 80.3682 | 0 | 0 | 7428.0017 | 0.01082 | 19 | Residential_2027_Economic_GWh_After Competition Groups_19 | Occupancy Sensors MF | 1.082% | 0 | 80.3682 | Residential_2027_Economic_GWh_After Competition Groups_Occupancy Sensors MF
Residential | Res ¦ Refrigerator Recycling | 2027 | Economic | GWh | After Competition Groups | 76.8399 | 0 | 0 | 7428.0017 | 0.010345 | 20 | Residential_2027_Economic_GWh_After Competition Groups_20 | Refrigerator Recycling | 1.034% | 0 | 76.8399 | Residential_2027_Economic_GWh_After Competition Groups_Refrigerator Recycling
Residential | Res ¦ Clothes Drying Racks | 2027 | Economic | GWh | After Competition Groups | 70.1659 | 0 | 0 | 7428.0017 | 0.0094461 | 21 | Residential_2027_Economic_GWh_After Competition Groups_21 | Clothes Drying Racks | 0.9446% | 0 | 70.1659 | Residential_2027_Economic_GWh_After Competition Groups_Clothes Drying Racks
Residential | Res ¦ Freezer Recycling | 2027 | Economic | GWh | After Competition Groups | 67.4222 | 0 | 0 | 7428.0017 | 0.0090768 | 22 | Residential_2027_Economic_GWh_After Competition Groups_22 | Freezer Recycling | 0.9077% | 0 | 67.4222 | Residential_2027_Economic_GWh_After Competition Groups_Freezer Recycling
Residential | Res ¦ Floor Insulation | 2027 | Economic | GWh | After Competition Groups | 54.6645 | 0 | 0 | 7428.0017 | 0.0073592 | 23 | Residential_2027_Economic_GWh_After Competition Groups_23 | Floor Insulation | 0.7359% | 0 | 54.6645 | Residential_2027_Economic_GWh_After Competition Groups_Floor Insulation
Residential | Res ¦ Duct Insulation | 2027 | Economic | GWh | After Competition Groups | 51.7175 | 0 | 0 | 7428.0017 | 0.0069625 | 24 | Residential_2027_Economic_GWh_After Competition Groups_24 | Duct Insulation | 0.6963% | 0 | 51.7175 | Residential_2027_Economic_GWh_After Competition Groups_Duct Insulation
Residential | Res ¦ Advanced BAS/Controllers | 2027 | Economic | GWh | After Competition Groups | 42.9034 | 0 | 0 | 7428.0017 | 0.0057759 | 25 | Residential_2027_Economic_GWh_After Competition Groups_25 | Advanced BAS/Controllers | 0.5776% | 0 | 42.9034 | Residential_2027_Economic_GWh_After Competition Groups_Advanced BAS/Controllers
Residential | Res ¦ Minimize Hot and Warm Clothes Wash | 2027 | Economic | GWh | After Competition Groups | 37.502 | 0 | 0 | 7428.0017 | 0.0050487 | 26 | Residential_2027_Economic_GWh_After Competition Groups_26 | Minimize Hot and Warm Clothes Wash | 0.5049% | 0 | 37.502 | Residential_2027_Economic_GWh_After Competition Groups_Minimize Hot and Warm Clothes Wash
Residential | Res ¦ LED Exterior Area Lights - LED Fixture (200W) | 2027 | Economic | GWh | After Competition Groups | 37.3532 | 0 | 0 | 7428.0017 | 0.0050287 | 27 | Residential_2027_Economic_GWh_After Competition Groups_27 | LED Exterior Area Lights - LED Fixture (200W) | 0.5029% | 0 | 37.3532 | Residential_2027_Economic_GWh_After Competition Groups_LED Exterior Area Lights - LED Fixture (200W)
Residential | Res ¦ Furnace Whistle | 2027 | Economic | GWh | After Competition Groups | 36.9439 | 0 | 0 | 7428.0017 | 0.0049736 | 28 | Residential_2027_Economic_GWh_After Competition Groups_28 | Furnace Whistle | 0.4974% | 0 | 36.9439 | Residential_2027_Economic_GWh_After Competition Groups_Furnace Whistle
Residential | Res ¦ Outside Air Economizer | 2027 | Economic | GWh | After Competition Groups | 27.9311 | 0 | 0 | 7428.0017 | 0.0037602 | 29 | Residential_2027_Economic_GWh_After Competition Groups_29 | Outside Air Economizer | 0.376% | 0 | 27.9311 | Residential_2027_Economic_GWh_After Competition Groups_Outside Air Economizer
Residential | Res ¦ Heat Recovery Ventilator | 2027 | Economic | GWh | After Competition Groups | 27.8615 | 0 | 0 | 7428.0017 | 0.0037509 | 30 | Residential_2027_Economic_GWh_After Competition Groups_30 | Heat Recovery Ventilator | 0.3751% | 0 | 27.8615 | Residential_2027_Economic_GWh_After Competition Groups_Heat Recovery Ventilator
Residential | Res ¦ Energy Star Dehumidifier | 2027 | Economic | GWh | After Competition Groups | 27.4696 | 0 | 0 | 7428.0017 | 0.0036981 | 31 | Residential_2027_Economic_GWh_After Competition Groups_31 | Energy Star Dehumidifier | 0.3698% | 0 | 27.4696 | Residential_2027_Economic_GWh_After Competition Groups_Energy Star Dehumidifier
Residential | Res ¦ Energy Star Freezer | 2027 | Economic | GWh | After Competition Groups | 26.2371 | 0 | 0 | 7428.0017 | 0.0035322 | 32 | Residential_2027_Economic_GWh_After Competition Groups_32 | Energy Star Freezer | 0.3532% | 0 | 26.2371 | Residential_2027_Economic_GWh_After Competition Groups_Energy Star Freezer
Residential | Res ¦ LED Tube Re-Lamp | 2027 | Economic | GWh | After Competition Groups | 25.883 | 0 | 0 | 7428.0017 | 0.0034845 | 33 | Residential_2027_Economic_GWh_After Competition Groups_33 | LED Tube Re-Lamp | 0.3485% | 0 | 25.883 | Residential_2027_Economic_GWh_After Competition Groups_LED Tube Re-Lamp
Residential | Res ¦ Home Energy Reports | 2027 | Economic | GWh | After Competition Groups | 23.9996 | 0 | 0 | 7428.0017 | 0.003231 | 34 | Residential_2027_Economic_GWh_After Competition Groups_34 | Home Energy Reports | 0.3231% | 0 | 23.9996 | Residential_2027_Economic_GWh_After Competition Groups_Home Energy Reports
Residential | Res ¦ Duct Insulation MF | 2027 | Economic | GWh | After Competition Groups | 21.0821 | 0 | 0 | 7428.0017 | 0.0028382 | 35 | Residential_2027_Economic_GWh_After Competition Groups_35 | Duct Insulation MF | 0.2838% | 0 | 21.0821 | Residential_2027_Economic_GWh_After Competition Groups_Duct Insulation MF
Residential | Res ¦ Demand Control Ventilation | 2027 | Economic | GWh | After Competition Groups | 19.7871 | 0 | 0 | 7428.0017 | 0.0026638 | 36 | Residential_2027_Economic_GWh_After Competition Groups_36 | Demand Control Ventilation | 0.2664% | 0 | 19.7871 | Residential_2027_Economic_GWh_After Competition Groups_Demand Control Ventilation
Residential | Res ¦ CO Sensors for parking garage exhaust fans | 2027 | Economic | GWh | After Competition Groups | 17.6224 | 0 | 0 | 7428.0017 | 0.0023724 | 37 | Residential_2027_Economic_GWh_After Competition Groups_37 | CO Sensors for parking garage exhaust fans | 0.2372% | 0 | 17.6224 | Residential_2027_Economic_GWh_After Competition Groups_CO Sensors for parking garage exhaust fans
Residential | Res ¦ Variable Frequency Drive (VFD) | 2027 | Economic | GWh | After Competition Groups | 15.6716 | 0 | 0 | 7428.0017 | 0.0021098 | 38 | Residential_2027_Economic_GWh_After Competition Groups_38 | Variable Frequency Drive (VFD) | 0.211% | 0 | 15.6716 | Residential_2027_Economic_GWh_After Competition Groups_Variable Frequency Drive (VFD)
Residential | Res ¦ ENERGY STAR LED LAMPS (REFLECTOR LAMPs/MR16/PAR 16) | 2027 | Economic | GWh | After Competition Groups | 15.3618 | 0 | 0 | 7428.0017 | 0.0020681 | 39 | Residential_2027_Economic_GWh_After Competition Groups_39 | ENERGY STAR LED LAMPS (REFLECTOR LAMPs/MR16/PAR 16) | 0.2068% | 0 | 15.3618 | Residential_2027_Economic_GWh_After Competition Groups_ENERGY STAR LED LAMPS (REFLECTOR LAMPs/MR16/PAR 16)
Residential | Res ¦ Tankless Water Heater | 2027 | Economic | GWh | After Competition Groups | 12.7237 | 0 | 0 | 7428.0017 | 0.0017129 | 40 | Residential_2027_Economic_GWh_After Competition Groups_40 | Tankless Water Heater | 0.1713% | 0 | 12.7237 | Residential_2027_Economic_GWh_After Competition Groups_Tankless Water Heater
Residential | Res ¦ Water Heater Temperature Setback | 2027 | Economic | GWh | After Competition Groups | 11.7108 | 0 | 0 | 7428.0017 | 0.0015766 | 41 | Residential_2027_Economic_GWh_After Competition Groups_41 | Water Heater Temperature Setback | 0.1577% | 0 | 11.7108 | Residential_2027_Economic_GWh_After Competition Groups_Water Heater Temperature Setback
Residential | Res ¦ Condensing Make Up Air Unit | 2027 | Economic | GWh | After Competition Groups | 11.7075 | 0 | 0 | 7428.0017 | 0.0015761 | 42 | Residential_2027_Economic_GWh_After Competition Groups_42 | Condensing Make Up Air Unit | 0.1576% | 0 | 11.7075 | Residential_2027_Economic_GWh_After Competition Groups_Condensing Make Up Air Unit
Residential | Res ¦ High Efficiency Chiller (avg of water and air cooled) | 2027 | Economic | GWh | After Competition Groups | 10.9245 | 0 | 0 | 7428.0017 | 0.0014707 | 43 | Residential_2027_Economic_GWh_After Competition Groups_43 | High Efficiency Chiller (avg of water and air cooled) | 0.1471% | 0 | 10.9245 | Residential_2027_Economic_GWh_After Competition Groups_High Efficiency Chiller (avg of water and air cooled)
Residential | Res ¦ VFD on Pumps | 2027 | Economic | GWh | After Competition Groups | 4.8192 | 0 | 0 | 7428.0017 | 0.00064879 | 44 | Residential_2027_Economic_GWh_After Competition Groups_44 | VFD on Pumps | 0.06488% | 0 | 4.8192 | Residential_2027_Economic_GWh_After Competition Groups_VFD on Pumps
Residential | Res ¦ ENERGY STAR LED Lamps (General Service Lamps) | 2027 | Economic | GWh | After Competition Groups | 3.5295 | 0 | 0 | 7428.0017 | 0.00047516 | 45 | Residential_2027_Economic_GWh_After Competition Groups_45 | ENERGY STAR LED Lamps (General Service Lamps) | 0.04752% | 0 | 3.5295 | Residential_2027_Economic_GWh_After Competition Groups_ENERGY STAR LED Lamps (General Service Lamps)
Residential | Res ¦ ECM MOTORS FOR HVAC APPLICATION (FAN-POWERED VAV BOX) | 2027 | Economic | GWh | After Competition Groups | 2.8449 | 0 | 0 | 7428.0017 | 0.000383 | 46 | Residential_2027_Economic_GWh_After Competition Groups_46 | ECM MOTORS FOR HVAC APPLICATION (FAN-POWERED VAV BOX) | 0.0383% | 0 | 2.8449 | Residential_2027_Economic_GWh_After Competition Groups_ECM MOTORS FOR HVAC APPLICATION (FAN-POWERED VAV BOX)
Residential | Res ¦ Beverage Vending Machine Controls | 2027 | Economic | GWh | After Competition Groups | 2.017 | 0 | 0 | 7428.0017 | 0.00027155 | 47 | Residential_2027_Economic_GWh_After Competition Groups_47 | Beverage Vending Machine Controls | 0.02715% | 0 | 2.017 | Residential_2027_Economic_GWh_After Competition Groups_Beverage Vending Machine Controls
Residential | Res ¦ Wall Insulation | 2027 | Economic | GWh | After Competition Groups | 0.78578 | 0 | 0 | 7428.0017 | 0.00010579 | 48 | Residential_2027_Economic_GWh_After Competition Groups_48 | Wall Insulation | 0.01058% | 0 | 0.78578 | Residential_2027_Economic_GWh_After Competition Groups_Wall Insulation
Residential | Res ¦ Chilled Water Optimization | 2027 | Economic | GWh | After Competition Groups | 0.27957 | 0 | 0 | 7428.0017 | 3.7637e-05 | 49 | Residential_2027_Economic_GWh_After Competition Groups_49 | Chilled Water Optimization | 0.003764% | 0 | 0.27957 | Residential_2027_Economic_GWh_After Competition Groups_Chilled Water Optimization
Residential | Res ¦ LED High Bay Fixture | 2027 | Economic | GWh | After Competition Groups | 0.20282 | 0 | 0 | 7428.0017 | 2.7305e-05 | 50 | Residential_2027_Economic_GWh_After Competition Groups_50 | LED High Bay Fixture | 0.002731% | 0 | 0.20282 | Residential_2027_Economic_GWh_After Competition Groups_LED High Bay Fixture
Residential | Res ¦ Wall Insulation MF | 2027 | Economic | GWh | After Competition Groups | 0.047623 | 0 | 0 | 7428.0017 | 6.4112e-06 | 51 | Residential_2027_Economic_GWh_After Competition Groups_51 | Wall Insulation MF | 0.0006411% | 0 | 0.047623 | Residential_2027_Economic_GWh_After Competition Groups_Wall Insulation MF
Residential | Res ¦ Heavy Duty Outdoor/Holiday Plug-in Timers | 2027 | Economic | GWh | After Competition Groups | 0 | 0 | 0 | 7428.0017 | 0 | 52 | Residential_2027_Economic_GWh_After Competition Groups_52 | Heavy Duty Outdoor/Holiday Plug-in Timers | 0% | 0 | 0 | Residential_2027_Economic_GWh_After Competition Groups_Heavy Duty Outdoor/Holiday Plug-in Timers
Residential | Res ¦ LED Downlight | 2027 | Economic | GWh | After Competition Groups | 0 | 0 | 0 | 7428.0017 | 0 | 53 | Residential_2027_Economic_GWh_After Competition Groups_53 | LED Downlight | 0% | 0 | 0 | Residential_2027_Economic_GWh_After Competition Groups_LED Downlight
Residential | Res ¦ Smart Burners | 2027 | Economic | GWh | After Competition Groups | 0 | 0 | 0 | 7428.0017 | 0 | 54 | Residential_2027_Economic_GWh_After Competition Groups_54 | Smart Burners | 0% | 0 | 0 | Residential_2027_Economic_GWh_After Competition Groups_Smart Burners
Residential | Res ¦ Smart Power Bar | 2027 | Economic | GWh | After Competition Groups | 0 | 0 | 0 | 7428.0017 | 0 | 55 | Residential_2027_Economic_GWh_After Competition Groups_55 | Smart Power Bar | 0% | 0 | 0 | Residential_2027_Economic_GWh_After Competition Groups_Smart Power Bar
Residential | Res ¦ Energy Star LED Specialty Bulbs | 2027 | SC A | GWh | After Competition Groups | 480.2609 | 42471.6607 | 0.042472 | 2129.4952 | 0.22553 | 1 | Residential_2027_SC A_GWh_After Competition Groups_1 | Energy Star LED Specialty Bulbs | 22.55% | 0.042472 | 480.2609 | Residential_2027_SC A_GWh_After Competition Groups_Energy Star LED Specialty Bulbs
Residential | Res ¦ Energy Star Clothes Washer | 2027 | SC A | GWh | After Competition Groups | 216.9905 | 6514723.2373 | 6.5147 | 2129.4952 | 0.1019 | 2 | Residential_2027_SC A_GWh_After Competition Groups_2 | Energy Star Clothes Washer | 10.19% | 6.5147 | 216.9905 | Residential_2027_SC A_GWh_After Competition Groups_Energy Star Clothes Washer
Residential | Res ¦ Energy Star A Line, PAR, MR Lamps | 2027 | SC A | GWh | After Competition Groups | 191.2986 | 16724.6796 | 0.016725 | 2129.4952 | 0.089833 | 3 | Residential_2027_SC A_GWh_After Competition Groups_3 | Energy Star A Line, PAR, MR Lamps | 8.983% | 0.016725 | 191.2986 | Residential_2027_SC A_GWh_After Competition Groups_Energy Star A Line, PAR, MR Lamps
Residential | Res ¦ Ductless Mini-Split Heat Pump | 2027 | SC A | GWh | After Competition Groups | 159.855 | 3956196.8492 | 3.9562 | 2129.4952 | 0.075067 | 4 | Residential_2027_SC A_GWh_After Competition Groups_4 | Ductless Mini-Split Heat Pump | 7.507% | 3.9562 | 159.855 | Residential_2027_SC A_GWh_After Competition Groups_Ductless Mini-Split Heat Pump
Residential | Res ¦ Car Block Heater Timer | 2027 | SC A | GWh | After Competition Groups | 120.2099 | 402722.6204 | 0.40272 | 2129.4952 | 0.05645 | 5 | Residential_2027_SC A_GWh_After Competition Groups_5 | Car Block Heater Timer | 5.645% | 0.40272 | 120.2099 | Residential_2027_SC A_GWh_After Competition Groups_Car Block Heater Timer
Residential | Res ¦ Energy Star LED Bulbs General Purpose LEDs | 2027 | SC A | GWh | After Competition Groups | 104.4882 | 0 | 0 | 2129.4952 | 0.049067 | 6 | Residential_2027_SC A_GWh_After Competition Groups_6 | Energy Star LED Bulbs General Purpose LEDs | 4.907% | 0 | 104.4882 | Residential_2027_SC A_GWh_After Competition Groups_Energy Star LED Bulbs General Purpose LEDs
Residential | Res ¦ Building Recommissioning, Operations and Maintenance (O&M) Improvements | 2027 | SC A | GWh | After Competition Groups | 98.753 | 172667.3028 | 0.17267 | 2129.4952 | 0.046374 | 7 | Residential_2027_SC A_GWh_After Competition Groups_7 | Building Recommissioning, Operations and Maintenance (O&M) Improvements | 4.637% | 0.17267 | 98.753 | Residential_2027_SC A_GWh_After Competition Groups_Building Recommissioning, Operations and Maintenance (O&M) Improvements
Residential | Res ¦ Variable Speed Pool Pump Motor | 2027 | SC A | GWh | After Competition Groups | 89.0315 | 2953039.9817 | 2.953 | 2129.4952 | 0.041809 | 8 | Residential_2027_SC A_GWh_After Competition Groups_8 | Variable Speed Pool Pump Motor | 4.181% | 2.953 | 89.0315 | Residential_2027_SC A_GWh_After Competition Groups_Variable Speed Pool Pump Motor
Residential | Res ¦ Energy Star Torchiere | 2027 | SC A | GWh | After Competition Groups | 72.206 | 1198326.1317 | 1.1983 | 2129.4952 | 0.033908 | 9 | Residential_2027_SC A_GWh_After Competition Groups_9 | Energy Star Torchiere | 3.391% | 1.1983 | 72.206 | Residential_2027_SC A_GWh_After Competition Groups_Energy Star Torchiere
Residential | Res ¦ LED Parking Lot Fixture | 2027 | SC A | GWh | After Competition Groups | 64.1438 | 0 | 0 | 2129.4952 | 0.030122 | 10 | Residential_2027_SC A_GWh_After Competition Groups_10 | LED Parking Lot Fixture | 3.012% | 0 | 64.1438 | Residential_2027_SC A_GWh_After Competition Groups_LED Parking Lot Fixture
Residential | Res ¦ Adaptive Thermostat | 2027 | SC A | GWh | After Competition Groups | 60.6527 | 416676.2314 | 0.41668 | 2129.4952 | 0.028482 | 11 | Residential_2027_SC A_GWh_After Competition Groups_11 | Adaptive Thermostat | 2.848% | 0.41668 | 60.6527 | Residential_2027_SC A_GWh_After Competition Groups_Adaptive Thermostat
Residential | Res ¦ Comprehensive Draft Proofing | 2027 | SC A | GWh | After Competition Groups | 47.7905 | 0 | 0 | 2129.4952 | 0.022442 | 12 | Residential_2027_SC A_GWh_After Competition Groups_12 | Comprehensive Draft Proofing | 2.244% | 0 | 47.7905 | Residential_2027_SC A_GWh_After Competition Groups_Comprehensive Draft Proofing
Residential | Res ¦ Air Sealing | 2027 | SC A | GWh | After Competition Groups | 41.8093 | 1527091.0965 | 1.5271 | 2129.4952 | 0.019633 | 13 | Residential_2027_SC A_GWh_After Competition Groups_13 | Air Sealing | 1.963% | 1.5271 | 41.8093 | Residential_2027_SC A_GWh_After Competition Groups_Air Sealing
Residential | Res ¦ Basement Wall Insulation | 2027 | SC A | GWh | After Competition Groups | 38.8373 | 1878489.0745 | 1.8785 | 2129.4952 | 0.018238 | 14 | Residential_2027_SC A_GWh_After Competition Groups_14 | Basement Wall Insulation | 1.824% | 1.8785 | 38.8373 | Residential_2027_SC A_GWh_After Competition Groups_Basement Wall Insulation
Residential | Res ¦ Energy Star Air Source Heat Pump | 2027 | SC A | GWh | After Competition Groups | 33.1519 | 1719775.1892 | 1.7198 | 2129.4952 | 0.015568 | 15 | Residential_2027_SC A_GWh_After Competition Groups_15 | Energy Star Air Source Heat Pump | 1.557% | 1.7198 | 33.1519 | Residential_2027_SC A_GWh_After Competition Groups_Energy Star Air Source Heat Pump
Residential | Res ¦ LED Exterior Area Lights - LED Fixture (200W) | 2027 | SC A | GWh | After Competition Groups | 31.6696 | 812715.239 | 0.81272 | 2129.4952 | 0.014872 | 16 | Residential_2027_SC A_GWh_After Competition Groups_16 | LED Exterior Area Lights - LED Fixture (200W) | 1.487% | 0.81272 | 31.6696 | Residential_2027_SC A_GWh_After Competition Groups_LED Exterior Area Lights - LED Fixture (200W)
Residential | Res ¦ Energy Star Light Fixture | 2027 | SC A | GWh | After Competition Groups | 30.879 | 1220146.5491 | 1.2201 | 2129.4952 | 0.014501 | 17 | Residential_2027_SC A_GWh_After Competition Groups_17 | Energy Star Light Fixture | 1.45% | 1.2201 | 30.879 | Residential_2027_SC A_GWh_After Competition Groups_Energy Star Light Fixture
Residential | Res ¦ Occupancy Sensors MF | 2027 | SC A | GWh | After Competition Groups | 30.3694 | 21239.2211 | 0.021239 | 2129.4952 | 0.014261 | 18 | Residential_2027_SC A_GWh_After Competition Groups_18 | Occupancy Sensors MF | 1.426% | 0.021239 | 30.3694 | Residential_2027_SC A_GWh_After Competition Groups_Occupancy Sensors MF
Residential | Res ¦ Energy Star Clothes Dryer | 2027 | SC A | GWh | After Competition Groups | 26.3694 | 1160486.0192 | 1.1605 | 2129.4952 | 0.012383 | 19 | Residential_2027_SC A_GWh_After Competition Groups_19 | Energy Star Clothes Dryer | 1.238% | 1.1605 | 26.3694 | Residential_2027_SC A_GWh_After Competition Groups_Energy Star Clothes Dryer
Residential | Res ¦ LED Tube Re-Lamp | 2027 | SC A | GWh | After Competition Groups | 22.0366 | 364898.2618 | 0.3649 | 2129.4952 | 0.010348 | 20 | Residential_2027_SC A_GWh_After Competition Groups_20 | LED Tube Re-Lamp | 1.035% | 0.3649 | 22.0366 | Residential_2027_SC A_GWh_After Competition Groups_LED Tube Re-Lamp
Residential | Res ¦ Refrigerator Recycling | 2027 | SC A | GWh | After Competition Groups | 18.3815 | 756835.3527 | 0.75684 | 2129.4952 | 0.0086319 | 21 | Residential_2027_SC A_GWh_After Competition Groups_21 | Refrigerator Recycling | 0.8632% | 0.75684 | 18.3815 | Residential_2027_SC A_GWh_After Competition Groups_Refrigerator Recycling
Residential | Res ¦ Minimize Hot and Warm Clothes Wash | 2027 | SC A | GWh | After Competition Groups | 14.1639 | 0 | 0 | 2129.4952 | 0.0066513 | 22 | Residential_2027_SC A_GWh_After Competition Groups_22 | Minimize Hot and Warm Clothes Wash | 0.6651% | 0 | 14.1639 | Residential_2027_SC A_GWh_After Competition Groups_Minimize Hot and Warm Clothes Wash
Residential | Res ¦ ENERGY STAR LED LAMPS (REFLECTOR LAMPs/MR16/PAR 16) | 2027 | SC A | GWh | After Competition Groups | 13.9378 | 126274.3744 | 0.12627 | 2129.4952 | 0.0065451 | 23 | Residential_2027_SC A_GWh_After Competition Groups_23 | ENERGY STAR LED LAMPS (REFLECTOR LAMPs/MR16/PAR 16) | 0.6545% | 0.12627 | 13.9378 | Residential_2027_SC A_GWh_After Competition Groups_ENERGY STAR LED LAMPS (REFLECTOR LAMPs/MR16/PAR 16)
Residential | Res ¦ Outside Air Economizer | 2027 | SC A | GWh | After Competition Groups | 13.6738 | 210783.3024 | 0.21078 | 2129.4952 | 0.0064211 | 24 | Residential_2027_SC A_GWh_After Competition Groups_24 | Outside Air Economizer | 0.6421% | 0.21078 | 13.6738 | Residential_2027_SC A_GWh_After Competition Groups_Outside Air Economizer
Residential | Res ¦ Energy Star Room Air Conditioner | 2027 | SC A | GWh | After Competition Groups | 13.1554 | 478585.1291 | 0.47859 | 2129.4952 | 0.0061777 | 25 | Residential_2027_SC A_GWh_After Competition Groups_25 | Energy Star Room Air Conditioner | 0.6178% | 0.47859 | 13.1554 | Residential_2027_SC A_GWh_After Competition Groups_Energy Star Room Air Conditioner
Residential | Res ¦ Attic Insulation | 2027 | SC A | GWh | After Competition Groups | 12.9431 | 659465.7095 | 0.65947 | 2129.4952 | 0.006078 | 26 | Residential_2027_SC A_GWh_After Competition Groups_26 | Attic Insulation | 0.6078% | 0.65947 | 12.9431 | Residential_2027_SC A_GWh_After Competition Groups_Attic Insulation
Residential | Res ¦ Furnace Whistle | 2027 | SC A | GWh | After Competition Groups | 12.4461 | 33757.9668 | 0.033758 | 2129.4952 | 0.0058446 | 27 | Residential_2027_SC A_GWh_After Competition Groups_27 | Furnace Whistle | 0.5845% | 0.033758 | 12.4461 | Residential_2027_SC A_GWh_After Competition Groups_Furnace Whistle
Residential | Res ¦ Energy Star Freezer | 2027 | SC A | GWh | After Competition Groups | 10.4296 | 575852.1665 | 0.57585 | 2129.4952 | 0.0048977 | 28 | Residential_2027_SC A_GWh_After Competition Groups_28 | Energy Star Freezer | 0.4898% | 0.57585 | 10.4296 | Residential_2027_SC A_GWh_After Competition Groups_Energy Star Freezer
Residential | Res ¦ Home Energy Reports | 2027 | SC A | GWh | After Competition Groups | 9.7625 | 534565.374 | 0.53457 | 2129.4952 | 0.0045844 | 29 | Residential_2027_SC A_GWh_After Competition Groups_29 | Home Energy Reports | 0.4584% | 0.53457 | 9.7625 | Residential_2027_SC A_GWh_After Competition Groups_Home Energy Reports
Residential | Res ¦ Advanced BAS/Controllers | 2027 | SC A | GWh | After Competition Groups | 9.3696 | 399032.8214 | 0.39903 | 2129.4952 | 0.0043999 | 30 | Residential_2027_SC A_GWh_After Competition Groups_30 | Advanced BAS/Controllers | 0.44% | 0.39903 | 9.3696 | Residential_2027_SC A_GWh_After Competition Groups_Advanced BAS/Controllers
Residential | Res ¦ High Efficiency Chiller (avg of water and air cooled) | 2027 | SC A | GWh | After Competition Groups | 9.3494 | 173519.5014 | 0.17352 | 2129.4952 | 0.0043904 | 31 | Residential_2027_SC A_GWh_After Competition Groups_31 | High Efficiency Chiller (avg of water and air cooled) | 0.439% | 0.17352 | 9.3494 | Residential_2027_SC A_GWh_After Competition Groups_High Efficiency Chiller (avg of water and air cooled)
Residential | Res ¦ Variable Frequency Drive (VFD) | 2027 | SC A | GWh | After Competition Groups | 5.2796 | 204955.5252 | 0.20496 | 2129.4952 | 0.0024793 | 32 | Residential_2027_SC A_GWh_After Competition Groups_32 | Variable Frequency Drive (VFD) | 0.2479% | 0.20496 | 5.2796 | Residential_2027_SC A_GWh_After Competition Groups_Variable Frequency Drive (VFD)
Residential | Res ¦ CO Sensors for parking garage exhaust fans | 2027 | SC A | GWh | After Competition Groups | 4.0888 | 187252.6748 | 0.18725 | 2129.4952 | 0.0019201 | 33 | Residential_2027_SC A_GWh_After Competition Groups_33 | CO Sensors for parking garage exhaust fans | 0.192% | 0.18725 | 4.0888 | Residential_2027_SC A_GWh_After Competition Groups_CO Sensors for parking garage exhaust fans
Residential | Res ¦ Water Heater Temperature Setback | 2027 | SC A | GWh | After Competition Groups | 3.9166 | 32505.4278 | 0.032505 | 2129.4952 | 0.0018392 | 34 | Residential_2027_SC A_GWh_After Competition Groups_34 | Water Heater Temperature Setback | 0.1839% | 0.032505 | 3.9166 | Residential_2027_SC A_GWh_After Competition Groups_Water Heater Temperature Setback
Residential | Res ¦ Demand Control Ventilation | 2027 | SC A | GWh | After Competition Groups | 3.5447 | 0 | 0 | 2129.4952 | 0.0016646 | 35 | Residential_2027_SC A_GWh_After Competition Groups_35 | Demand Control Ventilation | 0.1665% | 0 | 3.5447 | Residential_2027_SC A_GWh_After Competition Groups_Demand Control Ventilation
Residential | Res ¦ ENERGY STAR LED Lamps (General Service Lamps) | 2027 | SC A | GWh | After Competition Groups | 3.17 | 33969.5178 | 0.03397 | 2129.4952 | 0.0014886 | 36 | Residential_2027_SC A_GWh_After Competition Groups_36 | ENERGY STAR LED Lamps (General Service Lamps) | 0.1489% | 0.03397 | 3.17 | Residential_2027_SC A_GWh_After Competition Groups_ENERGY STAR LED Lamps (General Service Lamps)
Residential | Res ¦ Clothes Drying Racks | 2027 | SC A | GWh | After Competition Groups | 1.6349 | 0 | 0 | 2129.4952 | 0.00076773 | 37 | Residential_2027_SC A_GWh_After Competition Groups_37 | Clothes Drying Racks | 0.07677% | 0 | 1.6349 | Residential_2027_SC A_GWh_After Competition Groups_Clothes Drying Racks
Residential | Res ¦ VFD on Pumps | 2027 | SC A | GWh | After Competition Groups | 1.5063 | 66121.5551 | 0.066122 | 2129.4952 | 0.00070737 | 38 | Residential_2027_SC A_GWh_After Competition Groups_38 | VFD on Pumps | 0.07074% | 0.066122 | 1.5063 | Residential_2027_SC A_GWh_After Competition Groups_VFD on Pumps
Residential | Res ¦ Condensing Make Up Air Unit | 2027 | SC A | GWh | After Competition Groups | 1.3994 | 92972.5148 | 0.092973 | 2129.4952 | 0.00065714 | 39 | Residential_2027_SC A_GWh_After Competition Groups_39 | Condensing Make Up Air Unit | 0.06571% | 0.092973 | 1.3994 | Residential_2027_SC A_GWh_After Competition Groups_Condensing Make Up Air Unit
Residential | Res ¦ Tankless Water Heater | 2027 | SC A | GWh | After Competition Groups | 1.3383 | 143202.8315 | 0.1432 | 2129.4952 | 0.00062844 | 40 | Residential_2027_SC A_GWh_After Competition Groups_40 | Tankless Water Heater | 0.06284% | 0.1432 | 1.3383 | Residential_2027_SC A_GWh_After Competition Groups_Tankless Water Heater
Residential | Res ¦ Energy Star Dehumidifier | 2027 | SC A | GWh | After Competition Groups | 1.2769 | 95467.1212 | 0.095467 | 2129.4952 | 0.0005996 | 41 | Residential_2027_SC A_GWh_After Competition Groups_41 | Energy Star Dehumidifier | 0.05996% | 0.095467 | 1.2769 | Residential_2027_SC A_GWh_After Competition Groups_Energy Star Dehumidifier
Residential | Res ¦ Floor Insulation | 2027 | SC A | GWh | After Competition Groups | 0.93912 | 45146.0247 | 0.045146 | 2129.4952 | 0.00044101 | 42 | Residential_2027_SC A_GWh_After Competition Groups_42 | Floor Insulation | 0.0441% | 0.045146 | 0.93912 | Residential_2027_SC A_GWh_After Competition Groups_Floor Insulation
Residential | Res ¦ ECM MOTORS FOR HVAC APPLICATION (FAN-POWERED VAV BOX) | 2027 | SC A | GWh | After Competition Groups | 0.8435 | 38134.3073 | 0.038134 | 2129.4952 | 0.0003961 | 43 | Residential_2027_SC A_GWh_After Competition Groups_43 | ECM MOTORS FOR HVAC APPLICATION (FAN-POWERED VAV BOX) | 0.03961% | 0.038134 | 0.8435 | Residential_2027_SC A_GWh_After Competition Groups_ECM MOTORS FOR HVAC APPLICATION (FAN-POWERED VAV BOX)
Residential | Res ¦ Heat Recovery Ventilator | 2027 | SC A | GWh | After Competition Groups | 0.6175 | 0 | 0 | 2129.4952 | 0.00028998 | 44 | Residential_2027_SC A_GWh_After Competition Groups_44 | Heat Recovery Ventilator | 0.029% | 0 | 0.6175 | Residential_2027_SC A_GWh_After Competition Groups_Heat Recovery Ventilator
Residential | Res ¦ Duct Insulation | 2027 | SC A | GWh | After Competition Groups | 0.55427 | 1015.1864 | 0.0010152 | 2129.4952 | 0.00026028 | 45 | Residential_2027_SC A_GWh_After Competition Groups_45 | Duct Insulation | 0.02603% | 0.0010152 | 0.55427 | Residential_2027_SC A_GWh_After Competition Groups_Duct Insulation
Residential | Res ¦ Beverage Vending Machine Controls | 2027 | SC A | GWh | After Competition Groups | 0.45923 | 10588.7464 | 0.010589 | 2129.4952 | 0.00021565 | 46 | Residential_2027_SC A_GWh_After Competition Groups_46 | Beverage Vending Machine Controls | 0.02156% | 0.010589 | 0.45923 | Residential_2027_SC A_GWh_After Competition Groups_Beverage Vending Machine Controls
Residential | Res ¦ Duct Insulation MF | 2027 | SC A | GWh | After Competition Groups | 0.32794 | 12950.2208 | 0.01295 | 2129.4952 | 0.000154 | 47 | Residential_2027_SC A_GWh_After Competition Groups_47 | Duct Insulation MF | 0.0154% | 0.01295 | 0.32794 | Residential_2027_SC A_GWh_After Competition Groups_Duct Insulation MF
Residential | Res ¦ Chilled Water Optimization | 2027 | SC A | GWh | After Competition Groups | 0.099498 | 136.657 | 0.00013666 | 2129.4952 | 4.6724e-05 | 48 | Residential_2027_SC A_GWh_After Competition Groups_48 | Chilled Water Optimization | 0.004672% | 0.00013666 | 0.099498 | Residential_2027_SC A_GWh_After Competition Groups_Chilled Water Optimization
Residential | Res ¦ LED High Bay Fixture | 2027 | SC A | GWh | After Competition Groups | 0.070236 | 7727.1107 | 0.0077271 | 2129.4952 | 3.2983e-05 | 49 | Residential_2027_SC A_GWh_After Competition Groups_49 | LED High Bay Fixture | 0.003298% | 0.0077271 | 0.070236 | Residential_2027_SC A_GWh_After Competition Groups_LED High Bay Fixture
Residential | Res ¦ Wall Insulation MF | 2027 | SC A | GWh | After Competition Groups | 0.0065727 | 0 | 0 | 2129.4952 | 3.0865e-06 | 50 | Residential_2027_SC A_GWh_After Competition Groups_50 | Wall Insulation MF | 0.0003087% | 0 | 0.0065727 | Residential_2027_SC A_GWh_After Competition Groups_Wall Insulation MF
Residential | Res ¦ Wall Insulation | 2027 | SC A | GWh | After Competition Groups | 0.0048137 | 0 | 0 | 2129.4952 | 2.2605e-06 | 51 | Residential_2027_SC A_GWh_After Competition Groups_51 | Wall Insulation | 0.000226% | 0 | 0.0048137 | Residential_2027_SC A_GWh_After Competition Groups_Wall Insulation
Residential | Res ¦ Freezer Recycling | 2027 | SC A | GWh | After Competition Groups | 0.0014187 | 0 | 0 | 2129.4952 | 6.6621e-07 | 52 | Residential_2027_SC A_GWh_After Competition Groups_52 | Freezer Recycling | 6.662e-05% | 0 | 0.0014187 | Residential_2027_SC A_GWh_After Competition Groups_Freezer Recycling
Residential | Res ¦ Heavy Duty Outdoor/Holiday Plug-in Timers | 2027 | SC A | GWh | After Competition Groups | 0 | 0 | 0 | 2129.4952 | 0 | 53 | Residential_2027_SC A_GWh_After Competition Groups_53 | Heavy Duty Outdoor/Holiday Plug-in Timers | 0% | 0 | 0 | Residential_2027_SC A_GWh_After Competition Groups_Heavy Duty Outdoor/Holiday Plug-in Timers
Residential | Res ¦ LED Downlight | 2027 | SC A | GWh | After Competition Groups | 0 | 0 | 0 | 2129.4952 | 0 | 54 | Residential_2027_SC A_GWh_After Competition Groups_54 | LED Downlight | 0% | 0 | 0 | Residential_2027_SC A_GWh_After Competition Groups_LED Downlight
Residential | Res ¦ Smart Burners | 2027 | SC A | GWh | After Competition Groups | 0 | 0 | 0 | 2129.4952 | 0 | 55 | Residential_2027_SC A_GWh_After Competition Groups_55 | Smart Burners | 0% | 0 | 0 | Residential_2027_SC A_GWh_After Competition Groups_Smart Burners
Residential | Res ¦ Smart Power Bar | 2027 | SC A | GWh | After Competition Groups | 0 | 0 | 0 | 2129.4952 | 0 | 56 | Residential_2027_SC A_GWh_After Competition Groups_56 | Smart Power Bar | 0% | 0 | 0 | Residential_2027_SC A_GWh_After Competition Groups_Smart Power Bar
Residential | Res ¦ Energy Star Clothes Washer | 2027 | SC B | GWh | After Competition Groups | 356.0963 | 18718941.7177 | 18.7189 | 3450.1596 | 0.10321 | 1 | Residential_2027_SC B_GWh_After Competition Groups_1 | Energy Star Clothes Washer | 10.32% | 18.7189 | 356.0963 | Residential_2027_SC B_GWh_After Competition Groups_Energy Star Clothes Washer
Residential | Res ¦ Variable Speed Pool Pump Motor | 2027 | SC B | GWh | After Competition Groups | 287.7462 | 8599854.9991 | 8.5999 | 3450.1596 | 0.083401 | 2 | Residential_2027_SC B_GWh_After Competition Groups_2 | Variable Speed Pool Pump Motor | 8.34% | 8.5999 | 287.7462 | Residential_2027_SC B_GWh_After Competition Groups_Variable Speed Pool Pump Motor
Residential | Res ¦ Energy Star LED Bulbs General Purpose LEDs | 2027 | SC B | GWh | After Competition Groups | 284.934 | 0 | 0 | 3450.1596 | 0.082586 | 3 | Residential_2027_SC B_GWh_After Competition Groups_3 | Energy Star LED Bulbs General Purpose LEDs | 8.259% | 0 | 284.934 | Residential_2027_SC B_GWh_After Competition Groups_Energy Star LED Bulbs General Purpose LEDs
Residential | Res ¦ Energy Star A Line, PAR, MR Lamps | 2027 | SC B | GWh | After Competition Groups | 280.9521 | 27408.5269 | 0.027409 | 3450.1596 | 0.081432 | 4 | Residential_2027_SC B_GWh_After Competition Groups_4 | Energy Star A Line, PAR, MR Lamps | 8.143% | 0.027409 | 280.9521 | Residential_2027_SC B_GWh_After Competition Groups_Energy Star A Line, PAR, MR Lamps
Residential | Res ¦ Energy Star LED Specialty Bulbs | 2027 | SC B | GWh | After Competition Groups | 258.6108 | 37645.6241 | 0.037646 | 3450.1596 | 0.074956 | 5 | Residential_2027_SC B_GWh_After Competition Groups_5 | Energy Star LED Specialty Bulbs | 7.496% | 0.037646 | 258.6108 | Residential_2027_SC B_GWh_After Competition Groups_Energy Star LED Specialty Bulbs
Residential | Res ¦ Car Block Heater Timer | 2027 | SC B | GWh | After Competition Groups | 243.0231 | 592508.8826 | 0.59251 | 3450.1596 | 0.070438 | 6 | Residential_2027_SC B_GWh_After Competition Groups_6 | Car Block Heater Timer | 7.044% | 0.59251 | 243.0231 | Residential_2027_SC B_GWh_After Competition Groups_Car Block Heater Timer
Residential | Res ¦ Building Recommissioning, Operations and Maintenance (O&M) Improvements | 2027 | SC B | GWh | After Competition Groups | 223.0134 | 262639.6039 | 0.26264 | 3450.1596 | 0.064639 | 7 | Residential_2027_SC B_GWh_After Competition Groups_7 | Building Recommissioning, Operations and Maintenance (O&M) Improvements | 6.464% | 0.26264 | 223.0134 | Residential_2027_SC B_GWh_After Competition Groups_Building Recommissioning, Operations and Maintenance (O&M) Improvements
Residential | Res ¦ Ductless Mini-Split Heat Pump | 2027 | SC B | GWh | After Competition Groups | 210.7194 | 5373259.3607 | 5.3733 | 3450.1596 | 0.061075 | 8 | Residential_2027_SC B_GWh_After Competition Groups_8 | Ductless Mini-Split Heat Pump | 6.108% | 5.3733 | 210.7194 | Residential_2027_SC B_GWh_After Competition Groups_Ductless Mini-Split Heat Pump
Residential | Res ¦ Adaptive Thermostat | 2027 | SC B | GWh | After Competition Groups | 142.7324 | 5726604.0064 | 5.7266 | 3450.1596 | 0.04137 | 9 | Residential_2027_SC B_GWh_After Competition Groups_9 | Adaptive Thermostat | 4.137% | 5.7266 | 142.7324 | Residential_2027_SC B_GWh_After Competition Groups_Adaptive Thermostat
Residential | Res ¦ Comprehensive Draft Proofing | 2027 | SC B | GWh | After Competition Groups | 113.4278 | 0 | 0 | 3450.1596 | 0.032876 | 10 | Residential_2027_SC B_GWh_After Competition Groups_10 | Comprehensive Draft Proofing | 3.288% | 0 | 113.4278 | Residential_2027_SC B_GWh_After Competition Groups_Comprehensive Draft Proofing
Residential | Res ¦ Energy Star Torchiere | 2027 | SC B | GWh | After Competition Groups | 110.7785 | 1836114.93 | 1.8361 | 3450.1596 | 0.032108 | 11 | Residential_2027_SC B_GWh_After Competition Groups_11 | Energy Star Torchiere | 3.211% | 1.8361 | 110.7785 | Residential_2027_SC B_GWh_After Competition Groups_Energy Star Torchiere
Residential | Res ¦ Air Sealing | 2027 | SC B | GWh | After Competition Groups | 75.0319 | 4401250.4436 | 4.4013 | 3450.1596 | 0.021747 | 12 | Residential_2027_SC B_GWh_After Competition Groups_12 | Air Sealing | 2.175% | 4.4013 | 75.0319 | Residential_2027_SC B_GWh_After Competition Groups_Air Sealing
Residential | Res ¦ LED Parking Lot Fixture | 2027 | SC B | GWh | After Competition Groups | 71.657 | 1497543.8371 | 1.4975 | 3450.1596 | 0.020769 | 13 | Residential_2027_SC B_GWh_After Competition Groups_13 | LED Parking Lot Fixture | 2.077% | 1.4975 | 71.657 | Residential_2027_SC B_GWh_After Competition Groups_LED Parking Lot Fixture
Residential | Res ¦ Occupancy Sensors MF | 2027 | SC B | GWh | After Competition Groups | 69.6136 | 32306.2673 | 0.032306 | 3450.1596 | 0.020177 | 14 | Residential_2027_SC B_GWh_After Competition Groups_14 | Occupancy Sensors MF | 2.018% | 0.032306 | 69.6136 | Residential_2027_SC B_GWh_After Competition Groups_Occupancy Sensors MF
Residential | Res ¦ Refrigerator Recycling | 2027 | SC B | GWh | After Competition Groups | 58.4547 | 2186570.6593 | 2.1866 | 3450.1596 | 0.016943 | 15 | Residential_2027_SC B_GWh_After Competition Groups_15 | Refrigerator Recycling | 1.694% | 2.1866 | 58.4547 | Residential_2027_SC B_GWh_After Competition Groups_Refrigerator Recycling
Residential | Res ¦ Energy Star Air Source Heat Pump | 2027 | SC B | GWh | After Competition Groups | 53.6869 | 2906360.5856 | 2.9064 | 3450.1596 | 0.015561 | 16 | Residential_2027_SC B_GWh_After Competition Groups_16 | Energy Star Air Source Heat Pump | 1.556% | 2.9064 | 53.6869 | Residential_2027_SC B_GWh_After Competition Groups_Energy Star Air Source Heat Pump
Residential | Res ¦ Clothes Drying Racks | 2027 | SC B | GWh | After Competition Groups | 53.3595 | 9448099.2908 | 9.4481 | 3450.1596 | 0.015466 | 17 | Residential_2027_SC B_GWh_After Competition Groups_17 | Clothes Drying Racks | 1.547% | 9.4481 | 53.3595 | Residential_2027_SC B_GWh_After Competition Groups_Clothes Drying Racks
Residential | Res ¦ Freezer Recycling | 2027 | SC B | GWh | After Competition Groups | 51.1794 | 47127894.3941 | 47.1279 | 3450.1596 | 0.014834 | 18 | Residential_2027_SC B_GWh_After Competition Groups_18 | Freezer Recycling | 1.483% | 47.1279 | 51.1794 | Residential_2027_SC B_GWh_After Competition Groups_Freezer Recycling
Residential | Res ¦ Energy Star Clothes Dryer | 2027 | SC B | GWh | After Competition Groups | 49.1436 | 5320503.9199 | 5.3205 | 3450.1596 | 0.014244 | 19 | Residential_2027_SC B_GWh_After Competition Groups_19 | Energy Star Clothes Dryer | 1.424% | 5.3205 | 49.1436 | Residential_2027_SC B_GWh_After Competition Groups_Energy Star Clothes Dryer
Residential | Res ¦ Energy Star Light Fixture | 2027 | SC B | GWh | After Competition Groups | 44.3833 | 3832737.4813 | 3.8327 | 3450.1596 | 0.012864 | 20 | Residential_2027_SC B_GWh_After Competition Groups_20 | Energy Star Light Fixture | 1.286% | 3.8327 | 44.3833 | Residential_2027_SC B_GWh_After Competition Groups_Energy Star Light Fixture
Residential | Res ¦ Basement Wall Insulation | 2027 | SC B | GWh | After Competition Groups | 39.3897 | 1878022.589 | 1.878 | 3450.1596 | 0.011417 | 21 | Residential_2027_SC B_GWh_After Competition Groups_21 | Basement Wall Insulation | 1.142% | 1.878 | 39.3897 | Residential_2027_SC B_GWh_After Competition Groups_Basement Wall Insulation
Residential | Res ¦ Advanced BAS/Controllers | 2027 | SC B | GWh | After Competition Groups | 32.6373 | 1284207.5011 | 1.2842 | 3450.1596 | 0.0094596 | 22 | Residential_2027_SC B_GWh_After Competition Groups_22 | Advanced BAS/Controllers | 0.946% | 1.2842 | 32.6373 | Residential_2027_SC B_GWh_After Competition Groups_Advanced BAS/Controllers
Residential | Res ¦ LED Exterior Area Lights - LED Fixture (200W) | 2027 | SC B | GWh | After Competition Groups | 31.6696 | 1203381.3785 | 1.2034 | 3450.1596 | 0.0091792 | 23 | Residential_2027_SC B_GWh_After Competition Groups_23 | LED Exterior Area Lights - LED Fixture (200W) | 0.9179% | 1.2034 | 31.6696 | Residential_2027_SC B_GWh_After Competition Groups_LED Exterior Area Lights - LED Fixture (200W)
Residential | Res ¦ Attic Insulation | 2027 | SC B | GWh | After Competition Groups | 30.3811 | 3284696.3146 | 3.2847 | 3450.1596 | 0.0088057 | 24 | Residential_2027_SC B_GWh_After Competition Groups_24 | Attic Insulation | 0.8806% | 3.2847 | 30.3811 | Residential_2027_SC B_GWh_After Competition Groups_Attic Insulation
Residential | Res ¦ Furnace Whistle | 2027 | SC B | GWh | After Competition Groups | 28.1069 | 51348.1641 | 0.051348 | 3450.1596 | 0.0081466 | 25 | Residential_2027_SC B_GWh_After Competition Groups_25 | Furnace Whistle | 0.8147% | 0.051348 | 28.1069 | Residential_2027_SC B_GWh_After Competition Groups_Furnace Whistle
Residential | Res ¦ Energy Star Room Air Conditioner | 2027 | SC B | GWh | After Competition Groups | 26.5999 | 2141586.6305 | 2.1416 | 3450.1596 | 0.0077098 | 26 | Residential_2027_SC B_GWh_After Competition Groups_26 | Energy Star Room Air Conditioner | 0.771% | 2.1416 | 26.5999 | Residential_2027_SC B_GWh_After Competition Groups_Energy Star Room Air Conditioner
Residential | Res ¦ Energy Star Freezer | 2027 | SC B | GWh | After Competition Groups | 24.3727 | 3185604.0441 | 3.1856 | 3450.1596 | 0.0070642 | 27 | Residential_2027_SC B_GWh_After Competition Groups_27 | Energy Star Freezer | 0.7064% | 3.1856 | 24.3727 | Residential_2027_SC B_GWh_After Competition Groups_Energy Star Freezer
Residential | Res ¦ Outside Air Economizer | 2027 | SC B | GWh | After Competition Groups | 22.6284 | 278348.9976 | 0.27835 | 3450.1596 | 0.0065587 | 28 | Residential_2027_SC B_GWh_After Competition Groups_28 | Outside Air Economizer | 0.6559% | 0.27835 | 22.6284 | Residential_2027_SC B_GWh_After Competition Groups_Outside Air Economizer
Residential | Res ¦ LED Tube Re-Lamp | 2027 | SC B | GWh | After Competition Groups | 22.0366 | 775424.3586 | 0.77542 | 3450.1596 | 0.0063871 | 29 | Residential_2027_SC B_GWh_After Competition Groups_29 | LED Tube Re-Lamp | 0.6387% | 0.77542 | 22.0366 | Residential_2027_SC B_GWh_After Competition Groups_LED Tube Re-Lamp
Residential | Res ¦ Demand Control Ventilation | 2027 | SC B | GWh | After Competition Groups | 15.0515 | 734499.3222 | 0.7345 | 3450.1596 | 0.0043626 | 30 | Residential_2027_SC B_GWh_After Competition Groups_30 | Demand Control Ventilation | 0.4363% | 0.7345 | 15.0515 | Residential_2027_SC B_GWh_After Competition Groups_Demand Control Ventilation
Residential | Res ¦ Minimize Hot and Warm Clothes Wash | 2027 | SC B | GWh | After Competition Groups | 14.1639 | 0 | 0 | 3450.1596 | 0.0041053 | 31 | Residential_2027_SC B_GWh_After Competition Groups_31 | Minimize Hot and Warm Clothes Wash | 0.4105% | 0 | 14.1639 | Residential_2027_SC B_GWh_After Competition Groups_Minimize Hot and Warm Clothes Wash
Residential | Res ¦ ENERGY STAR LED LAMPS (REFLECTOR LAMPs/MR16/PAR 16) | 2027 | SC B | GWh | After Competition Groups | 13.9378 | 159680.681 | 0.15968 | 3450.1596 | 0.0040398 | 32 | Residential_2027_SC B_GWh_After Competition Groups_32 | ENERGY STAR LED LAMPS (REFLECTOR LAMPs/MR16/PAR 16) | 0.404% | 0.15968 | 13.9378 | Residential_2027_SC B_GWh_After Competition Groups_ENERGY STAR LED LAMPS (REFLECTOR LAMPs/MR16/PAR 16)
Residential | Res ¦ Energy Star Dehumidifier | 2027 | SC B | GWh | After Competition Groups | 13.7301 | 3429415.6209 | 3.4294 | 3450.1596 | 0.0039796 | 33 | Residential_2027_SC B_GWh_After Competition Groups_33 | Energy Star Dehumidifier | 0.398% | 3.4294 | 13.7301 | Residential_2027_SC B_GWh_After Competition Groups_Energy Star Dehumidifier
Residential | Res ¦ Variable Frequency Drive (VFD) | 2027 | SC B | GWh | After Competition Groups | 11.9224 | 311755.5169 | 0.31176 | 3450.1596 | 0.0034556 | 34 | Residential_2027_SC B_GWh_After Competition Groups_34 | Variable Frequency Drive (VFD) | 0.3456% | 0.31176 | 11.9224 | Residential_2027_SC B_GWh_After Competition Groups_Variable Frequency Drive (VFD)
Residential | Res ¦ CO Sensors for parking garage exhaust fans | 2027 | SC B | GWh | After Competition Groups | 11.688 | 549789.0831 | 0.54979 | 3450.1596 | 0.0033877 | 35 | Residential_2027_SC B_GWh_After Competition Groups_35 | CO Sensors for parking garage exhaust fans | 0.3388% | 0.54979 | 11.688 | Residential_2027_SC B_GWh_After Competition Groups_CO Sensors for parking garage exhaust fans
Residential | Res ¦ Home Energy Reports | 2027 | SC B | GWh | After Competition Groups | 9.7625 | 534565.374 | 0.53457 | 3450.1596 | 0.0028296 | 36 | Residential_2027_SC B_GWh_After Competition Groups_36 | Home Energy Reports | 0.283% | 0.53457 | 9.7625 | Residential_2027_SC B_GWh_After Competition Groups_Home Energy Reports
Residential | Res ¦ High Efficiency Chiller (avg of water and air cooled) | 2027 | SC B | GWh | After Competition Groups | 9.6462 | 178377.8718 | 0.17838 | 3450.1596 | 0.0027959 | 37 | Residential_2027_SC B_GWh_After Competition Groups_37 | High Efficiency Chiller (avg of water and air cooled) | 0.2796% | 0.17838 | 9.6462 | Residential_2027_SC B_GWh_After Competition Groups_High Efficiency Chiller (avg of water and air cooled)
Residential | Res ¦ Water Heater Temperature Setback | 2027 | SC B | GWh | After Competition Groups | 8.9095 | 51701.6798 | 0.051702 | 3450.1596 | 0.0025823 | 38 | Residential_2027_SC B_GWh_After Competition Groups_38 | Water Heater Temperature Setback | 0.2582% | 0.051702 | 8.9095 | Residential_2027_SC B_GWh_After Competition Groups_Water Heater Temperature Setback
Residential | Res ¦ Floor Insulation | 2027 | SC B | GWh | After Competition Groups | 7.9592 | 1345476.2154 | 1.3455 | 3450.1596 | 0.0023069 | 39 | Residential_2027_SC B_GWh_After Competition Groups_39 | Floor Insulation | 0.2307% | 1.3455 | 7.9592 | Residential_2027_SC B_GWh_After Competition Groups_Floor Insulation
Residential | Res ¦ Heat Recovery Ventilator | 2027 | SC B | GWh | After Competition Groups | 7.0526 | 3110666.7173 | 3.1107 | 3450.1596 | 0.0020441 | 40 | Residential_2027_SC B_GWh_After Competition Groups_40 | Heat Recovery Ventilator | 0.2044% | 3.1107 | 7.0526 | Residential_2027_SC B_GWh_After Competition Groups_Heat Recovery Ventilator
Residential | Res ¦ Duct Insulation | 2027 | SC B | GWh | After Competition Groups | 7.0256 | 1102033.6823 | 1.102 | 3450.1596 | 0.0020363 | 41 | Residential_2027_SC B_GWh_After Competition Groups_41 | Duct Insulation | 0.2036% | 1.102 | 7.0256 | Residential_2027_SC B_GWh_After Competition Groups_Duct Insulation
Residential | Res ¦ Condensing Make Up Air Unit | 2027 | SC B | GWh | After Competition Groups | 5.6604 | 1090390.7615 | 1.0904 | 3450.1596 | 0.0016406 | 42 | Residential_2027_SC B_GWh_After Competition Groups_42 | Condensing Make Up Air Unit | 0.1641% | 1.0904 | 5.6604 | Residential_2027_SC B_GWh_After Competition Groups_Condensing Make Up Air Unit
Residential | Res ¦ Tankless Water Heater | 2027 | SC B | GWh | After Competition Groups | 3.9794 | 984078.414 | 0.98408 | 3450.1596 | 0.0011534 | 43 | Residential_2027_SC B_GWh_After Competition Groups_43 | Tankless Water Heater | 0.1153% | 0.98408 | 3.9794 | Residential_2027_SC B_GWh_After Competition Groups_Tankless Water Heater
Residential | Res ¦ VFD on Pumps | 2027 | SC B | GWh | After Competition Groups | 3.6662 | 116780.0432 | 0.11678 | 3450.1596 | 0.0010626 | 44 | Residential_2027_SC B_GWh_After Competition Groups_44 | VFD on Pumps | 0.1063% | 0.11678 | 3.6662 | Residential_2027_SC B_GWh_After Competition Groups_VFD on Pumps
Residential | Res ¦ ENERGY STAR LED Lamps (General Service Lamps) | 2027 | SC B | GWh | After Competition Groups | 3.17 | 33966.1208 | 0.033966 | 3450.1596 | 0.0009188 | 45 | Residential_2027_SC B_GWh_After Competition Groups_45 | ENERGY STAR LED Lamps (General Service Lamps) | 0.09188% | 0.033966 | 3.17 | Residential_2027_SC B_GWh_After Competition Groups_ENERGY STAR LED Lamps (General Service Lamps)
Residential | Res ¦ Duct Insulation MF | 2027 | SC B | GWh | After Competition Groups | 3.0694 | 858882.2364 | 0.85888 | 3450.1596 | 0.00088964 | 46 | Residential_2027_SC B_GWh_After Competition Groups_46 | Duct Insulation MF | 0.08896% | 0.85888 | 3.0694 | Residential_2027_SC B_GWh_After Competition Groups_Duct Insulation MF
Residential | Res ¦ ECM MOTORS FOR HVAC APPLICATION (FAN-POWERED VAV BOX) | 2027 | SC B | GWh | After Competition Groups | 1.8421 | 60670.9963 | 0.060671 | 3450.1596 | 0.00053393 | 47 | Residential_2027_SC B_GWh_After Competition Groups_47 | ECM MOTORS FOR HVAC APPLICATION (FAN-POWERED VAV BOX) | 0.05339% | 0.060671 | 1.8421 | Residential_2027_SC B_GWh_After Competition Groups_ECM MOTORS FOR HVAC APPLICATION (FAN-POWERED VAV BOX)
Residential | Res ¦ Beverage Vending Machine Controls | 2027 | SC B | GWh | After Competition Groups | 1.1416 | 26426.6203 | 0.026427 | 3450.1596 | 0.00033088 | 48 | Residential_2027_SC B_GWh_After Competition Groups_48 | Beverage Vending Machine Controls | 0.03309% | 0.026427 | 1.1416 | Residential_2027_SC B_GWh_After Competition Groups_Beverage Vending Machine Controls
Residential | Res ¦ LED High Bay Fixture | 2027 | SC B | GWh | After Competition Groups | 0.15388 | 33704.5988 | 0.033705 | 3450.1596 | 4.4602e-05 | 49 | Residential_2027_SC B_GWh_After Competition Groups_49 | LED High Bay Fixture | 0.00446% | 0.033705 | 0.15388 | Residential_2027_SC B_GWh_After Competition Groups_LED High Bay Fixture
Residential | Res ¦ Chilled Water Optimization | 2027 | SC B | GWh | After Competition Groups | 0.13981 | 194.908 | 0.00019491 | 3450.1596 | 4.0522e-05 | 50 | Residential_2027_SC B_GWh_After Competition Groups_50 | Chilled Water Optimization | 0.004052% | 0.00019491 | 0.13981 | Residential_2027_SC B_GWh_After Competition Groups_Chilled Water Optimization
Residential | Res ¦ Wall Insulation | 2027 | SC B | GWh | After Competition Groups | 0.1144 | 0 | 0 | 3450.1596 | 3.3157e-05 | 51 | Residential_2027_SC B_GWh_After Competition Groups_51 | Wall Insulation | 0.003316% | 0 | 0.1144 | Residential_2027_SC B_GWh_After Competition Groups_Wall Insulation
Residential | Res ¦ Wall Insulation MF | 2027 | SC B | GWh | After Competition Groups | 0.0069385 | 0 | 0 | 3450.1596 | 2.0111e-06 | 52 | Residential_2027_SC B_GWh_After Competition Groups_52 | Wall Insulation MF | 0.0002011% | 0 | 0.0069385 | Residential_2027_SC B_GWh_After Competition Groups_Wall Insulation MF
Residential | Res ¦ Heavy Duty Outdoor/Holiday Plug-in Timers | 2027 | SC B | GWh | After Competition Groups | 0 | 0 | 0 | 3450.1596 | 0 | 53 | Residential_2027_SC B_GWh_After Competition Groups_53 | Heavy Duty Outdoor/Holiday Plug-in Timers | 0% | 0 | 0 | Residential_2027_SC B_GWh_After Competition Groups_Heavy Duty Outdoor/Holiday Plug-in Timers
Residential | Res ¦ LED Downlight | 2027 | SC B | GWh | After Competition Groups | 0 | 0 | 0 | 3450.1596 | 0 | 54 | Residential_2027_SC B_GWh_After Competition Groups_54 | LED Downlight | 0% | 0 | 0 | Residential_2027_SC B_GWh_After Competition Groups_LED Downlight
Residential | Res ¦ Smart Burners | 2027 | SC B | GWh | After Competition Groups | 0 | 0 | 0 | 3450.1596 | 0 | 55 | Residential_2027_SC B_GWh_After Competition Groups_55 | Smart Burners | 0% | 0 | 0 | Residential_2027_SC B_GWh_After Competition Groups_Smart Burners
Residential | Res ¦ Smart Power Bar | 2027 | SC B | GWh | After Competition Groups | 0 | 0 | 0 | 3450.1596 | 0 | 56 | Residential_2027_SC B_GWh_After Competition Groups_56 | Smart Power Bar | 0% | 0 | 0 | Residential_2027_SC B_GWh_After Competition Groups_Smart Power Bar
Residential | Res ¦ Energy Star LED Specialty Bulbs | 2027 | SC C | GWh | After Competition Groups | 480.2609 | 42471.6607 | 0.042472 | 2431.6113 | 0.19751 | 1 | Residential_2027_SC C_GWh_After Competition Groups_1 | Energy Star LED Specialty Bulbs | 19.75% | 0.042472 | 480.2609 | Residential_2027_SC C_GWh_After Competition Groups_Energy Star LED Specialty Bulbs
Residential | Res ¦ Energy Star Clothes Washer | 2027 | SC C | GWh | After Competition Groups | 311.6782 | 16580248.9755 | 16.5802 | 2431.6113 | 0.12818 | 2 | Residential_2027_SC C_GWh_After Competition Groups_2 | Energy Star Clothes Washer | 12.82% | 16.5802 | 311.6782 | Residential_2027_SC C_GWh_After Competition Groups_Energy Star Clothes Washer
Residential | Res ¦ Energy Star A Line, PAR, MR Lamps | 2027 | SC C | GWh | After Competition Groups | 191.2986 | 16724.6796 | 0.016725 | 2431.6113 | 0.078672 | 3 | Residential_2027_SC C_GWh_After Competition Groups_3 | Energy Star A Line, PAR, MR Lamps | 7.867% | 0.016725 | 191.2986 | Residential_2027_SC C_GWh_After Competition Groups_Energy Star A Line, PAR, MR Lamps
Residential | Res ¦ Ductless Mini-Split Heat Pump | 2027 | SC C | GWh | After Competition Groups | 159.852 | 3956050.0509 | 3.9561 | 2431.6113 | 0.065739 | 4 | Residential_2027_SC C_GWh_After Competition Groups_4 | Ductless Mini-Split Heat Pump | 6.574% | 3.9561 | 159.852 | Residential_2027_SC C_GWh_After Competition Groups_Ductless Mini-Split Heat Pump
Residential | Res ¦ Variable Speed Pool Pump Motor | 2027 | SC C | GWh | After Competition Groups | 127.427 | 5653706.162 | 5.6537 | 2431.6113 | 0.052404 | 5 | Residential_2027_SC C_GWh_After Competition Groups_5 | Variable Speed Pool Pump Motor | 5.24% | 5.6537 | 127.427 | Residential_2027_SC C_GWh_After Competition Groups_Variable Speed Pool Pump Motor
Residential | Res ¦ Car Block Heater Timer | 2027 | SC C | GWh | After Competition Groups | 120.2099 | 402722.6204 | 0.40272 | 2431.6113 | 0.049436 | 6 | Residential_2027_SC C_GWh_After Competition Groups_6 | Car Block Heater Timer | 4.944% | 0.40272 | 120.2099 | Residential_2027_SC C_GWh_After Competition Groups_Car Block Heater Timer
Residential | Res ¦ Energy Star LED Bulbs General Purpose LEDs | 2027 | SC C | GWh | After Competition Groups | 104.4882 | 0 | 0 | 2431.6113 | 0.042971 | 7 | Residential_2027_SC C_GWh_After Competition Groups_7 | Energy Star LED Bulbs General Purpose LEDs | 4.297% | 0 | 104.4882 | Residential_2027_SC C_GWh_After Competition Groups_Energy Star LED Bulbs General Purpose LEDs
Residential | Res ¦ Adaptive Thermostat | 2027 | SC C | GWh | After Competition Groups | 99.2296 | 5729891.5011 | 5.7299 | 2431.6113 | 0.040808 | 8 | Residential_2027_SC C_GWh_After Competition Groups_8 | Adaptive Thermostat | 4.081% | 5.7299 | 99.2296 | Residential_2027_SC C_GWh_After Competition Groups_Adaptive Thermostat
Residential | Res ¦ Building Recommissioning, Operations and Maintenance (O&M) Improvements | 2027 | SC C | GWh | After Competition Groups | 98.7536 | 172667.3028 | 0.17267 | 2431.6113 | 0.040612 | 9 | Residential_2027_SC C_GWh_After Competition Groups_9 | Building Recommissioning, Operations and Maintenance (O&M) Improvements | 4.061% | 0.17267 | 98.7536 | Residential_2027_SC C_GWh_After Competition Groups_Building Recommissioning, Operations and Maintenance (O&M) Improvements
Residential | Res ¦ Energy Star Torchiere | 2027 | SC C | GWh | After Competition Groups | 72.206 | 1198326.1317 | 1.1983 | 2431.6113 | 0.029695 | 10 | Residential_2027_SC C_GWh_After Competition Groups_10 | Energy Star Torchiere | 2.969% | 1.1983 | 72.206 | Residential_2027_SC C_GWh_After Competition Groups_Energy Star Torchiere
Residential | Res ¦ Air Sealing | 2027 | SC C | GWh | After Competition Groups | 68.7281 | 4402598.0655 | 4.4026 | 2431.6113 | 0.028264 | 11 | Residential_2027_SC C_GWh_After Competition Groups_11 | Air Sealing | 2.826% | 4.4026 | 68.7281 | Residential_2027_SC C_GWh_After Competition Groups_Air Sealing
Residential | Res ¦ LED Parking Lot Fixture | 2027 | SC C | GWh | After Competition Groups | 64.1438 | 0 | 0 | 2431.6113 | 0.026379 | 12 | Residential_2027_SC C_GWh_After Competition Groups_12 | LED Parking Lot Fixture | 2.638% | 0 | 64.1438 | Residential_2027_SC C_GWh_After Competition Groups_LED Parking Lot Fixture
Residential | Res ¦ Comprehensive Draft Proofing | 2027 | SC C | GWh | After Competition Groups | 50.2273 | 0 | 0 | 2431.6113 | 0.020656 | 13 | Residential_2027_SC C_GWh_After Competition Groups_13 | Comprehensive Draft Proofing | 2.066% | 0 | 50.2273 | Residential_2027_SC C_GWh_After Competition Groups_Comprehensive Draft Proofing
Residential | Res ¦ Energy Star Clothes Dryer | 2027 | SC C | GWh | After Competition Groups | 49.1586 | 5323030.7272 | 5.323 | 2431.6113 | 0.020216 | 14 | Residential_2027_SC C_GWh_After Competition Groups_14 | Energy Star Clothes Dryer | 2.022% | 5.323 | 49.1586 | Residential_2027_SC C_GWh_After Competition Groups_Energy Star Clothes Dryer
Residential | Res ¦ Energy Star Light Fixture | 2027 | SC C | GWh | After Competition Groups | 40.3614 | 3525385.3445 | 3.5254 | 2431.6113 | 0.016599 | 15 | Residential_2027_SC C_GWh_After Competition Groups_15 | Energy Star Light Fixture | 1.66% | 3.5254 | 40.3614 | Residential_2027_SC C_GWh_After Competition Groups_Energy Star Light Fixture
Residential | Res ¦ Basement Wall Insulation | 2027 | SC C | GWh | After Competition Groups | 39.3952 | 1878489.0745 | 1.8785 | 2431.6113 | 0.016201 | 16 | Residential_2027_SC C_GWh_After Competition Groups_16 | Basement Wall Insulation | 1.62% | 1.8785 | 39.3952 | Residential_2027_SC C_GWh_After Competition Groups_Basement Wall Insulation
Residential | Res ¦ Energy Star Air Source Heat Pump | 2027 | SC C | GWh | After Competition Groups | 33.1519 | 1719775.1864 | 1.7198 | 2431.6113 | 0.013634 | 17 | Residential_2027_SC C_GWh_After Competition Groups_17 | Energy Star Air Source Heat Pump | 1.363% | 1.7198 | 33.1519 | Residential_2027_SC C_GWh_After Competition Groups_Energy Star Air Source Heat Pump
Residential | Res ¦ LED Exterior Area Lights - LED Fixture (200W) | 2027 | SC C | GWh | After Competition Groups | 31.6696 | 1203501.7287 | 1.2035 | 2431.6113 | 0.013024 | 18 | Residential_2027_SC C_GWh_After Competition Groups_18 | LED Exterior Area Lights - LED Fixture (200W) | 1.302% | 1.2035 | 31.6696 | Residential_2027_SC C_GWh_After Competition Groups_LED Exterior Area Lights - LED Fixture (200W)
Residential | Res ¦ Occupancy Sensors MF | 2027 | SC C | GWh | After Competition Groups | 30.3694 | 21239.2211 | 0.021239 | 2431.6113 | 0.012489 | 19 | Residential_2027_SC C_GWh_After Competition Groups_19 | Occupancy Sensors MF | 1.249% | 0.021239 | 30.3694 | Residential_2027_SC C_GWh_After Competition Groups_Occupancy Sensors MF
Residential | Res ¦ Attic Insulation | 2027 | SC C | GWh | After Competition Groups | 29.7032 | 3286188.1587 | 3.2862 | 2431.6113 | 0.012215 | 20 | Residential_2027_SC C_GWh_After Competition Groups_20 | Attic Insulation | 1.222% | 3.2862 | 29.7032 | Residential_2027_SC C_GWh_After Competition Groups_Attic Insulation
Residential | Res ¦ Refrigerator Recycling | 2027 | SC C | GWh | After Competition Groups | 25.8867 | 1437488.2561 | 1.4375 | 2431.6113 | 0.010646 | 21 | Residential_2027_SC C_GWh_After Competition Groups_21 | Refrigerator Recycling | 1.065% | 1.4375 | 25.8867 | Residential_2027_SC C_GWh_After Competition Groups_Refrigerator Recycling
Residential | Res ¦ LED Tube Re-Lamp | 2027 | SC C | GWh | After Competition Groups | 22.0366 | 775501.9088 | 0.7755 | 2431.6113 | 0.0090626 | 22 | Residential_2027_SC C_GWh_After Competition Groups_22 | LED Tube Re-Lamp | 0.9063% | 0.7755 | 22.0366 | Residential_2027_SC C_GWh_After Competition Groups_LED Tube Re-Lamp
Residential | Res ¦ Energy Star Room Air Conditioner | 2027 | SC C | GWh | After Competition Groups | 21.0576 | 1657403.3361 | 1.6574 | 2431.6113 | 0.0086599 | 23 | Residential_2027_SC C_GWh_After Competition Groups_23 | Energy Star Room Air Conditioner | 0.866% | 1.6574 | 21.0576 | Residential_2027_SC C_GWh_After Competition Groups_Energy Star Room Air Conditioner
Residential | Res ¦ Energy Star Freezer | 2027 | SC C | GWh | After Competition Groups | 18.7106 | 2533837.8401 | 2.5338 | 2431.6113 | 0.0076947 | 24 | Residential_2027_SC C_GWh_After Competition Groups_24 | Energy Star Freezer | 0.7695% | 2.5338 | 18.7106 | Residential_2027_SC C_GWh_After Competition Groups_Energy Star Freezer
Residential | Res ¦ Advanced BAS/Controllers | 2027 | SC C | GWh | After Competition Groups | 14.4538 | 844253.6395 | 0.84425 | 2431.6113 | 0.0059441 | 25 | Residential_2027_SC C_GWh_After Competition Groups_25 | Advanced BAS/Controllers | 0.5944% | 0.84425 | 14.4538 | Residential_2027_SC C_GWh_After Competition Groups_Advanced BAS/Controllers
Residential | Res ¦ Minimize Hot and Warm Clothes Wash | 2027 | SC C | GWh | After Competition Groups | 14.1639 | 0 | 0 | 2431.6113 | 0.0058249 | 26 | Residential_2027_SC C_GWh_After Competition Groups_26 | Minimize Hot and Warm Clothes Wash | 0.5825% | 0 | 14.1639 | Residential_2027_SC C_GWh_After Competition Groups_Minimize Hot and Warm Clothes Wash
Residential | Res ¦ ENERGY STAR LED LAMPS (REFLECTOR LAMPs/MR16/PAR 16) | 2027 | SC C | GWh | After Competition Groups | 13.9378 | 159696.6506 | 0.1597 | 2431.6113 | 0.0057319 | 27 | Residential_2027_SC C_GWh_After Competition Groups_27 | ENERGY STAR LED LAMPS (REFLECTOR LAMPs/MR16/PAR 16) | 0.5732% | 0.1597 | 13.9378 | Residential_2027_SC C_GWh_After Competition Groups_ENERGY STAR LED LAMPS (REFLECTOR LAMPs/MR16/PAR 16)
Residential | Res ¦ Outside Air Economizer | 2027 | SC C | GWh | After Competition Groups | 13.6738 | 210783.3024 | 0.21078 | 2431.6113 | 0.0056234 | 28 | Residential_2027_SC C_GWh_After Competition Groups_28 | Outside Air Economizer | 0.5623% | 0.21078 | 13.6738 | Residential_2027_SC C_GWh_After Competition Groups_Outside Air Economizer
Residential | Res ¦ Furnace Whistle | 2027 | SC C | GWh | After Competition Groups | 12.4461 | 33757.9668 | 0.033758 | 2431.6113 | 0.0051184 | 29 | Residential_2027_SC C_GWh_After Competition Groups_29 | Furnace Whistle | 0.5118% | 0.033758 | 12.4461 | Residential_2027_SC C_GWh_After Competition Groups_Furnace Whistle
Residential | Res ¦ Home Energy Reports | 2027 | SC C | GWh | After Competition Groups | 9.7625 | 534565.374 | 0.53457 | 2431.6113 | 0.0040148 | 30 | Residential_2027_SC C_GWh_After Competition Groups_30 | Home Energy Reports | 0.4015% | 0.53457 | 9.7625 | Residential_2027_SC C_GWh_After Competition Groups_Home Energy Reports
Residential | Res ¦ High Efficiency Chiller (avg of water and air cooled) | 2027 | SC C | GWh | After Competition Groups | 9.3494 | 173519.5014 | 0.17352 | 2431.6113 | 0.003845 | 31 | Residential_2027_SC C_GWh_After Competition Groups_31 | High Efficiency Chiller (avg of water and air cooled) | 0.3845% | 0.17352 | 9.3494 | Residential_2027_SC C_GWh_After Competition Groups_High Efficiency Chiller (avg of water and air cooled)
Residential | Res ¦ Demand Control Ventilation | 2027 | SC C | GWh | After Competition Groups | 6.6661 | 482813.5258 | 0.48281 | 2431.6113 | 0.0027414 | 32 | Residential_2027_SC C_GWh_After Competition Groups_32 | Demand Control Ventilation | 0.2741% | 0.48281 | 6.6661 | Residential_2027_SC C_GWh_After Competition Groups_Demand Control Ventilation
Residential | Res ¦ Floor Insulation | 2027 | SC C | GWh | After Competition Groups | 6.2429 | 1346570.0852 | 1.3466 | 2431.6113 | 0.0025674 | 33 | Residential_2027_SC C_GWh_After Competition Groups_33 | Floor Insulation | 0.2567% | 1.3466 | 6.2429 | Residential_2027_SC C_GWh_After Competition Groups_Floor Insulation
Residential | Res ¦ CO Sensors for parking garage exhaust fans | 2027 | SC C | GWh | After Competition Groups | 5.5549 | 358429.0664 | 0.35843 | 2431.6113 | 0.0022845 | 34 | Residential_2027_SC C_GWh_After Competition Groups_34 | CO Sensors for parking garage exhaust fans | 0.2284% | 0.35843 | 5.5549 | Residential_2027_SC C_GWh_After Competition Groups_CO Sensors for parking garage exhaust fans
Residential | Res ¦ Energy Star Dehumidifier | 2027 | SC C | GWh | After Competition Groups | 5.3933 | 1524298.144 | 1.5243 | 2431.6113 | 0.002218 | 35 | Residential_2027_SC C_GWh_After Competition Groups_35 | Energy Star Dehumidifier | 0.2218% | 1.5243 | 5.3933 | Residential_2027_SC C_GWh_After Competition Groups_Energy Star Dehumidifier
Residential | Res ¦ Variable Frequency Drive (VFD) | 2027 | SC C | GWh | After Competition Groups | 5.2796 | 204955.5252 | 0.20496 | 2431.6113 | 0.0021712 | 36 | Residential_2027_SC C_GWh_After Competition Groups_36 | Variable Frequency Drive (VFD) | 0.2171% | 0.20496 | 5.2796 | Residential_2027_SC C_GWh_After Competition Groups_Variable Frequency Drive (VFD)
Residential | Res ¦ Condensing Make Up Air Unit | 2027 | SC C | GWh | After Competition Groups | 3.9618 | 750290.8595 | 0.75029 | 2431.6113 | 0.0016293 | 37 | Residential_2027_SC C_GWh_After Competition Groups_37 | Condensing Make Up Air Unit | 0.1629% | 0.75029 | 3.9618 | Residential_2027_SC C_GWh_After Competition Groups_Condensing Make Up Air Unit
Residential | Res ¦ Water Heater Temperature Setback | 2027 | SC C | GWh | After Competition Groups | 3.9453 | 33990.3002 | 0.03399 | 2431.6113 | 0.0016225 | 38 | Residential_2027_SC C_GWh_After Competition Groups_38 | Water Heater Temperature Setback | 0.1622% | 0.03399 | 3.9453 | Residential_2027_SC C_GWh_After Competition Groups_Water Heater Temperature Setback
Residential | Res ¦ ENERGY STAR LED Lamps (General Service Lamps) | 2027 | SC C | GWh | After Competition Groups | 3.17 | 33969.5178 | 0.03397 | 2431.6113 | 0.0013037 | 39 | Residential_2027_SC C_GWh_After Competition Groups_39 | ENERGY STAR LED Lamps (General Service Lamps) | 0.1304% | 0.03397 | 3.17 | Residential_2027_SC C_GWh_After Competition Groups_ENERGY STAR LED Lamps (General Service Lamps)
Residential | Res ¦ Duct Insulation MF | 2027 | SC C | GWh | After Competition Groups | 2.815 | 859772.6938 | 0.85977 | 2431.6113 | 0.0011577 | 40 | Residential_2027_SC C_GWh_After Competition Groups_40 | Duct Insulation MF | 0.1158% | 0.85977 | 2.815 | Residential_2027_SC C_GWh_After Competition Groups_Duct Insulation MF
Residential | Res ¦ Tankless Water Heater | 2027 | SC C | GWh | After Competition Groups | 2.2728 | 572239.4893 | 0.57224 | 2431.6113 | 0.00093467 | 41 | Residential_2027_SC C_GWh_After Competition Groups_41 | Tankless Water Heater | 0.09347% | 0.57224 | 2.2728 | Residential_2027_SC C_GWh_After Competition Groups_Tankless Water Heater
Residential | Res ¦ Duct Insulation | 2027 | SC C | GWh | After Competition Groups | 2.1717 | 1105497.7658 | 1.1055 | 2431.6113 | 0.00089312 | 42 | Residential_2027_SC C_GWh_After Competition Groups_42 | Duct Insulation | 0.08931% | 1.1055 | 2.1717 | Residential_2027_SC C_GWh_After Competition Groups_Duct Insulation
Residential | Res ¦ Clothes Drying Racks | 2027 | SC C | GWh | After Competition Groups | 1.6349 | 0 | 0 | 2431.6113 | 0.00067234 | 43 | Residential_2027_SC C_GWh_After Competition Groups_43 | Clothes Drying Racks | 0.06723% | 0 | 1.6349 | Residential_2027_SC C_GWh_After Competition Groups_Clothes Drying Racks
Residential | Res ¦ VFD on Pumps | 2027 | SC C | GWh | After Competition Groups | 1.6235 | 76773.7426 | 0.076774 | 2431.6113 | 0.00066768 | 44 | Residential_2027_SC C_GWh_After Competition Groups_44 | VFD on Pumps | 0.06677% | 0.076774 | 1.6235 | Residential_2027_SC C_GWh_After Competition Groups_VFD on Pumps
Residential | Res ¦ Heat Recovery Ventilator | 2027 | SC C | GWh | After Competition Groups | 1.4686 | 1374706.1798 | 1.3747 | 2431.6113 | 0.00060397 | 45 | Residential_2027_SC C_GWh_After Competition Groups_45 | Heat Recovery Ventilator | 0.0604% | 1.3747 | 1.4686 | Residential_2027_SC C_GWh_After Competition Groups_Heat Recovery Ventilator
Residential | Res ¦ ECM MOTORS FOR HVAC APPLICATION (FAN-POWERED VAV BOX) | 2027 | SC C | GWh | After Competition Groups | 0.84551 | 38397.2938 | 0.038397 | 2431.6113 | 0.00034772 | 46 | Residential_2027_SC C_GWh_After Competition Groups_46 | ECM MOTORS FOR HVAC APPLICATION (FAN-POWERED VAV BOX) | 0.03477% | 0.038397 | 0.84551 | Residential_2027_SC C_GWh_After Competition Groups_ECM MOTORS FOR HVAC APPLICATION (FAN-POWERED VAV BOX)
Residential | Res ¦ Beverage Vending Machine Controls | 2027 | SC C | GWh | After Competition Groups | 0.50423 | 14618.6962 | 0.014619 | 2431.6113 | 0.00020737 | 47 | Residential_2027_SC C_GWh_After Competition Groups_47 | Beverage Vending Machine Controls | 0.02074% | 0.014619 | 0.50423 | Residential_2027_SC C_GWh_After Competition Groups_Beverage Vending Machine Controls
Residential | Res ¦ LED High Bay Fixture | 2027 | SC C | GWh | After Competition Groups | 0.15388 | 33707.9696 | 0.033708 | 2431.6113 | 6.3285e-05 | 48 | Residential_2027_SC C_GWh_After Competition Groups_48 | LED High Bay Fixture | 0.006328% | 0.033708 | 0.15388 | Residential_2027_SC C_GWh_After Competition Groups_LED High Bay Fixture
Residential | Res ¦ Chilled Water Optimization | 2027 | SC C | GWh | After Competition Groups | 0.099498 | 136.657 | 0.00013666 | 2431.6113 | 4.0919e-05 | 49 | Residential_2027_SC C_GWh_After Competition Groups_49 | Chilled Water Optimization | 0.004092% | 0.00013666 | 0.099498 | Residential_2027_SC C_GWh_After Competition Groups_Chilled Water Optimization
Residential | Res ¦ Wall Insulation | 2027 | SC C | GWh | After Competition Groups | 0.008147 | 0 | 0 | 2431.6113 | 3.3505e-06 | 50 | Residential_2027_SC C_GWh_After Competition Groups_50 | Wall Insulation | 0.000335% | 0 | 0.008147 | Residential_2027_SC C_GWh_After Competition Groups_Wall Insulation
Residential | Res ¦ Wall Insulation MF | 2027 | SC C | GWh | After Competition Groups | 0.006939 | 0 | 0 | 2431.6113 | 2.8536e-06 | 51 | Residential_2027_SC C_GWh_After Competition Groups_51 | Wall Insulation MF | 0.0002854% | 0 | 0.006939 | Residential_2027_SC C_GWh_After Competition Groups_Wall Insulation MF
Residential | Res ¦ Freezer Recycling | 2027 | SC C | GWh | After Competition Groups | 0.0014187 | 0 | 0 | 2431.6113 | 5.8344e-07 | 52 | Residential_2027_SC C_GWh_After Competition Groups_52 | Freezer Recycling | 5.834e-05% | 0 | 0.0014187 | Residential_2027_SC C_GWh_After Competition Groups_Freezer Recycling
Residential | Res ¦ Heavy Duty Outdoor/Holiday Plug-in Timers | 2027 | SC C | GWh | After Competition Groups | 0 | 0 | 0 | 2431.6113 | 0 | 53 | Residential_2027_SC C_GWh_After Competition Groups_53 | Heavy Duty Outdoor/Holiday Plug-in Timers | 0% | 0 | 0 | Residential_2027_SC C_GWh_After Competition Groups_Heavy Duty Outdoor/Holiday Plug-in Timers
Residential | Res ¦ LED Downlight | 2027 | SC C | GWh | After Competition Groups | 0 | 0 | 0 | 2431.6113 | 0 | 54 | Residential_2027_SC C_GWh_After Competition Groups_54 | LED Downlight | 0% | 0 | 0 | Residential_2027_SC C_GWh_After Competition Groups_LED Downlight
Residential | Res ¦ Smart Burners | 2027 | SC C | GWh | After Competition Groups | 0 | 0 | 0 | 2431.6113 | 0 | 55 | Residential_2027_SC C_GWh_After Competition Groups_55 | Smart Burners | 0% | 0 | 0 | Residential_2027_SC C_GWh_After Competition Groups_Smart Burners
Residential | Res ¦ Smart Power Bar | 2027 | SC C | GWh | After Competition Groups | 0 | 0 | 0 | 2431.6113 | 0 | 56 | Residential_2027_SC C_GWh_After Competition Groups_56 | Smart Power Bar | 0% | 0 | 0 | Residential_2027_SC C_GWh_After Competition Groups_Smart Power Bar
Residential | Res ¦ Energy Star LED Bulbs General Purpose LEDs | 2027 | SC D | GWh | After Competition Groups | 302.1843 | 0 | 0 | 1965.9377 | 0.15371 | 1 | Residential_2027_SC D_GWh_After Competition Groups_1 | Energy Star LED Bulbs General Purpose LEDs | 15.37% | 0 | 302.1843 | Residential_2027_SC D_GWh_After Competition Groups_Energy Star LED Bulbs General Purpose LEDs
Residential | Res ¦ Energy Star LED Specialty Bulbs | 2027 | SC D | GWh | After Competition Groups | 296.2302 | 0 | 0 | 1965.9377 | 0.15068 | 2 | Residential_2027_SC D_GWh_After Competition Groups_2 | Energy Star LED Specialty Bulbs | 15.07% | 0 | 296.2302 | Residential_2027_SC D_GWh_After Competition Groups_Energy Star LED Specialty Bulbs
Residential | Res ¦ Energy Star Clothes Washer | 2027 | SC D | GWh | After Competition Groups | 198.914 | 0 | 0 | 1965.9377 | 0.10118 | 3 | Residential_2027_SC D_GWh_After Competition Groups_3 | Energy Star Clothes Washer | 10.12% | 0 | 198.914 | Residential_2027_SC D_GWh_After Competition Groups_Energy Star Clothes Washer
Residential | Res ¦ Energy Star A Line, PAR, MR Lamps | 2027 | SC D | GWh | After Competition Groups | 191.7466 | 0 | 0 | 1965.9377 | 0.097534 | 4 | Residential_2027_SC D_GWh_After Competition Groups_4 | Energy Star A Line, PAR, MR Lamps | 9.753% | 0 | 191.7466 | Residential_2027_SC D_GWh_After Competition Groups_Energy Star A Line, PAR, MR Lamps
Residential | Res ¦ Ductless Mini-Split Heat Pump | 2027 | SC D | GWh | After Competition Groups | 159.855 | 0 | 0 | 1965.9377 | 0.081312 | 5 | Residential_2027_SC D_GWh_After Competition Groups_5 | Ductless Mini-Split Heat Pump | 8.131% | 0 | 159.855 | Residential_2027_SC D_GWh_After Competition Groups_Ductless Mini-Split Heat Pump
Residential | Res ¦ Building Recommissioning, Operations and Maintenance (O&M) Improvements | 2027 | SC D | GWh | After Competition Groups | 98.7536 | 0 | 0 | 1965.9377 | 0.050232 | 6 | Residential_2027_SC D_GWh_After Competition Groups_6 | Building Recommissioning, Operations and Maintenance (O&M) Improvements | 5.023% | 0 | 98.7536 | Residential_2027_SC D_GWh_After Competition Groups_Building Recommissioning, Operations and Maintenance (O&M) Improvements
Residential | Res ¦ Variable Speed Pool Pump Motor | 2027 | SC D | GWh | After Competition Groups | 80.877 | 0 | 0 | 1965.9377 | 0.041139 | 7 | Residential_2027_SC D_GWh_After Competition Groups_7 | Variable Speed Pool Pump Motor | 4.114% | 0 | 80.877 | Residential_2027_SC D_GWh_After Competition Groups_Variable Speed Pool Pump Motor
Residential | Res ¦ LED Parking Lot Fixture | 2027 | SC D | GWh | After Competition Groups | 64.1438 | 0 | 0 | 1965.9377 | 0.032628 | 8 | Residential_2027_SC D_GWh_After Competition Groups_8 | LED Parking Lot Fixture | 3.263% | 0 | 64.1438 | Residential_2027_SC D_GWh_After Competition Groups_LED Parking Lot Fixture
Residential | Res ¦ Energy Star Torchiere | 2027 | SC D | GWh | After Competition Groups | 63.9926 | 0 | 0 | 1965.9377 | 0.032551 | 9 | Residential_2027_SC D_GWh_After Competition Groups_9 | Energy Star Torchiere | 3.255% | 0 | 63.9926 | Residential_2027_SC D_GWh_After Competition Groups_Energy Star Torchiere
Residential | Res ¦ Adaptive Thermostat | 2027 | SC D | GWh | After Competition Groups | 59.5965 | 0 | 0 | 1965.9377 | 0.030315 | 10 | Residential_2027_SC D_GWh_After Competition Groups_10 | Adaptive Thermostat | 3.031% | 0 | 59.5965 | Residential_2027_SC D_GWh_After Competition Groups_Adaptive Thermostat
Residential | Res ¦ Comprehensive Draft Proofing | 2027 | SC D | GWh | After Competition Groups | 44.7467 | 0 | 0 | 1965.9377 | 0.022761 | 11 | Residential_2027_SC D_GWh_After Competition Groups_11 | Comprehensive Draft Proofing | 2.276% | 0 | 44.7467 | Residential_2027_SC D_GWh_After Competition Groups_Comprehensive Draft Proofing
Residential | Res ¦ Basement Wall Insulation | 2027 | SC D | GWh | After Competition Groups | 37.9179 | 0 | 0 | 1965.9377 | 0.019287 | 12 | Residential_2027_SC D_GWh_After Competition Groups_12 | Basement Wall Insulation | 1.929% | 0 | 37.9179 | Residential_2027_SC D_GWh_After Competition Groups_Basement Wall Insulation
Residential | Res ¦ Energy Star Air Source Heat Pump | 2027 | SC D | GWh | After Competition Groups | 33.1519 | 0 | 0 | 1965.9377 | 0.016863 | 13 | Residential_2027_SC D_GWh_After Competition Groups_13 | Energy Star Air Source Heat Pump | 1.686% | 0 | 33.1519 | Residential_2027_SC D_GWh_After Competition Groups_Energy Star Air Source Heat Pump
Residential | Res ¦ Occupancy Sensors MF | 2027 | SC D | GWh | After Competition Groups | 30.3694 | 0 | 0 | 1965.9377 | 0.015448 | 14 | Residential_2027_SC D_GWh_After Competition Groups_14 | Occupancy Sensors MF | 1.545% | 0 | 30.3694 | Residential_2027_SC D_GWh_After Competition Groups_Occupancy Sensors MF
Residential | Res ¦ LED Exterior Area Lights - LED Fixture (200W) | 2027 | SC D | GWh | After Competition Groups | 27.6975 | 0 | 0 | 1965.9377 | 0.014089 | 15 | Residential_2027_SC D_GWh_After Competition Groups_15 | LED Exterior Area Lights - LED Fixture (200W) | 1.409% | 0 | 27.6975 | Residential_2027_SC D_GWh_After Competition Groups_LED Exterior Area Lights - LED Fixture (200W)
Residential | Res ¦ Air Sealing | 2027 | SC D | GWh | After Competition Groups | 27.5196 | 0 | 0 | 1965.9377 | 0.013998 | 16 | Residential_2027_SC D_GWh_After Competition Groups_16 | Air Sealing | 1.4% | 0 | 27.5196 | Residential_2027_SC D_GWh_After Competition Groups_Air Sealing
Residential | Res ¦ Energy Star Clothes Dryer | 2027 | SC D | GWh | After Competition Groups | 24.9828 | 0 | 0 | 1965.9377 | 0.012708 | 17 | Residential_2027_SC D_GWh_After Competition Groups_17 | Energy Star Clothes Dryer | 1.271% | 0 | 24.9828 | Residential_2027_SC D_GWh_After Competition Groups_Energy Star Clothes Dryer
Residential | Res ¦ Energy Star Light Fixture | 2027 | SC D | GWh | After Competition Groups | 24.0694 | 0 | 0 | 1965.9377 | 0.012243 | 18 | Residential_2027_SC D_GWh_After Competition Groups_18 | Energy Star Light Fixture | 1.224% | 0 | 24.0694 | Residential_2027_SC D_GWh_After Competition Groups_Energy Star Light Fixture
Residential | Res ¦ LED Tube Re-Lamp | 2027 | SC D | GWh | After Competition Groups | 21.9593 | 0 | 0 | 1965.9377 | 0.01117 | 19 | Residential_2027_SC D_GWh_After Competition Groups_19 | LED Tube Re-Lamp | 1.117% | 0 | 21.9593 | Residential_2027_SC D_GWh_After Competition Groups_LED Tube Re-Lamp
Residential | Res ¦ Energy Star Room Air Conditioner | 2027 | SC D | GWh | After Competition Groups | 20.9655 | 0 | 0 | 1965.9377 | 0.010664 | 20 | Residential_2027_SC D_GWh_After Competition Groups_20 | Energy Star Room Air Conditioner | 1.066% | 0 | 20.9655 | Residential_2027_SC D_GWh_After Competition Groups_Energy Star Room Air Conditioner
Residential | Res ¦ Attic Insulation | 2027 | SC D | GWh | After Competition Groups | 16.4788 | 0 | 0 | 1965.9377 | 0.0083822 | 21 | Residential_2027_SC D_GWh_After Competition Groups_21 | Attic Insulation | 0.8382% | 0 | 16.4788 | Residential_2027_SC D_GWh_After Competition Groups_Attic Insulation
Residential | Res ¦ Refrigerator Recycling | 2027 | SC D | GWh | After Competition Groups | 15.2609 | 0 | 0 | 1965.9377 | 0.0077627 | 22 | Residential_2027_SC D_GWh_After Competition Groups_22 | Refrigerator Recycling | 0.7763% | 0 | 15.2609 | Residential_2027_SC D_GWh_After Competition Groups_Refrigerator Recycling
Residential | Res ¦ Advanced BAS/Controllers | 2027 | SC D | GWh | After Competition Groups | 14.4538 | 0 | 0 | 1965.9377 | 0.0073521 | 23 | Residential_2027_SC D_GWh_After Competition Groups_23 | Advanced BAS/Controllers | 0.7352% | 0 | 14.4538 | Residential_2027_SC D_GWh_After Competition Groups_Advanced BAS/Controllers
Residential | Res ¦ Minimize Hot and Warm Clothes Wash | 2027 | SC D | GWh | After Competition Groups | 14.1639 | 0 | 0 | 1965.9377 | 0.0072047 | 24 | Residential_2027_SC D_GWh_After Competition Groups_24 | Minimize Hot and Warm Clothes Wash | 0.7205% | 0 | 14.1639 | Residential_2027_SC D_GWh_After Competition Groups_Minimize Hot and Warm Clothes Wash
Residential | Res ¦ ENERGY STAR LED LAMPS (REFLECTOR LAMPs/MR16/PAR 16) | 2027 | SC D | GWh | After Competition Groups | 13.9378 | 0 | 0 | 1965.9377 | 0.0070896 | 25 | Residential_2027_SC D_GWh_After Competition Groups_25 | ENERGY STAR LED LAMPS (REFLECTOR LAMPs/MR16/PAR 16) | 0.709% | 0 | 13.9378 | Residential_2027_SC D_GWh_After Competition Groups_ENERGY STAR LED LAMPS (REFLECTOR LAMPs/MR16/PAR 16)
Residential | Res ¦ Outside Air Economizer | 2027 | SC D | GWh | After Competition Groups | 13.6738 | 0 | 0 | 1965.9377 | 0.0069554 | 26 | Residential_2027_SC D_GWh_After Competition Groups_26 | Outside Air Economizer | 0.6955% | 0 | 13.6738 | Residential_2027_SC D_GWh_After Competition Groups_Outside Air Economizer
Residential | Res ¦ Furnace Whistle | 2027 | SC D | GWh | After Competition Groups | 12.4461 | 0 | 0 | 1965.9377 | 0.0063309 | 27 | Residential_2027_SC D_GWh_After Competition Groups_27 | Furnace Whistle | 0.6331% | 0 | 12.4461 | Residential_2027_SC D_GWh_After Competition Groups_Furnace Whistle
Residential | Res ¦ Home Energy Reports | 2027 | SC D | GWh | After Competition Groups | 9.7625 | 0 | 0 | 1965.9377 | 0.0049658 | 28 | Residential_2027_SC D_GWh_After Competition Groups_28 | Home Energy Reports | 0.4966% | 0 | 9.7625 | Residential_2027_SC D_GWh_After Competition Groups_Home Energy Reports
Residential | Res ¦ Energy Star Freezer | 2027 | SC D | GWh | After Competition Groups | 9.4907 | 0 | 0 | 1965.9377 | 0.0048275 | 29 | Residential_2027_SC D_GWh_After Competition Groups_29 | Energy Star Freezer | 0.4828% | 0 | 9.4907 | Residential_2027_SC D_GWh_After Competition Groups_Energy Star Freezer
Residential | Res ¦ High Efficiency Chiller (avg of water and air cooled) | 2027 | SC D | GWh | After Competition Groups | 9.3494 | 0 | 0 | 1965.9377 | 0.0047557 | 30 | Residential_2027_SC D_GWh_After Competition Groups_30 | High Efficiency Chiller (avg of water and air cooled) | 0.4756% | 0 | 9.3494 | Residential_2027_SC D_GWh_After Competition Groups_High Efficiency Chiller (avg of water and air cooled)
Residential | Res ¦ Variable Frequency Drive (VFD) | 2027 | SC D | GWh | After Competition Groups | 3.8963 | 0 | 0 | 1965.9377 | 0.0019819 | 31 | Residential_2027_SC D_GWh_After Competition Groups_31 | Variable Frequency Drive (VFD) | 0.1982% | 0 | 3.8963 | Residential_2027_SC D_GWh_After Competition Groups_Variable Frequency Drive (VFD)
Residential | Res ¦ Water Heater Temperature Setback | 2027 | SC D | GWh | After Competition Groups | 3.5229 | 0 | 0 | 1965.9377 | 0.001792 | 32 | Residential_2027_SC D_GWh_After Competition Groups_32 | Water Heater Temperature Setback | 0.1792% | 0 | 3.5229 | Residential_2027_SC D_GWh_After Competition Groups_Water Heater Temperature Setback
Residential | Res ¦ CO Sensors for parking garage exhaust fans | 2027 | SC D | GWh | After Competition Groups | 3.3883 | 0 | 0 | 1965.9377 | 0.0017235 | 33 | Residential_2027_SC D_GWh_After Competition Groups_33 | CO Sensors for parking garage exhaust fans | 0.1724% | 0 | 3.3883 | Residential_2027_SC D_GWh_After Competition Groups_CO Sensors for parking garage exhaust fans
Residential | Res ¦ ENERGY STAR LED Lamps (General Service Lamps) | 2027 | SC D | GWh | After Competition Groups | 3.17 | 0 | 0 | 1965.9377 | 0.0016125 | 34 | Residential_2027_SC D_GWh_After Competition Groups_34 | ENERGY STAR LED Lamps (General Service Lamps) | 0.1612% | 0 | 3.17 | Residential_2027_SC D_GWh_After Competition Groups_ENERGY STAR LED Lamps (General Service Lamps)
Residential | Res ¦ Demand Control Ventilation | 2027 | SC D | GWh | After Competition Groups | 2.5838 | 0 | 0 | 1965.9377 | 0.0013143 | 35 | Residential_2027_SC D_GWh_After Competition Groups_35 | Demand Control Ventilation | 0.1314% | 0 | 2.5838 | Residential_2027_SC D_GWh_After Competition Groups_Demand Control Ventilation
Residential | Res ¦ Energy Star Dehumidifier | 2027 | SC D | GWh | After Competition Groups | 1.6617 | 0 | 0 | 1965.9377 | 0.00084527 | 36 | Residential_2027_SC D_GWh_After Competition Groups_36 | Energy Star Dehumidifier | 0.08453% | 0 | 1.6617 | Residential_2027_SC D_GWh_After Competition Groups_Energy Star Dehumidifier
Residential | Res ¦ Clothes Drying Racks | 2027 | SC D | GWh | After Competition Groups | 1.6349 | 0 | 0 | 1965.9377 | 0.0008316 | 37 | Residential_2027_SC D_GWh_After Competition Groups_37 | Clothes Drying Racks | 0.08316% | 0 | 1.6349 | Residential_2027_SC D_GWh_After Competition Groups_Clothes Drying Racks
Residential | Res ¦ Condensing Make Up Air Unit | 2027 | SC D | GWh | After Competition Groups | 1.2865 | 0 | 0 | 1965.9377 | 0.0006544 | 38 | Residential_2027_SC D_GWh_After Competition Groups_38 | Condensing Make Up Air Unit | 0.06544% | 0 | 1.2865 | Residential_2027_SC D_GWh_After Competition Groups_Condensing Make Up Air Unit
Residential | Res ¦ Tankless Water Heater | 2027 | SC D | GWh | After Competition Groups | 1.192 | 0 | 0 | 1965.9377 | 0.00060631 | 39 | Residential_2027_SC D_GWh_After Competition Groups_39 | Tankless Water Heater | 0.06063% | 0 | 1.192 | Residential_2027_SC D_GWh_After Competition Groups_Tankless Water Heater
Residential | Res ¦ Floor Insulation | 2027 | SC D | GWh | After Competition Groups | 1.1554 | 0 | 0 | 1965.9377 | 0.00058773 | 40 | Residential_2027_SC D_GWh_After Competition Groups_40 | Floor Insulation | 0.05877% | 0 | 1.1554 | Residential_2027_SC D_GWh_After Competition Groups_Floor Insulation
Residential | Res ¦ VFD on Pumps | 2027 | SC D | GWh | After Competition Groups | 1.0968 | 0 | 0 | 1965.9377 | 0.00055789 | 41 | Residential_2027_SC D_GWh_After Competition Groups_41 | VFD on Pumps | 0.05579% | 0 | 1.0968 | Residential_2027_SC D_GWh_After Competition Groups_VFD on Pumps
Residential | Res ¦ ECM MOTORS FOR HVAC APPLICATION (FAN-POWERED VAV BOX) | 2027 | SC D | GWh | After Competition Groups | 0.63892 | 0 | 0 | 1965.9377 | 0.000325 | 42 | Residential_2027_SC D_GWh_After Competition Groups_42 | ECM MOTORS FOR HVAC APPLICATION (FAN-POWERED VAV BOX) | 0.0325% | 0 | 0.63892 | Residential_2027_SC D_GWh_After Competition Groups_ECM MOTORS FOR HVAC APPLICATION (FAN-POWERED VAV BOX)
Residential | Res ¦ Duct Insulation | 2027 | SC D | GWh | After Competition Groups | 0.61054 | 0 | 0 | 1965.9377 | 0.00031056 | 43 | Residential_2027_SC D_GWh_After Competition Groups_43 | Duct Insulation | 0.03106% | 0 | 0.61054 | Residential_2027_SC D_GWh_After Competition Groups_Duct Insulation
Residential | Res ¦ Heat Recovery Ventilator | 2027 | SC D | GWh | After Competition Groups | 0.50043 | 0 | 0 | 1965.9377 | 0.00025455 | 44 | Residential_2027_SC D_GWh_After Competition Groups_44 | Heat Recovery Ventilator | 0.02545% | 0 | 0.50043 | Residential_2027_SC D_GWh_After Competition Groups_Heat Recovery Ventilator
Residential | Res ¦ Beverage Vending Machine Controls | 2027 | SC D | GWh | After Competition Groups | 0.39229 | 0 | 0 | 1965.9377 | 0.00019954 | 45 | Residential_2027_SC D_GWh_After Competition Groups_45 | Beverage Vending Machine Controls | 0.01995% | 0 | 0.39229 | Residential_2027_SC D_GWh_After Competition Groups_Beverage Vending Machine Controls
Residential | Res ¦ Duct Insulation MF | 2027 | SC D | GWh | After Competition Groups | 0.35923 | 0 | 0 | 1965.9377 | 0.00018273 | 46 | Residential_2027_SC D_GWh_After Competition Groups_46 | Duct Insulation MF | 0.01827% | 0 | 0.35923 | Residential_2027_SC D_GWh_After Competition Groups_Duct Insulation MF
Residential | Res ¦ Chilled Water Optimization | 2027 | SC D | GWh | After Competition Groups | 0.099498 | 0 | 0 | 1965.9377 | 5.0611e-05 | 47 | Residential_2027_SC D_GWh_After Competition Groups_47 | Chilled Water Optimization | 0.005061% | 0 | 0.099498 | Residential_2027_SC D_GWh_After Competition Groups_Chilled Water Optimization
Residential | Res ¦ LED High Bay Fixture | 2027 | SC D | GWh | After Competition Groups | 0.046735 | 0 | 0 | 1965.9377 | 2.3772e-05 | 48 | Residential_2027_SC D_GWh_After Competition Groups_48 | LED High Bay Fixture | 0.002377% | 0 | 0.046735 | Residential_2027_SC D_GWh_After Competition Groups_LED High Bay Fixture
Residential | Res ¦ Wall Insulation MF | 2027 | SC D | GWh | After Competition Groups | 0.0044711 | 0 | 0 | 1965.9377 | 2.2743e-06 | 49 | Residential_2027_SC D_GWh_After Competition Groups_49 | Wall Insulation MF | 0.0002274% | 0 | 0.0044711 | Residential_2027_SC D_GWh_After Competition Groups_Wall Insulation MF
Residential | Res ¦ Wall Insulation | 2027 | SC D | GWh | After Competition Groups | 0.0039635 | 0 | 0 | 1965.9377 | 2.0161e-06 | 50 | Residential_2027_SC D_GWh_After Competition Groups_50 | Wall Insulation | 0.0002016% | 0 | 0.0039635 | Residential_2027_SC D_GWh_After Competition Groups_Wall Insulation
Residential | Res ¦ Freezer Recycling | 2027 | SC D | GWh | After Competition Groups | 0.0014187 | 0 | 0 | 1965.9377 | 7.2164e-07 | 51 | Residential_2027_SC D_GWh_After Competition Groups_51 | Freezer Recycling | 7.216e-05% | 0 | 0.0014187 | Residential_2027_SC D_GWh_After Competition Groups_Freezer Recycling
Residential | Res ¦ LED Downlight | 2027 | SC D | GWh | After Competition Groups | 0 | 0 | 0 | 1965.9377 | 0 | 52 | Residential_2027_SC D_GWh_After Competition Groups_52 | LED Downlight | 0% | 0 | 0 | Residential_2027_SC D_GWh_After Competition Groups_LED Downlight
Residential | Res ¦ Smart Burners | 2027 | SC D | GWh | After Competition Groups | 0 | 0 | 0 | 1965.9377 | 0 | 53 | Residential_2027_SC D_GWh_After Competition Groups_53 | Smart Burners | 0% | 0 | 0 | Residential_2027_SC D_GWh_After Competition Groups_Smart Burners
Residential | Res ¦ Smart Power Bar | 2027 | SC D | GWh | After Competition Groups | 0 | 0 | 0 | 1965.9377 | 0 | 54 | Residential_2027_SC D_GWh_After Competition Groups_54 | Smart Power Bar | 0% | 0 | 0 | Residential_2027_SC D_GWh_After Competition Groups_Smart Power Bar
Residential | Res ¦ Smart Power Bar | 2027 | Technical | GWh | After Competition Groups | 1431.9113 | 0 | 0 | 13444.1083 | 0.10651 | 1 | Residential_2027_Technical_GWh_After Competition Groups_1 | Smart Power Bar | 10.65% | 0 | 1431.9113 | Residential_2027_Technical_GWh_After Competition Groups_Smart Power Bar
Residential | Res ¦ Energy Star LED Bulbs General Purpose LEDs | 2027 | Technical | GWh | After Competition Groups | 1176.1014 | 0 | 0 | 13444.1083 | 0.087481 | 2 | Residential_2027_Technical_GWh_After Competition Groups_2 | Energy Star LED Bulbs General Purpose LEDs | 8.748% | 0 | 1176.1014 | Residential_2027_Technical_GWh_After Competition Groups_Energy Star LED Bulbs General Purpose LEDs
Residential | Res ¦ Energy Star A Line, PAR, MR Lamps | 2027 | Technical | GWh | After Competition Groups | 731.6934 | 0 | 0 | 13444.1083 | 0.054425 | 3 | Residential_2027_Technical_GWh_After Competition Groups_3 | Energy Star A Line, PAR, MR Lamps | 5.442% | 0 | 731.6934 | Residential_2027_Technical_GWh_After Competition Groups_Energy Star A Line, PAR, MR Lamps
Residential | Res ¦ Adaptive Thermostat | 2027 | Technical | GWh | After Competition Groups | 664.0537 | 0 | 0 | 13444.1083 | 0.049394 | 4 | Residential_2027_Technical_GWh_After Competition Groups_4 | Adaptive Thermostat | 4.939% | 0 | 664.0537 | Residential_2027_Technical_GWh_After Competition Groups_Adaptive Thermostat
Residential | Res ¦ Energy Star Refrigerator | 2027 | Technical | GWh | After Competition Groups | 581.2448 | 0 | 0 | 13444.1083 | 0.043234 | 5 | Residential_2027_Technical_GWh_After Competition Groups_5 | Energy Star Refrigerator | 4.323% | 0 | 581.2448 | Residential_2027_Technical_GWh_After Competition Groups_Energy Star Refrigerator
Residential | Res ¦ Air Sealing | 2027 | Technical | GWh | After Competition Groups | 515.0569 | 0 | 0 | 13444.1083 | 0.038311 | 6 | Residential_2027_Technical_GWh_After Competition Groups_6 | Air Sealing | 3.831% | 0 | 515.0569 | Residential_2027_Technical_GWh_After Competition Groups_Air Sealing
Residential | Res ¦ Smart Burners | 2027 | Technical | GWh | After Competition Groups | 496.9397 | 0 | 0 | 13444.1083 | 0.036963 | 7 | Residential_2027_Technical_GWh_After Competition Groups_7 | Smart Burners | 3.696% | 0 | 496.9397 | Residential_2027_Technical_GWh_After Competition Groups_Smart Burners
Residential | Res ¦ Energy Star Clothes Washer | 2027 | Technical | GWh | After Competition Groups | 489.9241 | 0 | 0 | 13444.1083 | 0.036442 | 8 | Residential_2027_Technical_GWh_After Competition Groups_8 | Energy Star Clothes Washer | 3.644% | 0 | 489.9241 | Residential_2027_Technical_GWh_After Competition Groups_Energy Star Clothes Washer
Residential | Res ¦ Energy Star Ground Source Heat Pump | 2027 | Technical | GWh | After Competition Groups | 447.3469 | 0 | 0 | 13444.1083 | 0.033275 | 9 | Residential_2027_Technical_GWh_After Competition Groups_9 | Energy Star Ground Source Heat Pump | 3.327% | 0 | 447.3469 | Residential_2027_Technical_GWh_After Competition Groups_Energy Star Ground Source Heat Pump
Residential | Res ¦ Ductless Mini-Split Heat Pump | 2027 | Technical | GWh | After Competition Groups | 443.3015 | 0 | 0 | 13444.1083 | 0.032974 | 10 | Residential_2027_Technical_GWh_After Competition Groups_10 | Ductless Mini-Split Heat Pump | 3.297% | 0 | 443.3015 | Residential_2027_Technical_GWh_After Competition Groups_Ductless Mini-Split Heat Pump
Residential | Res ¦ Energy Star Central Air Conditioner | 2027 | Technical | GWh | After Competition Groups | 411.3123 | 0 | 0 | 13444.1083 | 0.030594 | 11 | Residential_2027_Technical_GWh_After Competition Groups_11 | Energy Star Central Air Conditioner | 3.059% | 0 | 411.3123 | Residential_2027_Technical_GWh_After Competition Groups_Energy Star Central Air Conditioner
Residential | Res ¦ Heat Pump Clothes Dryer | 2027 | Technical | GWh | After Competition Groups | 408.676 | 0 | 0 | 13444.1083 | 0.030398 | 12 | Residential_2027_Technical_GWh_After Competition Groups_12 | Heat Pump Clothes Dryer | 3.04% | 0 | 408.676 | Residential_2027_Technical_GWh_After Competition Groups_Heat Pump Clothes Dryer
Residential | Res ¦ Variable Speed Pool Pump Motor | 2027 | Technical | GWh | After Competition Groups | 378.244 | 0 | 0 | 13444.1083 | 0.028135 | 13 | Residential_2027_Technical_GWh_After Competition Groups_13 | Variable Speed Pool Pump Motor | 2.813% | 0 | 378.244 | Residential_2027_Technical_GWh_After Competition Groups_Variable Speed Pool Pump Motor
Residential | Res ¦ Car Block Heater Timer | 2027 | Technical | GWh | After Competition Groups | 345.0658 | 0 | 0 | 13444.1083 | 0.025667 | 14 | Residential_2027_Technical_GWh_After Competition Groups_14 | Car Block Heater Timer | 2.567% | 0 | 345.0658 | Residential_2027_Technical_GWh_After Competition Groups_Car Block Heater Timer
Residential | Res ¦ Energy Star Light Fixture | 2027 | Technical | GWh | After Competition Groups | 324.2595 | 0 | 0 | 13444.1083 | 0.024119 | 15 | Residential_2027_Technical_GWh_After Competition Groups_15 | Energy Star Light Fixture | 2.412% | 0 | 324.2595 | Residential_2027_Technical_GWh_After Competition Groups_Energy Star Light Fixture
Residential | Res ¦ Passive Attic Ventilation | 2027 | Technical | GWh | After Competition Groups | 304.9845 | 0 | 0 | 13444.1083 | 0.022685 | 16 | Residential_2027_Technical_GWh_After Competition Groups_16 | Passive Attic Ventilation | 2.269% | 0 | 304.9845 | Residential_2027_Technical_GWh_After Competition Groups_Passive Attic Ventilation
Residential | Res ¦ Building Recommissioning, Operations and Maintenance (O&M) Improvements | 2027 | Technical | GWh | After Competition Groups | 293.1323 | 0 | 0 | 13444.1083 | 0.021804 | 17 | Residential_2027_Technical_GWh_After Competition Groups_17 | Building Recommissioning, Operations and Maintenance (O&M) Improvements | 2.18% | 0 | 293.1323 | Residential_2027_Technical_GWh_After Competition Groups_Building Recommissioning, Operations and Maintenance (O&M) Improvements
Residential | Res ¦ Energy Star Windows | 2027 | Technical | GWh | After Competition Groups | 279.3532 | 0 | 0 | 13444.1083 | 0.020779 | 18 | Residential_2027_Technical_GWh_After Competition Groups_18 | Energy Star Windows | 2.078% | 0 | 279.3532 | Residential_2027_Technical_GWh_After Competition Groups_Energy Star Windows
Residential | Res ¦ Basement Wall Insulation | 2027 | Technical | GWh | After Competition Groups | 270.3726 | 0 | 0 | 13444.1083 | 0.020111 | 19 | Residential_2027_Technical_GWh_After Competition Groups_19 | Basement Wall Insulation | 2.011% | 0 | 270.3726 | Residential_2027_Technical_GWh_After Competition Groups_Basement Wall Insulation
Residential | Res ¦ Energy Star Torchiere | 2027 | Technical | GWh | After Competition Groups | 235.2094 | 0 | 0 | 13444.1083 | 0.017495 | 20 | Residential_2027_Technical_GWh_After Competition Groups_20 | Energy Star Torchiere | 1.75% | 0 | 235.2094 | Residential_2027_Technical_GWh_After Competition Groups_Energy Star Torchiere
Residential | Res ¦ Ductless Mini-Split Air Conditioner | 2027 | Technical | GWh | After Competition Groups | 229.9246 | 0 | 0 | 13444.1083 | 0.017102 | 21 | Residential_2027_Technical_GWh_After Competition Groups_21 | Ductless Mini-Split Air Conditioner | 1.71% | 0 | 229.9246 | Residential_2027_Technical_GWh_After Competition Groups_Ductless Mini-Split Air Conditioner
Residential | Res ¦ Basement or Crawlspace Insulation | 2027 | Technical | GWh | After Competition Groups | 224.525 | 0 | 0 | 13444.1083 | 0.016701 | 22 | Residential_2027_Technical_GWh_After Competition Groups_22 | Basement or Crawlspace Insulation | 1.67% | 0 | 224.525 | Residential_2027_Technical_GWh_After Competition Groups_Basement or Crawlspace Insulation
Residential | Res ¦ Attic Insulation | 2027 | Technical | GWh | After Competition Groups | 208.5751 | 0 | 0 | 13444.1083 | 0.015514 | 23 | Residential_2027_Technical_GWh_After Competition Groups_23 | Attic Insulation | 1.551% | 0 | 208.5751 | Residential_2027_Technical_GWh_After Competition Groups_Attic Insulation
Residential | Res ¦ Wall Insulation | 2027 | Technical | GWh | After Competition Groups | 162.961 | 0 | 0 | 13444.1083 | 0.012121 | 24 | Residential_2027_Technical_GWh_After Competition Groups_24 | Wall Insulation | 1.212% | 0 | 162.961 | Residential_2027_Technical_GWh_After Competition Groups_Wall Insulation
Residential | Res ¦ Comprehensive Draft Proofing | 2027 | Technical | GWh | After Competition Groups | 149.0907 | 0 | 0 | 13444.1083 | 0.01109 | 25 | Residential_2027_Technical_GWh_After Competition Groups_25 | Comprehensive Draft Proofing | 1.109% | 0 | 149.0907 | Residential_2027_Technical_GWh_After Competition Groups_Comprehensive Draft Proofing
Residential | Res ¦ Heavy Duty Outdoor/Holiday Plug-in Timers | 2027 | Technical | GWh | After Competition Groups | 121.2333 | 0 | 0 | 13444.1083 | 0.0090176 | 26 | Residential_2027_Technical_GWh_After Competition Groups_26 | Heavy Duty Outdoor/Holiday Plug-in Timers | 0.9018% | 0 | 121.2333 | Residential_2027_Technical_GWh_After Competition Groups_Heavy Duty Outdoor/Holiday Plug-in Timers
Residential | Res ¦ Lighting Motion Sensors, Timers, Dimmers | 2027 | Technical | GWh | After Competition Groups | 119.492 | 0 | 0 | 13444.1083 | 0.0088881 | 27 | Residential_2027_Technical_GWh_After Competition Groups_27 | Lighting Motion Sensors, Timers, Dimmers | 0.8888% | 0 | 119.492 | Residential_2027_Technical_GWh_After Competition Groups_Lighting Motion Sensors, Timers, Dimmers
Residential | Res ¦ Furnace with ECM | 2027 | Technical | GWh | After Competition Groups | 112.3356 | 0 | 0 | 13444.1083 | 0.0083558 | 28 | Residential_2027_Technical_GWh_After Competition Groups_28 | Furnace with ECM | 0.8356% | 0 | 112.3356 | Residential_2027_Technical_GWh_After Competition Groups_Furnace with ECM
Residential | Res ¦ Radiant Barrier | 2027 | Technical | GWh | After Competition Groups | 104.29 | 0 | 0 | 13444.1083 | 0.0077573 | 29 | Residential_2027_Technical_GWh_After Competition Groups_29 | Radiant Barrier | 0.7757% | 0 | 104.29 | Residential_2027_Technical_GWh_After Competition Groups_Radiant Barrier
Residential | Res ¦ Variable Refrigerant Flow Heat Pump | 2027 | Technical | GWh | After Competition Groups | 93.4346 | 0 | 0 | 13444.1083 | 0.0069499 | 30 | Residential_2027_Technical_GWh_After Competition Groups_30 | Variable Refrigerant Flow Heat Pump | 0.695% | 0 | 93.4346 | Residential_2027_Technical_GWh_After Competition Groups_Variable Refrigerant Flow Heat Pump
Residential | Res ¦ Ceiling Insulation | 2027 | Technical | GWh | After Competition Groups | 81.6879 | 0 | 0 | 13444.1083 | 0.0060761 | 31 | Residential_2027_Technical_GWh_After Competition Groups_31 | Ceiling Insulation | 0.6076% | 0 | 81.6879 | Residential_2027_Technical_GWh_After Competition Groups_Ceiling Insulation
Residential | Res ¦ LED Parking Lot Fixture | 2027 | Technical | GWh | After Competition Groups | 80.6875 | 0 | 0 | 13444.1083 | 0.0060017 | 32 | Residential_2027_Technical_GWh_After Competition Groups_32 | LED Parking Lot Fixture | 0.6002% | 0 | 80.6875 | Residential_2027_Technical_GWh_After Competition Groups_LED Parking Lot Fixture
Residential | Res ¦ Occupancy Sensors MF | 2027 | Technical | GWh | After Competition Groups | 80.3682 | 0 | 0 | 13444.1083 | 0.0059779 | 33 | Residential_2027_Technical_GWh_After Competition Groups_33 | Occupancy Sensors MF | 0.5978% | 0 | 80.3682 | Residential_2027_Technical_GWh_After Competition Groups_Occupancy Sensors MF
Residential | Res ¦ Window Film | 2027 | Technical | GWh | After Competition Groups | 80.058 | 0 | 0 | 13444.1083 | 0.0059549 | 34 | Residential_2027_Technical_GWh_After Competition Groups_34 | Window Film | 0.5955% | 0 | 80.058 | Residential_2027_Technical_GWh_After Competition Groups_Window Film
Residential | Res ¦ LED Downlight | 2027 | Technical | GWh | After Competition Groups | 78.1631 | 0 | 0 | 13444.1083 | 0.0058139 | 35 | Residential_2027_Technical_GWh_After Competition Groups_35 | LED Downlight | 0.5814% | 0 | 78.1631 | Residential_2027_Technical_GWh_After Competition Groups_LED Downlight
Residential | Res ¦ Refrigerator Recycling | 2027 | Technical | GWh | After Competition Groups | 76.8399 | 0 | 0 | 13444.1083 | 0.0057155 | 36 | Residential_2027_Technical_GWh_After Competition Groups_36 | Refrigerator Recycling | 0.5716% | 0 | 76.8399 | Residential_2027_Technical_GWh_After Competition Groups_Refrigerator Recycling
Residential | Res ¦ Solar Powered Attic Fan | 2027 | Technical | GWh | After Competition Groups | 76.3901 | 0 | 0 | 13444.1083 | 0.005682 | 37 | Residential_2027_Technical_GWh_After Competition Groups_37 | Solar Powered Attic Fan | 0.5682% | 0 | 76.3901 | Residential_2027_Technical_GWh_After Competition Groups_Solar Powered Attic Fan
Residential | Res ¦ Clothes Drying Racks | 2027 | Technical | GWh | After Competition Groups | 70.1659 | 0 | 0 | 13444.1083 | 0.0052191 | 38 | Residential_2027_Technical_GWh_After Competition Groups_38 | Clothes Drying Racks | 0.5219% | 0 | 70.1659 | Residential_2027_Technical_GWh_After Competition Groups_Clothes Drying Racks
Residential | Res ¦ Freezer Recycling | 2027 | Technical | GWh | After Competition Groups | 67.4222 | 0 | 0 | 13444.1083 | 0.005015 | 39 | Residential_2027_Technical_GWh_After Competition Groups_39 | Freezer Recycling | 0.5015% | 0 | 67.4222 | Residential_2027_Technical_GWh_After Competition Groups_Freezer Recycling
Residential | Res ¦ Duct Insulation | 2027 | Technical | GWh | After Competition Groups | 67.1537 | 0 | 0 | 13444.1083 | 0.004995 | 40 | Residential_2027_Technical_GWh_After Competition Groups_40 | Duct Insulation | 0.4995% | 0 | 67.1537 | Residential_2027_Technical_GWh_After Competition Groups_Duct Insulation
Residential | Res ¦ Energy Star Ceiling Fan/Lighting | 2027 | Technical | GWh | After Competition Groups | 62.4399 | 0 | 0 | 13444.1083 | 0.0046444 | 41 | Residential_2027_Technical_GWh_After Competition Groups_41 | Energy Star Ceiling Fan/Lighting | 0.4644% | 0 | 62.4399 | Residential_2027_Technical_GWh_After Competition Groups_Energy Star Ceiling Fan/Lighting
Residential | Res ¦ Home Energy Reports | 2027 | Technical | GWh | After Competition Groups | 55.5782 | 0 | 0 | 13444.1083 | 0.004134 | 42 | Residential_2027_Technical_GWh_After Competition Groups_42 | Home Energy Reports | 0.4134% | 0 | 55.5782 | Residential_2027_Technical_GWh_After Competition Groups_Home Energy Reports
Residential | Res ¦ Energy Star Freezer | 2027 | Technical | GWh | After Competition Groups | 55.3729 | 0 | 0 | 13444.1083 | 0.0041188 | 43 | Residential_2027_Technical_GWh_After Competition Groups_43 | Energy Star Freezer | 0.4119% | 0 | 55.3729 | Residential_2027_Technical_GWh_After Competition Groups_Energy Star Freezer
Residential | Res ¦ Floor Insulation | 2027 | Technical | GWh | After Competition Groups | 54.6645 | 0 | 0 | 13444.1083 | 0.0040661 | 44 | Residential_2027_Technical_GWh_After Competition Groups_44 | Floor Insulation | 0.4066% | 0 | 54.6645 | Residential_2027_Technical_GWh_After Competition Groups_Floor Insulation
Residential | Res ¦ Dehumidifier Recycling | 2027 | Technical | GWh | After Competition Groups | 46.7517 | 0 | 0 | 13444.1083 | 0.0034775 | 45 | Residential_2027_Technical_GWh_After Competition Groups_45 | Dehumidifier Recycling | 0.3477% | 0 | 46.7517 | Residential_2027_Technical_GWh_After Competition Groups_Dehumidifier Recycling
Residential | Res ¦ INTEGRAL LED TROFFERS | 2027 | Technical | GWh | After Competition Groups | 43.9717 | 0 | 0 | 13444.1083 | 0.0032707 | 46 | Residential_2027_Technical_GWh_After Competition Groups_46 | INTEGRAL LED TROFFERS | 0.3271% | 0 | 43.9717 | Residential_2027_Technical_GWh_After Competition Groups_INTEGRAL LED TROFFERS
Residential | Res ¦ Advanced BAS/Controllers | 2027 | Technical | GWh | After Competition Groups | 42.9034 | 0 | 0 | 13444.1083 | 0.0031912 | 47 | Residential_2027_Technical_GWh_After Competition Groups_47 | Advanced BAS/Controllers | 0.3191% | 0 | 42.9034 | Residential_2027_Technical_GWh_After Competition Groups_Advanced BAS/Controllers
Residential | Res ¦ Heat Pump Water Heater | 2027 | Technical | GWh | After Competition Groups | 42.192 | 0 | 0 | 13444.1083 | 0.0031383 | 48 | Residential_2027_Technical_GWh_After Competition Groups_48 | Heat Pump Water Heater | 0.3138% | 0 | 42.192 | Residential_2027_Technical_GWh_After Competition Groups_Heat Pump Water Heater
Residential | Res ¦ Minimize Hot and Warm Clothes Wash | 2027 | Technical | GWh | After Competition Groups | 37.502 | 0 | 0 | 13444.1083 | 0.0027895 | 49 | Residential_2027_Technical_GWh_After Competition Groups_49 | Minimize Hot and Warm Clothes Wash | 0.2789% | 0 | 37.502 | Residential_2027_Technical_GWh_After Competition Groups_Minimize Hot and Warm Clothes Wash
Residential | Res ¦ LED Exterior Area Lights - LED Fixture (200W) | 2027 | Technical | GWh | After Competition Groups | 37.3532 | 0 | 0 | 13444.1083 | 0.0027784 | 50 | Residential_2027_Technical_GWh_After Competition Groups_50 | LED Exterior Area Lights - LED Fixture (200W) | 0.2778% | 0 | 37.3532 | Residential_2027_Technical_GWh_After Competition Groups_LED Exterior Area Lights - LED Fixture (200W)
Residential | Res ¦ Furnace Whistle | 2027 | Technical | GWh | After Competition Groups | 36.9439 | 0 | 0 | 13444.1083 | 0.002748 | 51 | Residential_2027_Technical_GWh_After Competition Groups_51 | Furnace Whistle | 0.2748% | 0 | 36.9439 | Residential_2027_Technical_GWh_After Competition Groups_Furnace Whistle
Residential | Res ¦ Early Hot Water Heater Replacement | 2027 | Technical | GWh | After Competition Groups | 33.464 | 0 | 0 | 13444.1083 | 0.0024891 | 52 | Residential_2027_Technical_GWh_After Competition Groups_52 | Early Hot Water Heater Replacement | 0.2489% | 0 | 33.464 | Residential_2027_Technical_GWh_After Competition Groups_Early Hot Water Heater Replacement
Residential | Res ¦ Central Lighting Control System | 2027 | Technical | GWh | After Competition Groups | 32.0562 | 0 | 0 | 13444.1083 | 0.0023844 | 53 | Residential_2027_Technical_GWh_After Competition Groups_53 | Central Lighting Control System | 0.2384% | 0 | 32.0562 | Residential_2027_Technical_GWh_After Competition Groups_Central Lighting Control System
Residential | Res ¦ Duct Insulation MF | 2027 | Technical | GWh | After Competition Groups | 29.6252 | 0 | 0 | 13444.1083 | 0.0022036 | 54 | Residential_2027_Technical_GWh_After Competition Groups_54 | Duct Insulation MF | 0.2204% | 0 | 29.6252 | Residential_2027_Technical_GWh_After Competition Groups_Duct Insulation MF
Residential | Res ¦ Heat Recovery Ventilator | 2027 | Technical | GWh | After Competition Groups | 28.7226 | 0 | 0 | 13444.1083 | 0.0021364 | 55 | Residential_2027_Technical_GWh_After Competition Groups_55 | Heat Recovery Ventilator | 0.2136% | 0 | 28.7226 | Residential_2027_Technical_GWh_After Competition Groups_Heat Recovery Ventilator
Residential | Res ¦ Outside Air Economizer | 2027 | Technical | GWh | After Competition Groups | 27.9311 | 0 | 0 | 13444.1083 | 0.0020776 | 56 | Residential_2027_Technical_GWh_After Competition Groups_56 | Outside Air Economizer | 0.2078% | 0 | 27.9311 | Residential_2027_Technical_GWh_After Competition Groups_Outside Air Economizer
Residential | Res ¦ Energy Star Dehumidifier | 2027 | Technical | GWh | After Competition Groups | 27.4696 | 0 | 0 | 13444.1083 | 0.0020432 | 57 | Residential_2027_Technical_GWh_After Competition Groups_57 | Energy Star Dehumidifier | 0.2043% | 0 | 27.4696 | Residential_2027_Technical_GWh_After Competition Groups_Energy Star Dehumidifier
Residential | Res ¦ Central Air Conditioner Maintenance | 2027 | Technical | GWh | After Competition Groups | 27.3384 | 0 | 0 | 13444.1083 | 0.0020335 | 58 | Residential_2027_Technical_GWh_After Competition Groups_58 | Central Air Conditioner Maintenance | 0.2033% | 0 | 27.3384 | Residential_2027_Technical_GWh_After Competition Groups_Central Air Conditioner Maintenance
Residential | Res ¦ LED Tube Re-Lamp | 2027 | Technical | GWh | After Competition Groups | 25.883 | 0 | 0 | 13444.1083 | 0.0019252 | 59 | Residential_2027_Technical_GWh_After Competition Groups_59 | LED Tube Re-Lamp | 0.1925% | 0 | 25.883 | Residential_2027_Technical_GWh_After Competition Groups_LED Tube Re-Lamp
Residential | Res ¦ Drain Water Heat Recovery | 2027 | Technical | GWh | After Competition Groups | 22.4763 | 0 | 0 | 13444.1083 | 0.0016718 | 60 | Residential_2027_Technical_GWh_After Competition Groups_60 | Drain Water Heat Recovery | 0.1672% | 0 | 22.4763 | Residential_2027_Technical_GWh_After Competition Groups_Drain Water Heat Recovery
Residential | Res ¦ Demand Control Ventilation | 2027 | Technical | GWh | After Competition Groups | 19.7871 | 0 | 0 | 13444.1083 | 0.0014718 | 61 | Residential_2027_Technical_GWh_After Competition Groups_61 | Demand Control Ventilation | 0.1472% | 0 | 19.7871 | Residential_2027_Technical_GWh_After Competition Groups_Demand Control Ventilation
Residential | Res ¦ Energy Star Dishwasher | 2027 | Technical | GWh | After Competition Groups | 18.0261 | 0 | 0 | 13444.1083 | 0.0013408 | 62 | Residential_2027_Technical_GWh_After Competition Groups_62 | Energy Star Dishwasher | 0.1341% | 0 | 18.0261 | Residential_2027_Technical_GWh_After Competition Groups_Energy Star Dishwasher
Residential | Res ¦ CO Sensors for parking garage exhaust fans | 2027 | Technical | GWh | After Competition Groups | 17.6224 | 0 | 0 | 13444.1083 | 0.0013108 | 63 | Residential_2027_Technical_GWh_After Competition Groups_63 | CO Sensors for parking garage exhaust fans | 0.1311% | 0 | 17.6224 | Residential_2027_Technical_GWh_After Competition Groups_CO Sensors for parking garage exhaust fans
Residential | Res ¦ Variable Frequency Drive (VFD) | 2027 | Technical | GWh | After Competition Groups | 15.6716 | 0 | 0 | 13444.1083 | 0.0011657 | 64 | Residential_2027_Technical_GWh_After Competition Groups_64 | Variable Frequency Drive (VFD) | 0.1166% | 0 | 15.6716 | Residential_2027_Technical_GWh_After Competition Groups_Variable Frequency Drive (VFD)
Residential | Res ¦ ENERGY STAR LED LAMPS (REFLECTOR LAMPs/MR16/PAR 16) | 2027 | Technical | GWh | After Competition Groups | 15.3618 | 0 | 0 | 13444.1083 | 0.0011426 | 65 | Residential_2027_Technical_GWh_After Competition Groups_65 | ENERGY STAR LED LAMPS (REFLECTOR LAMPs/MR16/PAR 16) | 0.1143% | 0 | 15.3618 | Residential_2027_Technical_GWh_After Competition Groups_ENERGY STAR LED LAMPS (REFLECTOR LAMPs/MR16/PAR 16)
Residential | Res ¦ Water Heater Temperature Setback | 2027 | Technical | GWh | After Competition Groups | 11.7108 | 0 | 0 | 13444.1083 | 0.00087107 | 66 | Residential_2027_Technical_GWh_After Competition Groups_66 | Water Heater Temperature Setback | 0.08711% | 0 | 11.7108 | Residential_2027_Technical_GWh_After Competition Groups_Water Heater Temperature Setback
Residential | Res ¦ Condensing Make Up Air Unit | 2027 | Technical | GWh | After Competition Groups | 11.7075 | 0 | 0 | 13444.1083 | 0.00087083 | 67 | Residential_2027_Technical_GWh_After Competition Groups_67 | Condensing Make Up Air Unit | 0.08708% | 0 | 11.7075 | Residential_2027_Technical_GWh_After Competition Groups_Condensing Make Up Air Unit
Residential | Res ¦ High Efficiency Chiller (avg of water and air cooled) | 2027 | Technical | GWh | After Competition Groups | 10.9245 | 0 | 0 | 13444.1083 | 0.00081258 | 68 | Residential_2027_Technical_GWh_After Competition Groups_68 | High Efficiency Chiller (avg of water and air cooled) | 0.08126% | 0 | 10.9245 | Residential_2027_Technical_GWh_After Competition Groups_High Efficiency Chiller (avg of water and air cooled)
Residential | Res ¦ DHW Recirculation Systems | 2027 | Technical | GWh | After Competition Groups | 10.5731 | 0 | 0 | 13444.1083 | 0.00078645 | 69 | Residential_2027_Technical_GWh_After Competition Groups_69 | DHW Recirculation Systems | 0.07864% | 0 | 10.5731 | Residential_2027_Technical_GWh_After Competition Groups_DHW Recirculation Systems
Residential | Res ¦ Air Source Heat Pump Maintenance | 2027 | Technical | GWh | After Competition Groups | 9.562 | 0 | 0 | 13444.1083 | 0.00071124 | 70 | Residential_2027_Technical_GWh_After Competition Groups_70 | Air Source Heat Pump Maintenance | 0.07112% | 0 | 9.562 | Residential_2027_Technical_GWh_After Competition Groups_Air Source Heat Pump Maintenance
Residential | Res ¦ VFD on Pumps | 2027 | Technical | GWh | After Competition Groups | 4.8192 | 0 | 0 | 13444.1083 | 0.00035846 | 71 | Residential_2027_Technical_GWh_After Competition Groups_71 | VFD on Pumps | 0.03585% | 0 | 4.8192 | Residential_2027_Technical_GWh_After Competition Groups_VFD on Pumps
Residential | Res ¦ ENERGY STAR LED Lamps (General Service Lamps) | 2027 | Technical | GWh | After Competition Groups | 3.5295 | 0 | 0 | 13444.1083 | 0.00026253 | 72 | Residential_2027_Technical_GWh_After Competition Groups_72 | ENERGY STAR LED Lamps (General Service Lamps) | 0.02625% | 0 | 3.5295 | Residential_2027_Technical_GWh_After Competition Groups_ENERGY STAR LED Lamps (General Service Lamps)
Residential | Res ¦ ECM MOTORS FOR HVAC APPLICATION (FAN-POWERED VAV BOX) | 2027 | Technical | GWh | After Competition Groups | 2.8449 | 0 | 0 | 13444.1083 | 0.00021161 | 73 | Residential_2027_Technical_GWh_After Competition Groups_73 | ECM MOTORS FOR HVAC APPLICATION (FAN-POWERED VAV BOX) | 0.02116% | 0 | 2.8449 | Residential_2027_Technical_GWh_After Competition Groups_ECM MOTORS FOR HVAC APPLICATION (FAN-POWERED VAV BOX)
Residential | Res ¦ HVAC Optimization | 2027 | Technical | GWh | After Competition Groups | 2.6428 | 0 | 0 | 13444.1083 | 0.00019658 | 74 | Residential_2027_Technical_GWh_After Competition Groups_74 | HVAC Optimization | 0.01966% | 0 | 2.6428 | Residential_2027_Technical_GWh_After Competition Groups_HVAC Optimization
Residential | Res ¦ Tankless Water Heater | 2027 | Technical | GWh | After Competition Groups | 2.3071 | 0 | 0 | 13444.1083 | 0.00017161 | 75 | Residential_2027_Technical_GWh_After Competition Groups_75 | Tankless Water Heater | 0.01716% | 0 | 2.3071 | Residential_2027_Technical_GWh_After Competition Groups_Tankless Water Heater
Residential | Res ¦ Beverage Vending Machine Controls | 2027 | Technical | GWh | After Competition Groups | 2.017 | 0 | 0 | 13444.1083 | 0.00015003 | 76 | Residential_2027_Technical_GWh_After Competition Groups_76 | Beverage Vending Machine Controls | 0.015% | 0 | 2.017 | Residential_2027_Technical_GWh_After Competition Groups_Beverage Vending Machine Controls
Residential | Res ¦ Wall Insulation MF | 2027 | Technical | GWh | After Competition Groups | 0.595 | 0 | 0 | 13444.1083 | 4.4257e-05 | 77 | Residential_2027_Technical_GWh_After Competition Groups_77 | Wall Insulation MF | 0.004426% | 0 | 0.595 | Residential_2027_Technical_GWh_After Competition Groups_Wall Insulation MF
Residential | Res ¦ Chilled Water Optimization | 2027 | Technical | GWh | After Competition Groups | 0.27957 | 0 | 0 | 13444.1083 | 2.0795e-05 | 78 | Residential_2027_Technical_GWh_After Competition Groups_78 | Chilled Water Optimization | 0.00208% | 0 | 0.27957 | Residential_2027_Technical_GWh_After Competition Groups_Chilled Water Optimization
Residential | Res ¦ LED Recessed Downlights | 2027 | Technical | GWh | After Competition Groups | 0.23734 | 0 | 0 | 13444.1083 | 1.7654e-05 | 79 | Residential_2027_Technical_GWh_After Competition Groups_79 | LED Recessed Downlights | 0.001765% | 0 | 0.23734 | Residential_2027_Technical_GWh_After Competition Groups_LED Recessed Downlights
Residential | Res ¦ LED High Bay Fixture | 2027 | Technical | GWh | After Competition Groups | 0.20282 | 0 | 0 | 13444.1083 | 1.5086e-05 | 80 | Residential_2027_Technical_GWh_After Competition Groups_80 | LED High Bay Fixture | 0.001509% | 0 | 0.20282 | Residential_2027_Technical_GWh_After Competition Groups_LED High Bay Fixture
Residential | Res ¦ Solar Water Preheat (Pools/DHW) | 2027 | Technical | GWh | After Competition Groups | 0.064059 | 0 | 0 | 13444.1083 | 4.7649e-06 | 81 | Residential_2027_Technical_GWh_After Competition Groups_81 | Solar Water Preheat (Pools/DHW) | 0.0004765% | 0 | 0.064059 | Residential_2027_Technical_GWh_After Competition Groups_Solar Water Preheat (Pools/DHW)
Residential | Res ¦ Photocell Controls (Outdoor) | 2027 | Technical | GWh | After Competition Groups | 0.00025113 | 0 | 0 | 13444.1083 | 1.868e-08 | 82 | Residential_2027_Technical_GWh_After Competition Groups_82 | Photocell Controls (Outdoor) | 1.868e-06% | 0 | 0.00025113 | Residential_2027_Technical_GWh_After Competition Groups_Photocell Controls (Outdoor)
Residential | Res ¦ Energy Star LED Bulbs General Purpose LEDs | 2028 | Economic | GWh | After Competition Groups | 1176.1014 | 0 | 0 | 7601.8662 | 0.15471 | 1 | Residential_2028_Economic_GWh_After Competition Groups_1 | Energy Star LED Bulbs General Purpose LEDs | 15.47% | 0 | 1176.1014 | Residential_2028_Economic_GWh_After Competition Groups_Energy Star LED Bulbs General Purpose LEDs
Residential | Res ¦ Energy Star A Line, PAR, MR Lamps | 2028 | Economic | GWh | After Competition Groups | 775.4638 | 0 | 0 | 7601.8662 | 0.10201 | 2 | Residential_2028_Economic_GWh_After Competition Groups_2 | Energy Star A Line, PAR, MR Lamps | 10.2% | 0 | 775.4638 | Residential_2028_Economic_GWh_After Competition Groups_Energy Star A Line, PAR, MR Lamps
Residential | Res ¦ Adaptive Thermostat | 2028 | Economic | GWh | After Competition Groups | 668.0907 | 0 | 0 | 7601.8662 | 0.087885 | 3 | Residential_2028_Economic_GWh_After Competition Groups_3 | Adaptive Thermostat | 8.789% | 0 | 668.0907 | Residential_2028_Economic_GWh_After Competition Groups_Adaptive Thermostat
Residential | Res ¦ Energy Star Clothes Washer | 2028 | Economic | GWh | After Competition Groups | 527.9492 | 0 | 0 | 7601.8662 | 0.06945 | 4 | Residential_2028_Economic_GWh_After Competition Groups_4 | Energy Star Clothes Washer | 6.945% | 0 | 527.9492 | Residential_2028_Economic_GWh_After Competition Groups_Energy Star Clothes Washer
Residential | Res ¦ Air Sealing | 2028 | Economic | GWh | After Competition Groups | 506.919 | 0 | 0 | 7601.8662 | 0.066683 | 5 | Residential_2028_Economic_GWh_After Competition Groups_5 | Air Sealing | 6.668% | 0 | 506.919 | Residential_2028_Economic_GWh_After Competition Groups_Air Sealing
Residential | Res ¦ Ductless Mini-Split Heat Pump | 2028 | Economic | GWh | After Competition Groups | 483.1232 | 0 | 0 | 7601.8662 | 0.063553 | 6 | Residential_2028_Economic_GWh_After Competition Groups_6 | Ductless Mini-Split Heat Pump | 6.355% | 0 | 483.1232 | Residential_2028_Economic_GWh_After Competition Groups_Ductless Mini-Split Heat Pump
Residential | Res ¦ Variable Speed Pool Pump Motor | 2028 | Economic | GWh | After Competition Groups | 372.2678 | 0 | 0 | 7601.8662 | 0.048971 | 7 | Residential_2028_Economic_GWh_After Competition Groups_7 | Variable Speed Pool Pump Motor | 4.897% | 0 | 372.2678 | Residential_2028_Economic_GWh_After Competition Groups_Variable Speed Pool Pump Motor
Residential | Res ¦ Car Block Heater Timer | 2028 | Economic | GWh | After Competition Groups | 348.1841 | 0 | 0 | 7601.8662 | 0.045802 | 8 | Residential_2028_Economic_GWh_After Competition Groups_8 | Car Block Heater Timer | 4.58% | 0 | 348.1841 | Residential_2028_Economic_GWh_After Competition Groups_Car Block Heater Timer
Residential | Res ¦ Building Recommissioning, Operations and Maintenance (O&M) Improvements | 2028 | Economic | GWh | After Competition Groups | 288.5009 | 0 | 0 | 7601.8662 | 0.037951 | 9 | Residential_2028_Economic_GWh_After Competition Groups_9 | Building Recommissioning, Operations and Maintenance (O&M) Improvements | 3.795% | 0 | 288.5009 | Residential_2028_Economic_GWh_After Competition Groups_Building Recommissioning, Operations and Maintenance (O&M) Improvements
Residential | Res ¦ Energy Star Air Source Heat Pump | 2028 | Economic | GWh | After Competition Groups | 276.259 | 0 | 0 | 7601.8662 | 0.036341 | 10 | Residential_2028_Economic_GWh_After Competition Groups_10 | Energy Star Air Source Heat Pump | 3.634% | 0 | 276.259 | Residential_2028_Economic_GWh_After Competition Groups_Energy Star Air Source Heat Pump
Residential | Res ¦ Basement Wall Insulation | 2028 | Economic | GWh | After Competition Groups | 266.1007 | 0 | 0 | 7601.8662 | 0.035005 | 11 | Residential_2028_Economic_GWh_After Competition Groups_11 | Basement Wall Insulation | 3.5% | 0 | 266.1007 | Residential_2028_Economic_GWh_After Competition Groups_Basement Wall Insulation
Residential | Res ¦ Energy Star Torchiere | 2028 | Economic | GWh | After Competition Groups | 248.2176 | 0 | 0 | 7601.8662 | 0.032652 | 12 | Residential_2028_Economic_GWh_After Competition Groups_12 | Energy Star Torchiere | 3.265% | 0 | 248.2176 | Residential_2028_Economic_GWh_After Competition Groups_Energy Star Torchiere
Residential | Res ¦ Attic Insulation | 2028 | Economic | GWh | After Competition Groups | 205.2796 | 0 | 0 | 7601.8662 | 0.027004 | 13 | Residential_2028_Economic_GWh_After Competition Groups_13 | Attic Insulation | 2.7% | 0 | 205.2796 | Residential_2028_Economic_GWh_After Competition Groups_Attic Insulation
Residential | Res ¦ Energy Star Clothes Dryer | 2028 | Economic | GWh | After Competition Groups | 150.625 | 0 | 0 | 7601.8662 | 0.019814 | 14 | Residential_2028_Economic_GWh_After Competition Groups_14 | Energy Star Clothes Dryer | 1.981% | 0 | 150.625 | Residential_2028_Economic_GWh_After Competition Groups_Energy Star Clothes Dryer
Residential | Res ¦ Comprehensive Draft Proofing | 2028 | Economic | GWh | After Competition Groups | 146.7351 | 0 | 0 | 7601.8662 | 0.019303 | 15 | Residential_2028_Economic_GWh_After Competition Groups_15 | Comprehensive Draft Proofing | 1.93% | 0 | 146.7351 | Residential_2028_Economic_GWh_After Competition Groups_Comprehensive Draft Proofing
Residential | Res ¦ Energy Star Light Fixture | 2028 | Economic | GWh | After Competition Groups | 108.8403 | 0 | 0 | 7601.8662 | 0.014318 | 16 | Residential_2028_Economic_GWh_After Competition Groups_16 | Energy Star Light Fixture | 1.432% | 0 | 108.8403 | Residential_2028_Economic_GWh_After Competition Groups_Energy Star Light Fixture
Residential | Res ¦ Energy Star Room Air Conditioner | 2028 | Economic | GWh | After Competition Groups | 95.0576 | 0 | 0 | 7601.8662 | 0.012505 | 17 | Residential_2028_Economic_GWh_After Competition Groups_17 | Energy Star Room Air Conditioner | 1.25% | 0 | 95.0576 | Residential_2028_Economic_GWh_After Competition Groups_Energy Star Room Air Conditioner
Residential | Res ¦ LED Parking Lot Fixture | 2028 | Economic | GWh | After Competition Groups | 81.019 | 0 | 0 | 7601.8662 | 0.010658 | 18 | Residential_2028_Economic_GWh_After Competition Groups_18 | LED Parking Lot Fixture | 1.066% | 0 | 81.019 | Residential_2028_Economic_GWh_After Competition Groups_LED Parking Lot Fixture
Residential | Res ¦ Occupancy Sensors MF | 2028 | Economic | GWh | After Competition Groups | 76.9766 | 0 | 0 | 7601.8662 | 0.010126 | 19 | Residential_2028_Economic_GWh_After Competition Groups_19 | Occupancy Sensors MF | 1.013% | 0 | 76.9766 | Residential_2028_Economic_GWh_After Competition Groups_Occupancy Sensors MF
Residential | Res ¦ Refrigerator Recycling | 2028 | Economic | GWh | After Competition Groups | 75.6259 | 0 | 0 | 7601.8662 | 0.0099483 | 20 | Residential_2028_Economic_GWh_After Competition Groups_20 | Refrigerator Recycling | 0.9948% | 0 | 75.6259 | Residential_2028_Economic_GWh_After Competition Groups_Refrigerator Recycling
Residential | Res ¦ Clothes Drying Racks | 2028 | Economic | GWh | After Competition Groups | 69.0573 | 0 | 0 | 7601.8662 | 0.0090843 | 21 | Residential_2028_Economic_GWh_After Competition Groups_21 | Clothes Drying Racks | 0.9084% | 0 | 69.0573 | Residential_2028_Economic_GWh_After Competition Groups_Clothes Drying Racks
Residential | Res ¦ Freezer Recycling | 2028 | Economic | GWh | After Competition Groups | 66.357 | 0 | 0 | 7601.8662 | 0.008729 | 22 | Residential_2028_Economic_GWh_After Competition Groups_22 | Freezer Recycling | 0.8729% | 0 | 66.357 | Residential_2028_Economic_GWh_After Competition Groups_Freezer Recycling
Residential | Res ¦ Duct Insulation | 2028 | Economic | GWh | After Competition Groups | 54.9843 | 0 | 0 | 7601.8662 | 0.007233 | 23 | Residential_2028_Economic_GWh_After Competition Groups_23 | Duct Insulation | 0.7233% | 0 | 54.9843 | Residential_2028_Economic_GWh_After Competition Groups_Duct Insulation
Residential | Res ¦ Floor Insulation | 2028 | Economic | GWh | After Competition Groups | 53.8008 | 0 | 0 | 7601.8662 | 0.0070773 | 24 | Residential_2028_Economic_GWh_After Competition Groups_24 | Floor Insulation | 0.7077% | 0 | 53.8008 | Residential_2028_Economic_GWh_After Competition Groups_Floor Insulation
Residential | Res ¦ Advanced BAS/Controllers | 2028 | Economic | GWh | After Competition Groups | 42.2255 | 0 | 0 | 7601.8662 | 0.0055546 | 25 | Residential_2028_Economic_GWh_After Competition Groups_25 | Advanced BAS/Controllers | 0.5555% | 0 | 42.2255 | Residential_2028_Economic_GWh_After Competition Groups_Advanced BAS/Controllers
Residential | Res ¦ LED Exterior Area Lights - LED Fixture (200W) | 2028 | Economic | GWh | After Competition Groups | 37.627 | 0 | 0 | 7601.8662 | 0.0049497 | 26 | Residential_2028_Economic_GWh_After Competition Groups_26 | LED Exterior Area Lights - LED Fixture (200W) | 0.495% | 0 | 37.627 | Residential_2028_Economic_GWh_After Competition Groups_LED Exterior Area Lights - LED Fixture (200W)
Residential | Res ¦ Minimize Hot and Warm Clothes Wash | 2028 | Economic | GWh | After Competition Groups | 36.9095 | 0 | 0 | 7601.8662 | 0.0048553 | 27 | Residential_2028_Economic_GWh_After Competition Groups_27 | Minimize Hot and Warm Clothes Wash | 0.4855% | 0 | 36.9095 | Residential_2028_Economic_GWh_After Competition Groups_Minimize Hot and Warm Clothes Wash
Residential | Res ¦ Furnace Whistle | 2028 | Economic | GWh | After Competition Groups | 36.3602 | 0 | 0 | 7601.8662 | 0.0047831 | 28 | Residential_2028_Economic_GWh_After Competition Groups_28 | Furnace Whistle | 0.4783% | 0 | 36.3602 | Residential_2028_Economic_GWh_After Competition Groups_Furnace Whistle
Residential | Res ¦ Heat Recovery Ventilator | 2028 | Economic | GWh | After Competition Groups | 30.6591 | 0 | 0 | 7601.8662 | 0.0040331 | 29 | Residential_2028_Economic_GWh_After Competition Groups_29 | Heat Recovery Ventilator | 0.4033% | 0 | 30.6591 | Residential_2028_Economic_GWh_After Competition Groups_Heat Recovery Ventilator
Residential | Res ¦ Energy Star Freezer | 2028 | Economic | GWh | After Competition Groups | 30.5345 | 0 | 0 | 7601.8662 | 0.0040167 | 30 | Residential_2028_Economic_GWh_After Competition Groups_30 | Energy Star Freezer | 0.4017% | 0 | 30.5345 | Residential_2028_Economic_GWh_After Competition Groups_Energy Star Freezer
Residential | Res ¦ Outside Air Economizer | 2028 | Economic | GWh | After Competition Groups | 28.2975 | 0 | 0 | 7601.8662 | 0.0037224 | 31 | Residential_2028_Economic_GWh_After Competition Groups_31 | Outside Air Economizer | 0.3722% | 0 | 28.2975 | Residential_2028_Economic_GWh_After Competition Groups_Outside Air Economizer
Residential | Res ¦ Home Energy Reports | 2028 | Economic | GWh | After Competition Groups | 28.0294 | 0 | 0 | 7601.8662 | 0.0036872 | 32 | Residential_2028_Economic_GWh_After Competition Groups_32 | Home Energy Reports | 0.3687% | 0 | 28.0294 | Residential_2028_Economic_GWh_After Competition Groups_Home Energy Reports
Residential | Res ¦ LED Tube Re-Lamp | 2028 | Economic | GWh | After Competition Groups | 27.2388 | 0 | 0 | 7601.8662 | 0.0035832 | 33 | Residential_2028_Economic_GWh_After Competition Groups_33 | LED Tube Re-Lamp | 0.3583% | 0 | 27.2388 | Residential_2028_Economic_GWh_After Competition Groups_LED Tube Re-Lamp
Residential | Res ¦ Energy Star Dehumidifier | 2028 | Economic | GWh | After Competition Groups | 27.0356 | 0 | 0 | 7601.8662 | 0.0035564 | 34 | Residential_2028_Economic_GWh_After Competition Groups_34 | Energy Star Dehumidifier | 0.3556% | 0 | 27.0356 | Residential_2028_Economic_GWh_After Competition Groups_Energy Star Dehumidifier
Residential | Res ¦ Duct Insulation MF | 2028 | Economic | GWh | After Competition Groups | 20.749 | 0 | 0 | 7601.8662 | 0.0027295 | 35 | Residential_2028_Economic_GWh_After Competition Groups_35 | Duct Insulation MF | 0.2729% | 0 | 20.749 | Residential_2028_Economic_GWh_After Competition Groups_Duct Insulation MF
Residential | Res ¦ Demand Control Ventilation | 2028 | Economic | GWh | After Competition Groups | 19.4744 | 0 | 0 | 7601.8662 | 0.0025618 | 36 | Residential_2028_Economic_GWh_After Competition Groups_36 | Demand Control Ventilation | 0.2562% | 0 | 19.4744 | Residential_2028_Economic_GWh_After Competition Groups_Demand Control Ventilation
Residential | Res ¦ CO Sensors for parking garage exhaust fans | 2028 | Economic | GWh | After Competition Groups | 17.8536 | 0 | 0 | 7601.8662 | 0.0023486 | 37 | Residential_2028_Economic_GWh_After Competition Groups_37 | CO Sensors for parking garage exhaust fans | 0.2349% | 0 | 17.8536 | Residential_2028_Economic_GWh_After Competition Groups_CO Sensors for parking garage exhaust fans
Residential | Res ¦ Tankless Water Heater | 2028 | Economic | GWh | After Competition Groups | 15.8096 | 0 | 0 | 7601.8662 | 0.0020797 | 38 | Residential_2028_Economic_GWh_After Competition Groups_38 | Tankless Water Heater | 0.208% | 0 | 15.8096 | Residential_2028_Economic_GWh_After Competition Groups_Tankless Water Heater
Residential | Res ¦ Variable Frequency Drive (VFD) | 2028 | Economic | GWh | After Competition Groups | 15.424 | 0 | 0 | 7601.8662 | 0.002029 | 39 | Residential_2028_Economic_GWh_After Competition Groups_39 | Variable Frequency Drive (VFD) | 0.2029% | 0 | 15.424 | Residential_2028_Economic_GWh_After Competition Groups_Variable Frequency Drive (VFD)
Residential | Res ¦ ENERGY STAR LED LAMPS (REFLECTOR LAMPs/MR16/PAR 16) | 2028 | Economic | GWh | After Competition Groups | 15.3149 | 0 | 0 | 7601.8662 | 0.0020146 | 40 | Residential_2028_Economic_GWh_After Competition Groups_40 | ENERGY STAR LED LAMPS (REFLECTOR LAMPs/MR16/PAR 16) | 0.2015% | 0 | 15.3149 | Residential_2028_Economic_GWh_After Competition Groups_ENERGY STAR LED LAMPS (REFLECTOR LAMPs/MR16/PAR 16)
Residential | Res ¦ Condensing Make Up Air Unit | 2028 | Economic | GWh | After Competition Groups | 12.7737 | 0 | 0 | 7601.8662 | 0.0016803 | 41 | Residential_2028_Economic_GWh_After Competition Groups_41 | Condensing Make Up Air Unit | 0.168% | 0 | 12.7737 | Residential_2028_Economic_GWh_After Competition Groups_Condensing Make Up Air Unit
Residential | Res ¦ High Efficiency Chiller (avg of water and air cooled) | 2028 | Economic | GWh | After Competition Groups | 11.95 | 0 | 0 | 7601.8662 | 0.001572 | 42 | Residential_2028_Economic_GWh_After Competition Groups_42 | High Efficiency Chiller (avg of water and air cooled) | 0.1572% | 0 | 11.95 | Residential_2028_Economic_GWh_After Competition Groups_High Efficiency Chiller (avg of water and air cooled)
Residential | Res ¦ Water Heater Temperature Setback | 2028 | Economic | GWh | After Competition Groups | 11.5257 | 0 | 0 | 7601.8662 | 0.0015162 | 43 | Residential_2028_Economic_GWh_After Competition Groups_43 | Water Heater Temperature Setback | 0.1516% | 0 | 11.5257 | Residential_2028_Economic_GWh_After Competition Groups_Water Heater Temperature Setback
Residential | Res ¦ VFD on Pumps | 2028 | Economic | GWh | After Competition Groups | 4.7431 | 0 | 0 | 7601.8662 | 0.00062393 | 44 | Residential_2028_Economic_GWh_After Competition Groups_44 | VFD on Pumps | 0.06239% | 0 | 4.7431 | Residential_2028_Economic_GWh_After Competition Groups_VFD on Pumps
Residential | Res ¦ ENERGY STAR LED Lamps (General Service Lamps) | 2028 | Economic | GWh | After Competition Groups | 3.5355 | 0 | 0 | 7601.8662 | 0.00046509 | 45 | Residential_2028_Economic_GWh_After Competition Groups_45 | ENERGY STAR LED Lamps (General Service Lamps) | 0.04651% | 0 | 3.5355 | Residential_2028_Economic_GWh_After Competition Groups_ENERGY STAR LED Lamps (General Service Lamps)
Residential | Res ¦ ECM MOTORS FOR HVAC APPLICATION (FAN-POWERED VAV BOX) | 2028 | Economic | GWh | After Competition Groups | 2.8819 | 0 | 0 | 7601.8662 | 0.00037911 | 46 | Residential_2028_Economic_GWh_After Competition Groups_46 | ECM MOTORS FOR HVAC APPLICATION (FAN-POWERED VAV BOX) | 0.03791% | 0 | 2.8819 | Residential_2028_Economic_GWh_After Competition Groups_ECM MOTORS FOR HVAC APPLICATION (FAN-POWERED VAV BOX)
Residential | Res ¦ Beverage Vending Machine Controls | 2028 | Economic | GWh | After Competition Groups | 2.0588 | 0 | 0 | 7601.8662 | 0.00027083 | 47 | Residential_2028_Economic_GWh_After Competition Groups_47 | Beverage Vending Machine Controls | 0.02708% | 0 | 2.0588 | Residential_2028_Economic_GWh_After Competition Groups_Beverage Vending Machine Controls
Residential | Res ¦ Wall Insulation | 2028 | Economic | GWh | After Competition Groups | 0.77336 | 0 | 0 | 7601.8662 | 0.00010173 | 48 | Residential_2028_Economic_GWh_After Competition Groups_48 | Wall Insulation | 0.01017% | 0 | 0.77336 | Residential_2028_Economic_GWh_After Competition Groups_Wall Insulation
Residential | Res ¦ Chilled Water Optimization | 2028 | Economic | GWh | After Competition Groups | 0.30473 | 0 | 0 | 7601.8662 | 4.0086e-05 | 49 | Residential_2028_Economic_GWh_After Competition Groups_49 | Chilled Water Optimization | 0.004009% | 0 | 0.30473 | Residential_2028_Economic_GWh_After Competition Groups_Chilled Water Optimization
Residential | Res ¦ LED High Bay Fixture | 2028 | Economic | GWh | After Competition Groups | 0.19426 | 0 | 0 | 7601.8662 | 2.5555e-05 | 50 | Residential_2028_Economic_GWh_After Competition Groups_50 | LED High Bay Fixture | 0.002555% | 0 | 0.19426 | Residential_2028_Economic_GWh_After Competition Groups_LED High Bay Fixture
Residential | Res ¦ Wall Insulation MF | 2028 | Economic | GWh | After Competition Groups | 0.04687 | 0 | 0 | 7601.8662 | 6.1656e-06 | 51 | Residential_2028_Economic_GWh_After Competition Groups_51 | Wall Insulation MF | 0.0006166% | 0 | 0.04687 | Residential_2028_Economic_GWh_After Competition Groups_Wall Insulation MF
Residential | Res ¦ Heavy Duty Outdoor/Holiday Plug-in Timers | 2028 | Economic | GWh | After Competition Groups | 0 | 0 | 0 | 7601.8662 | 0 | 52 | Residential_2028_Economic_GWh_After Competition Groups_52 | Heavy Duty Outdoor/Holiday Plug-in Timers | 0% | 0 | 0 | Residential_2028_Economic_GWh_After Competition Groups_Heavy Duty Outdoor/Holiday Plug-in Timers
Residential | Res ¦ LED Downlight | 2028 | Economic | GWh | After Competition Groups | 0 | 0 | 0 | 7601.8662 | 0 | 53 | Residential_2028_Economic_GWh_After Competition Groups_53 | LED Downlight | 0% | 0 | 0 | Residential_2028_Economic_GWh_After Competition Groups_LED Downlight
Residential | Res ¦ Smart Burners | 2028 | Economic | GWh | After Competition Groups | 0 | 0 | 0 | 7601.8662 | 0 | 54 | Residential_2028_Economic_GWh_After Competition Groups_54 | Smart Burners | 0% | 0 | 0 | Residential_2028_Economic_GWh_After Competition Groups_Smart Burners
Residential | Res ¦ Smart Power Bar | 2028 | Economic | GWh | After Competition Groups | 0 | 0 | 0 | 7601.8662 | 0 | 55 | Residential_2028_Economic_GWh_After Competition Groups_55 | Smart Power Bar | 0% | 0 | 0 | Residential_2028_Economic_GWh_After Competition Groups_Smart Power Bar
Residential | Res ¦ Energy Star LED Specialty Bulbs | 2028 | SC A | GWh | After Competition Groups | 498.9533 | 40843.9205 | 0.040844 | 2376.3874 | 0.20996 | 1 | Residential_2028_SC A_GWh_After Competition Groups_1 | Energy Star LED Specialty Bulbs | 21% | 0.040844 | 498.9533 | Residential_2028_SC A_GWh_After Competition Groups_Energy Star LED Specialty Bulbs
Residential | Res ¦ Energy Star Clothes Washer | 2028 | SC A | GWh | After Competition Groups | 244.4828 | 6645059.0675 | 6.6451 | 2376.3874 | 0.10288 | 2 | Residential_2028_SC A_GWh_After Competition Groups_2 | Energy Star Clothes Washer | 10.29% | 6.6451 | 244.4828 | Residential_2028_SC A_GWh_After Competition Groups_Energy Star Clothes Washer
Residential | Res ¦ Energy Star A Line, PAR, MR Lamps | 2028 | SC A | GWh | After Competition Groups | 203.4266 | 18374.1249 | 0.018374 | 2376.3874 | 0.085603 | 3 | Residential_2028_SC A_GWh_After Competition Groups_3 | Energy Star A Line, PAR, MR Lamps | 8.56% | 0.018374 | 203.4266 | Residential_2028_SC A_GWh_After Competition Groups_Energy Star A Line, PAR, MR Lamps
Residential | Res ¦ Ductless Mini-Split Heat Pump | 2028 | SC A | GWh | After Competition Groups | 186.3704 | 4286527.7684 | 4.2865 | 2376.3874 | 0.078426 | 4 | Residential_2028_SC A_GWh_After Competition Groups_4 | Ductless Mini-Split Heat Pump | 7.843% | 4.2865 | 186.3704 | Residential_2028_SC A_GWh_After Competition Groups_Ductless Mini-Split Heat Pump
Residential | Res ¦ Car Block Heater Timer | 2028 | SC A | GWh | After Competition Groups | 139.4177 | 428428.0868 | 0.42843 | 2376.3874 | 0.058668 | 5 | Residential_2028_SC A_GWh_After Competition Groups_5 | Car Block Heater Timer | 5.867% | 0.42843 | 139.4177 | Residential_2028_SC A_GWh_After Competition Groups_Car Block Heater Timer
Residential | Res ¦ Energy Star LED Bulbs General Purpose LEDs | 2028 | SC A | GWh | After Competition Groups | 125.3819 | 0 | 0 | 2376.3874 | 0.052762 | 6 | Residential_2028_SC A_GWh_After Competition Groups_6 | Energy Star LED Bulbs General Purpose LEDs | 5.276% | 0 | 125.3819 | Residential_2028_SC A_GWh_After Competition Groups_Energy Star LED Bulbs General Purpose LEDs
Residential | Res ¦ Building Recommissioning, Operations and Maintenance (O&M) Improvements | 2028 | SC A | GWh | After Competition Groups | 114.0853 | 182385.0744 | 0.18239 | 2376.3874 | 0.048008 | 7 | Residential_2028_SC A_GWh_After Competition Groups_7 | Building Recommissioning, Operations and Maintenance (O&M) Improvements | 4.801% | 0.18239 | 114.0853 | Residential_2028_SC A_GWh_After Competition Groups_Building Recommissioning, Operations and Maintenance (O&M) Improvements
Residential | Res ¦ Variable Speed Pool Pump Motor | 2028 | SC A | GWh | After Competition Groups | 103.0831 | 3170453.2423 | 3.1705 | 2376.3874 | 0.043378 | 8 | Residential_2028_SC A_GWh_After Competition Groups_8 | Variable Speed Pool Pump Motor | 4.338% | 3.1705 | 103.0831 | Residential_2028_SC A_GWh_After Competition Groups_Variable Speed Pool Pump Motor
Residential | Res ¦ Energy Star Torchiere | 2028 | SC A | GWh | After Competition Groups | 83.881 | 1314742.3016 | 1.3147 | 2376.3874 | 0.035298 | 9 | Residential_2028_SC A_GWh_After Competition Groups_9 | Energy Star Torchiere | 3.53% | 1.3147 | 83.881 | Residential_2028_SC A_GWh_After Competition Groups_Energy Star Torchiere
Residential | Res ¦ Adaptive Thermostat | 2028 | SC A | GWh | After Competition Groups | 68.9762 | 441085.3503 | 0.44109 | 2376.3874 | 0.029026 | 10 | Residential_2028_SC A_GWh_After Competition Groups_10 | Adaptive Thermostat | 2.903% | 0.44109 | 68.9762 | Residential_2028_SC A_GWh_After Competition Groups_Adaptive Thermostat
Residential | Res ¦ LED Parking Lot Fixture | 2028 | SC A | GWh | After Competition Groups | 67.9842 | 0 | 0 | 2376.3874 | 0.028608 | 11 | Residential_2028_SC A_GWh_After Competition Groups_11 | LED Parking Lot Fixture | 2.861% | 0 | 67.9842 | Residential_2028_SC A_GWh_After Competition Groups_LED Parking Lot Fixture
Residential | Res ¦ Comprehensive Draft Proofing | 2028 | SC A | GWh | After Competition Groups | 55.1102 | 0 | 0 | 2376.3874 | 0.023191 | 12 | Residential_2028_SC A_GWh_After Competition Groups_12 | Comprehensive Draft Proofing | 2.319% | 0 | 55.1102 | Residential_2028_SC A_GWh_After Competition Groups_Comprehensive Draft Proofing
Residential | Res ¦ Air Sealing | 2028 | SC A | GWh | After Competition Groups | 47.9166 | 1641663.9701 | 1.6417 | 2376.3874 | 0.020164 | 13 | Residential_2028_SC A_GWh_After Competition Groups_13 | Air Sealing | 2.016% | 1.6417 | 47.9166 | Residential_2028_SC A_GWh_After Competition Groups_Air Sealing
Residential | Res ¦ Basement Wall Insulation | 2028 | SC A | GWh | After Competition Groups | 44.9365 | 2044533.3725 | 2.0445 | 2376.3874 | 0.01891 | 14 | Residential_2028_SC A_GWh_After Competition Groups_14 | Basement Wall Insulation | 1.891% | 2.0445 | 44.9365 | Residential_2028_SC A_GWh_After Competition Groups_Basement Wall Insulation
Residential | Res ¦ Energy Star Air Source Heat Pump | 2028 | SC A | GWh | After Competition Groups | 40.5108 | 1975448.5326 | 1.9754 | 2376.3874 | 0.017047 | 15 | Residential_2028_SC A_GWh_After Competition Groups_15 | Energy Star Air Source Heat Pump | 1.705% | 1.9754 | 40.5108 | Residential_2028_SC A_GWh_After Competition Groups_Energy Star Air Source Heat Pump
Residential | Res ¦ Energy Star Light Fixture | 2028 | SC A | GWh | After Competition Groups | 34.7795 | 1206360.9634 | 1.2064 | 2376.3874 | 0.014635 | 16 | Residential_2028_SC A_GWh_After Competition Groups_16 | Energy Star Light Fixture | 1.464% | 1.2064 | 34.7795 | Residential_2028_SC A_GWh_After Competition Groups_Energy Star Light Fixture
Residential | Res ¦ Occupancy Sensors MF | 2028 | SC A | GWh | After Competition Groups | 34.4669 | 22434.5714 | 0.022435 | 2376.3874 | 0.014504 | 17 | Residential_2028_SC A_GWh_After Competition Groups_17 | Occupancy Sensors MF | 1.45% | 0.022435 | 34.4669 | Residential_2028_SC A_GWh_After Competition Groups_Occupancy Sensors MF
Residential | Res ¦ LED Exterior Area Lights - LED Fixture (200W) | 2028 | SC A | GWh | After Competition Groups | 33.5996 | 696712.1169 | 0.69671 | 2376.3874 | 0.014139 | 18 | Residential_2028_SC A_GWh_After Competition Groups_18 | LED Exterior Area Lights - LED Fixture (200W) | 1.414% | 0.69671 | 33.5996 | Residential_2028_SC A_GWh_After Competition Groups_LED Exterior Area Lights - LED Fixture (200W)
Residential | Res ¦ Energy Star Clothes Dryer | 2028 | SC A | GWh | After Competition Groups | 31.0957 | 1214014.2535 | 1.214 | 2376.3874 | 0.013085 | 19 | Residential_2028_SC A_GWh_After Competition Groups_19 | Energy Star Clothes Dryer | 1.309% | 1.214 | 31.0957 | Residential_2028_SC A_GWh_After Competition Groups_Energy Star Clothes Dryer
Residential | Res ¦ LED Tube Re-Lamp | 2028 | SC A | GWh | After Competition Groups | 23.3012 | 324822.7386 | 0.32482 | 2376.3874 | 0.0098053 | 20 | Residential_2028_SC A_GWh_After Competition Groups_20 | LED Tube Re-Lamp | 0.9805% | 0.32482 | 23.3012 | Residential_2028_SC A_GWh_After Competition Groups_LED Tube Re-Lamp
Residential | Res ¦ Refrigerator Recycling | 2028 | SC A | GWh | After Competition Groups | 21.2271 | 809898.556 | 0.8099 | 2376.3874 | 0.0089325 | 21 | Residential_2028_SC A_GWh_After Competition Groups_21 | Refrigerator Recycling | 0.8933% | 0.8099 | 21.2271 | Residential_2028_SC A_GWh_After Competition Groups_Refrigerator Recycling
Residential | Res ¦ Minimize Hot and Warm Clothes Wash | 2028 | SC A | GWh | After Competition Groups | 15.7377 | 0 | 0 | 2376.3874 | 0.0066225 | 22 | Residential_2028_SC A_GWh_After Competition Groups_22 | Minimize Hot and Warm Clothes Wash | 0.6623% | 0 | 15.7377 | Residential_2028_SC A_GWh_After Competition Groups_Minimize Hot and Warm Clothes Wash
Residential | Res ¦ Energy Star Room Air Conditioner | 2028 | SC A | GWh | After Competition Groups | 15.4613 | 521131.6376 | 0.52113 | 2376.3874 | 0.0065062 | 23 | Residential_2028_SC A_GWh_After Competition Groups_23 | Energy Star Room Air Conditioner | 0.6506% | 0.52113 | 15.4613 | Residential_2028_SC A_GWh_After Competition Groups_Energy Star Room Air Conditioner
Residential | Res ¦ Outside Air Economizer | 2028 | SC A | GWh | After Competition Groups | 15.459 | 219405.8968 | 0.21941 | 2376.3874 | 0.0065052 | 24 | Residential_2028_SC A_GWh_After Competition Groups_24 | Outside Air Economizer | 0.6505% | 0.21941 | 15.459 | Residential_2028_SC A_GWh_After Competition Groups_Outside Air Economizer
Residential | Res ¦ Attic Insulation | 2028 | SC A | GWh | After Competition Groups | 14.7561 | 702994.2686 | 0.70299 | 2376.3874 | 0.0062095 | 25 | Residential_2028_SC A_GWh_After Competition Groups_25 | Attic Insulation | 0.6209% | 0.70299 | 14.7561 | Residential_2028_SC A_GWh_After Competition Groups_Attic Insulation
Residential | Res ¦ ENERGY STAR LED LAMPS (REFLECTOR LAMPs/MR16/PAR 16) | 2028 | SC A | GWh | After Competition Groups | 14.5057 | 107199.9142 | 0.1072 | 2376.3874 | 0.0061041 | 26 | Residential_2028_SC A_GWh_After Competition Groups_26 | ENERGY STAR LED LAMPS (REFLECTOR LAMPs/MR16/PAR 16) | 0.6104% | 0.1072 | 14.5057 | Residential_2028_SC A_GWh_After Competition Groups_ENERGY STAR LED LAMPS (REFLECTOR LAMPs/MR16/PAR 16)
Residential | Res ¦ Furnace Whistle | 2028 | SC A | GWh | After Competition Groups | 14.3815 | 35657.8761 | 0.035658 | 2376.3874 | 0.0060519 | 27 | Residential_2028_SC A_GWh_After Competition Groups_27 | Furnace Whistle | 0.6052% | 0.035658 | 14.3815 | Residential_2028_SC A_GWh_After Competition Groups_Furnace Whistle
Residential | Res ¦ Home Energy Reports | 2028 | SC A | GWh | After Competition Groups | 12.9774 | 708021.7209 | 0.70802 | 2376.3874 | 0.005461 | 28 | Residential_2028_SC A_GWh_After Competition Groups_28 | Home Energy Reports | 0.5461% | 0.70802 | 12.9774 | Residential_2028_SC A_GWh_After Competition Groups_Home Energy Reports
Residential | Res ¦ Energy Star Freezer | 2028 | SC A | GWh | After Competition Groups | 12.9404 | 606872.5164 | 0.60687 | 2376.3874 | 0.0054454 | 29 | Residential_2028_SC A_GWh_After Competition Groups_29 | Energy Star Freezer | 0.5445% | 0.60687 | 12.9404 | Residential_2028_SC A_GWh_After Competition Groups_Energy Star Freezer
Residential | Res ¦ Advanced BAS/Controllers | 2028 | SC A | GWh | After Competition Groups | 10.8082 | 427714.225 | 0.42771 | 2376.3874 | 0.0045482 | 30 | Residential_2028_SC A_GWh_After Competition Groups_30 | Advanced BAS/Controllers | 0.4548% | 0.42771 | 10.8082 | Residential_2028_SC A_GWh_After Competition Groups_Advanced BAS/Controllers
Residential | Res ¦ High Efficiency Chiller (avg of water and air cooled) | 2028 | SC A | GWh | After Competition Groups | 10.3009 | 173607.597 | 0.17361 | 2376.3874 | 0.0043347 | 31 | Residential_2028_SC A_GWh_After Competition Groups_31 | High Efficiency Chiller (avg of water and air cooled) | 0.4335% | 0.17361 | 10.3009 | Residential_2028_SC A_GWh_After Competition Groups_High Efficiency Chiller (avg of water and air cooled)
Residential | Res ¦ Variable Frequency Drive (VFD) | 2028 | SC A | GWh | After Competition Groups | 6.1007 | 216490.4885 | 0.21649 | 2376.3874 | 0.0025672 | 32 | Residential_2028_SC A_GWh_After Competition Groups_32 | Variable Frequency Drive (VFD) | 0.2567% | 0.21649 | 6.1007 | Residential_2028_SC A_GWh_After Competition Groups_Variable Frequency Drive (VFD)
Residential | Res ¦ CO Sensors for parking garage exhaust fans | 2028 | SC A | GWh | After Competition Groups | 4.774 | 203713.9983 | 0.20371 | 2376.3874 | 0.0020089 | 33 | Residential_2028_SC A_GWh_After Competition Groups_33 | CO Sensors for parking garage exhaust fans | 0.2009% | 0.20371 | 4.774 | Residential_2028_SC A_GWh_After Competition Groups_CO Sensors for parking garage exhaust fans
Residential | Res ¦ Water Heater Temperature Setback | 2028 | SC A | GWh | After Competition Groups | 4.5262 | 34354.4576 | 0.034354 | 2376.3874 | 0.0019046 | 34 | Residential_2028_SC A_GWh_After Competition Groups_34 | Water Heater Temperature Setback | 0.1905% | 0.034354 | 4.5262 | Residential_2028_SC A_GWh_After Competition Groups_Water Heater Temperature Setback
Residential | Res ¦ Demand Control Ventilation | 2028 | SC A | GWh | After Competition Groups | 4.0352 | 0 | 0 | 2376.3874 | 0.001698 | 35 | Residential_2028_SC A_GWh_After Competition Groups_35 | Demand Control Ventilation | 0.1698% | 0 | 4.0352 | Residential_2028_SC A_GWh_After Competition Groups_Demand Control Ventilation
Residential | Res ¦ ENERGY STAR LED Lamps (General Service Lamps) | 2028 | SC A | GWh | After Competition Groups | 3.2713 | 29445.7666 | 0.029446 | 2376.3874 | 0.0013766 | 36 | Residential_2028_SC A_GWh_After Competition Groups_36 | ENERGY STAR LED Lamps (General Service Lamps) | 0.1377% | 0.029446 | 3.2713 | Residential_2028_SC A_GWh_After Competition Groups_ENERGY STAR LED Lamps (General Service Lamps)
Residential | Res ¦ Tankless Water Heater | 2028 | SC A | GWh | After Competition Groups | 1.9472 | 165104.1956 | 0.1651 | 2376.3874 | 0.00081938 | 37 | Residential_2028_SC A_GWh_After Competition Groups_37 | Tankless Water Heater | 0.08194% | 0.1651 | 1.9472 | Residential_2028_SC A_GWh_After Competition Groups_Tankless Water Heater
Residential | Res ¦ Clothes Drying Racks | 2028 | SC A | GWh | After Competition Groups | 1.877 | 0 | 0 | 2376.3874 | 0.00078986 | 38 | Residential_2028_SC A_GWh_After Competition Groups_38 | Clothes Drying Racks | 0.07899% | 0 | 1.877 | Residential_2028_SC A_GWh_After Competition Groups_Clothes Drying Racks
Residential | Res ¦ VFD on Pumps | 2028 | SC A | GWh | After Competition Groups | 1.7425 | 70207.3219 | 0.070207 | 2376.3874 | 0.00073325 | 39 | Residential_2028_SC A_GWh_After Competition Groups_39 | VFD on Pumps | 0.07333% | 0.070207 | 1.7425 | Residential_2028_SC A_GWh_After Competition Groups_VFD on Pumps
Residential | Res ¦ Condensing Make Up Air Unit | 2028 | SC A | GWh | After Competition Groups | 1.6961 | 104038.7815 | 0.10404 | 2376.3874 | 0.00071371 | 40 | Residential_2028_SC A_GWh_After Competition Groups_40 | Condensing Make Up Air Unit | 0.07137% | 0.10404 | 1.6961 | Residential_2028_SC A_GWh_After Competition Groups_Condensing Make Up Air Unit
Residential | Res ¦ Energy Star Dehumidifier | 2028 | SC A | GWh | After Competition Groups | 1.5313 | 101310.6818 | 0.10131 | 2376.3874 | 0.00064436 | 41 | Residential_2028_SC A_GWh_After Competition Groups_41 | Energy Star Dehumidifier | 0.06444% | 0.10131 | 1.5313 | Residential_2028_SC A_GWh_After Competition Groups_Energy Star Dehumidifier
Residential | Res ¦ Floor Insulation | 2028 | SC A | GWh | After Competition Groups | 1.0674 | 47142.2762 | 0.047142 | 2376.3874 | 0.00044916 | 42 | Residential_2028_SC A_GWh_After Competition Groups_42 | Floor Insulation | 0.04492% | 0.047142 | 1.0674 | Residential_2028_SC A_GWh_After Competition Groups_Floor Insulation
Residential | Res ¦ ECM MOTORS FOR HVAC APPLICATION (FAN-POWERED VAV BOX) | 2028 | SC A | GWh | After Competition Groups | 0.98497 | 41111.2514 | 0.041111 | 2376.3874 | 0.00041448 | 43 | Residential_2028_SC A_GWh_After Competition Groups_43 | ECM MOTORS FOR HVAC APPLICATION (FAN-POWERED VAV BOX) | 0.04145% | 0.041111 | 0.98497 | Residential_2028_SC A_GWh_After Competition Groups_ECM MOTORS FOR HVAC APPLICATION (FAN-POWERED VAV BOX)
Residential | Res ¦ Heat Recovery Ventilator | 2028 | SC A | GWh | After Competition Groups | 0.75868 | 0 | 0 | 2376.3874 | 0.00031926 | 44 | Residential_2028_SC A_GWh_After Competition Groups_44 | Heat Recovery Ventilator | 0.03193% | 0 | 0.75868 | Residential_2028_SC A_GWh_After Competition Groups_Heat Recovery Ventilator
Residential | Res ¦ Duct Insulation | 2028 | SC A | GWh | After Competition Groups | 0.62782 | 1057.8523 | 0.0010579 | 2376.3874 | 0.00026419 | 45 | Residential_2028_SC A_GWh_After Competition Groups_45 | Duct Insulation | 0.02642% | 0.0010579 | 0.62782 | Residential_2028_SC A_GWh_After Competition Groups_Duct Insulation
Residential | Res ¦ Beverage Vending Machine Controls | 2028 | SC A | GWh | After Competition Groups | 0.55034 | 11784.659 | 0.011785 | 2376.3874 | 0.00023159 | 46 | Residential_2028_SC A_GWh_After Competition Groups_46 | Beverage Vending Machine Controls | 0.02316% | 0.011785 | 0.55034 | Residential_2028_SC A_GWh_After Competition Groups_Beverage Vending Machine Controls
Residential | Res ¦ Duct Insulation MF | 2028 | SC A | GWh | After Competition Groups | 0.37065 | 13506.5217 | 0.013507 | 2376.3874 | 0.00015597 | 47 | Residential_2028_SC A_GWh_After Competition Groups_47 | Duct Insulation MF | 0.0156% | 0.013507 | 0.37065 | Residential_2028_SC A_GWh_After Competition Groups_Duct Insulation MF
Residential | Res ¦ Chilled Water Optimization | 2028 | SC A | GWh | After Competition Groups | 0.11773 | 150.4103 | 0.00015041 | 2376.3874 | 4.9541e-05 | 48 | Residential_2028_SC A_GWh_After Competition Groups_48 | Chilled Water Optimization | 0.004954% | 0.00015041 | 0.11773 | Residential_2028_SC A_GWh_After Competition Groups_Chilled Water Optimization
Residential | Res ¦ LED High Bay Fixture | 2028 | SC A | GWh | After Competition Groups | 0.079282 | 7670.881 | 0.0076709 | 2376.3874 | 3.3362e-05 | 49 | Residential_2028_SC A_GWh_After Competition Groups_49 | LED High Bay Fixture | 0.003336% | 0.0076709 | 0.079282 | Residential_2028_SC A_GWh_After Competition Groups_LED High Bay Fixture
Residential | Res ¦ Wall Insulation MF | 2028 | SC A | GWh | After Competition Groups | 0.0074848 | 0 | 0 | 2376.3874 | 3.1497e-06 | 50 | Residential_2028_SC A_GWh_After Competition Groups_50 | Wall Insulation MF | 0.000315% | 0 | 0.0074848 | Residential_2028_SC A_GWh_After Competition Groups_Wall Insulation MF
Residential | Res ¦ Wall Insulation | 2028 | SC A | GWh | After Competition Groups | 0.0052572 | 0 | 0 | 2376.3874 | 2.2123e-06 | 51 | Residential_2028_SC A_GWh_After Competition Groups_51 | Wall Insulation | 0.0002212% | 0 | 0.0052572 | Residential_2028_SC A_GWh_After Competition Groups_Wall Insulation
Residential | Res ¦ Freezer Recycling | 2028 | SC A | GWh | After Competition Groups | 0.0016015 | 0 | 0 | 2376.3874 | 6.7391e-07 | 52 | Residential_2028_SC A_GWh_After Competition Groups_52 | Freezer Recycling | 6.739e-05% | 0 | 0.0016015 | Residential_2028_SC A_GWh_After Competition Groups_Freezer Recycling
Residential | Res ¦ Heavy Duty Outdoor/Holiday Plug-in Timers | 2028 | SC A | GWh | After Competition Groups | 0 | 0 | 0 | 2376.3874 | 0 | 53 | Residential_2028_SC A_GWh_After Competition Groups_53 | Heavy Duty Outdoor/Holiday Plug-in Timers | 0% | 0 | 0 | Residential_2028_SC A_GWh_After Competition Groups_Heavy Duty Outdoor/Holiday Plug-in Timers
Residential | Res ¦ LED Downlight | 2028 | SC A | GWh | After Competition Groups | 0 | 0 | 0 | 2376.3874 | 0 | 54 | Residential_2028_SC A_GWh_After Competition Groups_54 | LED Downlight | 0% | 0 | 0 | Residential_2028_SC A_GWh_After Competition Groups_LED Downlight
Residential | Res ¦ Smart Burners | 2028 | SC A | GWh | After Competition Groups | 0 | 0 | 0 | 2376.3874 | 0 | 55 | Residential_2028_SC A_GWh_After Competition Groups_55 | Smart Burners | 0% | 0 | 0 | Residential_2028_SC A_GWh_After Competition Groups_Smart Burners
Residential | Res ¦ Smart Power Bar | 2028 | SC A | GWh | After Competition Groups | 0 | 0 | 0 | 2376.3874 | 0 | 56 | Residential_2028_SC A_GWh_After Competition Groups_56 | Smart Power Bar | 0% | 0 | 0 | Residential_2028_SC A_GWh_After Competition Groups_Smart Power Bar
Residential | Res ¦ Energy Star Clothes Washer | 2028 | SC B | GWh | After Competition Groups | 396.7653 | 18403141.9632 | 18.4031 | 3806.552 | 0.10423 | 1 | Residential_2028_SC B_GWh_After Competition Groups_1 | Energy Star Clothes Washer | 10.42% | 18.4031 | 396.7653 | Residential_2028_SC B_GWh_After Competition Groups_Energy Star Clothes Washer
Residential | Res ¦ Variable Speed Pool Pump Motor | 2028 | SC B | GWh | After Competition Groups | 312.0175 | 7313865.0031 | 7.3139 | 3806.552 | 0.081969 | 2 | Residential_2028_SC B_GWh_After Competition Groups_2 | Variable Speed Pool Pump Motor | 8.197% | 7.3139 | 312.0175 | Residential_2028_SC B_GWh_After Competition Groups_Variable Speed Pool Pump Motor
Residential | Res ¦ Energy Star LED Bulbs General Purpose LEDs | 2028 | SC B | GWh | After Competition Groups | 303.6898 | 0 | 0 | 3806.552 | 0.079781 | 3 | Residential_2028_SC B_GWh_After Competition Groups_3 | Energy Star LED Bulbs General Purpose LEDs | 7.978% | 0 | 303.6898 | Residential_2028_SC B_GWh_After Competition Groups_Energy Star LED Bulbs General Purpose LEDs
Residential | Res ¦ Energy Star A Line, PAR, MR Lamps | 2028 | SC B | GWh | After Competition Groups | 299.1925 | 27631.7131 | 0.027632 | 3806.552 | 0.078599 | 4 | Residential_2028_SC B_GWh_After Competition Groups_4 | Energy Star A Line, PAR, MR Lamps | 7.86% | 0.027632 | 299.1925 | Residential_2028_SC B_GWh_After Competition Groups_Energy Star A Line, PAR, MR Lamps
Residential | Res ¦ Energy Star LED Specialty Bulbs | 2028 | SC B | GWh | After Competition Groups | 275.3906 | 36661.0823 | 0.036661 | 3806.552 | 0.072346 | 5 | Residential_2028_SC B_GWh_After Competition Groups_5 | Energy Star LED Specialty Bulbs | 7.235% | 0.036661 | 275.3906 | Residential_2028_SC B_GWh_After Competition Groups_Energy Star LED Specialty Bulbs
Residential | Res ¦ Car Block Heater Timer | 2028 | SC B | GWh | After Competition Groups | 266.9 | 532517.4487 | 0.53252 | 3806.552 | 0.070116 | 6 | Residential_2028_SC B_GWh_After Competition Groups_6 | Car Block Heater Timer | 7.012% | 0.53252 | 266.9 | Residential_2028_SC B_GWh_After Competition Groups_Car Block Heater Timer
Residential | Res ¦ Ductless Mini-Split Heat Pump | 2028 | SC B | GWh | After Competition Groups | 245.5539 | 5634572.3077 | 5.6346 | 3806.552 | 0.064508 | 7 | Residential_2028_SC B_GWh_After Competition Groups_7 | Ductless Mini-Split Heat Pump | 6.451% | 5.6346 | 245.5539 | Residential_2028_SC B_GWh_After Competition Groups_Ductless Mini-Split Heat Pump
Residential | Res ¦ Building Recommissioning, Operations and Maintenance (O&M) Improvements | 2028 | SC B | GWh | After Competition Groups | 241.822 | 223356.6361 | 0.22336 | 3806.552 | 0.063528 | 8 | Residential_2028_SC B_GWh_After Competition Groups_8 | Building Recommissioning, Operations and Maintenance (O&M) Improvements | 6.353% | 0.22336 | 241.822 | Residential_2028_SC B_GWh_After Competition Groups_Building Recommissioning, Operations and Maintenance (O&M) Improvements
Residential | Res ¦ Adaptive Thermostat | 2028 | SC B | GWh | After Competition Groups | 163.8997 | 6160554.9993 | 6.1606 | 3806.552 | 0.043057 | 9 | Residential_2028_SC B_GWh_After Competition Groups_9 | Adaptive Thermostat | 4.306% | 6.1606 | 163.8997 | Residential_2028_SC B_GWh_After Competition Groups_Adaptive Thermostat
Residential | Res ¦ Energy Star Torchiere | 2028 | SC B | GWh | After Competition Groups | 127.5767 | 1891485.9322 | 1.8915 | 3806.552 | 0.033515 | 10 | Residential_2028_SC B_GWh_After Competition Groups_10 | Energy Star Torchiere | 3.352% | 1.8915 | 127.5767 | Residential_2028_SC B_GWh_After Competition Groups_Energy Star Torchiere
Residential | Res ¦ Comprehensive Draft Proofing | 2028 | SC B | GWh | After Competition Groups | 122.9941 | 0 | 0 | 3806.552 | 0.032311 | 11 | Residential_2028_SC B_GWh_After Competition Groups_11 | Comprehensive Draft Proofing | 3.231% | 0 | 122.9941 | Residential_2028_SC B_GWh_After Competition Groups_Comprehensive Draft Proofing
Residential | Res ¦ Air Sealing | 2028 | SC B | GWh | After Competition Groups | 86.958 | 4790277.2856 | 4.7903 | 3806.552 | 0.022844 | 12 | Residential_2028_SC B_GWh_After Competition Groups_12 | Air Sealing | 2.284% | 4.7903 | 86.958 | Residential_2028_SC B_GWh_After Competition Groups_Air Sealing
Residential | Res ¦ LED Parking Lot Fixture | 2028 | SC B | GWh | After Competition Groups | 75.3833 | 1273543.3387 | 1.2735 | 3806.552 | 0.019804 | 13 | Residential_2028_SC B_GWh_After Competition Groups_13 | LED Parking Lot Fixture | 1.98% | 1.2735 | 75.3833 | Residential_2028_SC B_GWh_After Competition Groups_LED Parking Lot Fixture
Residential | Res ¦ Occupancy Sensors MF | 2028 | SC B | GWh | After Competition Groups | 74.632 | 27473.9562 | 0.027474 | 3806.552 | 0.019606 | 14 | Residential_2028_SC B_GWh_After Competition Groups_14 | Occupancy Sensors MF | 1.961% | 0.027474 | 74.632 | Residential_2028_SC B_GWh_After Competition Groups_Occupancy Sensors MF
Residential | Res ¦ Energy Star Air Source Heat Pump | 2028 | SC B | GWh | After Competition Groups | 65.6665 | 3214861.6658 | 3.2149 | 3806.552 | 0.017251 | 15 | Residential_2028_SC B_GWh_After Competition Groups_15 | Energy Star Air Source Heat Pump | 1.725% | 3.2149 | 65.6665 | Residential_2028_SC B_GWh_After Competition Groups_Energy Star Air Source Heat Pump
Residential | Res ¦ Refrigerator Recycling | 2028 | SC B | GWh | After Competition Groups | 63.3855 | 1859611.5327 | 1.8596 | 3806.552 | 0.016652 | 16 | Residential_2028_SC B_GWh_After Competition Groups_16 | Refrigerator Recycling | 1.665% | 1.8596 | 63.3855 | Residential_2028_SC B_GWh_After Competition Groups_Refrigerator Recycling
Residential | Res ¦ Clothes Drying Racks | 2028 | SC B | GWh | After Competition Groups | 57.8634 | 8037029.0697 | 8.037 | 3806.552 | 0.015201 | 17 | Residential_2028_SC B_GWh_After Competition Groups_17 | Clothes Drying Racks | 1.52% | 8.037 | 57.8634 | Residential_2028_SC B_GWh_After Competition Groups_Clothes Drying Racks
Residential | Res ¦ Energy Star Clothes Dryer | 2028 | SC B | GWh | After Competition Groups | 57.3647 | 5510957.0982 | 5.511 | 3806.552 | 0.01507 | 18 | Residential_2028_SC B_GWh_After Competition Groups_18 | Energy Star Clothes Dryer | 1.507% | 5.511 | 57.3647 | Residential_2028_SC B_GWh_After Competition Groups_Energy Star Clothes Dryer
Residential | Res ¦ Freezer Recycling | 2028 | SC B | GWh | After Competition Groups | 55.5143 | 40135000.0731 | 40.135 | 3806.552 | 0.014584 | 19 | Residential_2028_SC B_GWh_After Competition Groups_19 | Freezer Recycling | 1.458% | 40.135 | 55.5143 | Residential_2028_SC B_GWh_After Competition Groups_Freezer Recycling
Residential | Res ¦ Energy Star Light Fixture | 2028 | SC B | GWh | After Competition Groups | 49.9862 | 3826938.7888 | 3.8269 | 3806.552 | 0.013132 | 20 | Residential_2028_SC B_GWh_After Competition Groups_20 | Energy Star Light Fixture | 1.313% | 3.8269 | 49.9862 | Residential_2028_SC B_GWh_After Competition Groups_Energy Star Light Fixture
Residential | Res ¦ Basement Wall Insulation | 2028 | SC B | GWh | After Competition Groups | 45.6506 | 2044022.4056 | 2.044 | 3806.552 | 0.011993 | 21 | Residential_2028_SC B_GWh_After Competition Groups_21 | Basement Wall Insulation | 1.199% | 2.044 | 45.6506 | Residential_2028_SC B_GWh_After Competition Groups_Basement Wall Insulation
Residential | Res ¦ Advanced BAS/Controllers | 2028 | SC B | GWh | After Competition Groups | 35.3904 | 1092196.1588 | 1.0922 | 3806.552 | 0.0092972 | 22 | Residential_2028_SC B_GWh_After Competition Groups_22 | Advanced BAS/Controllers | 0.9297% | 1.0922 | 35.3904 | Residential_2028_SC B_GWh_After Competition Groups_Advanced BAS/Controllers
Residential | Res ¦ Attic Insulation | 2028 | SC B | GWh | After Competition Groups | 35.21 | 3575025.1895 | 3.575 | 3806.552 | 0.0092499 | 23 | Residential_2028_SC B_GWh_After Competition Groups_23 | Attic Insulation | 0.925% | 3.575 | 35.21 | Residential_2028_SC B_GWh_After Competition Groups_Attic Insulation
Residential | Res ¦ LED Exterior Area Lights - LED Fixture (200W) | 2028 | SC B | GWh | After Competition Groups | 33.5996 | 1058212.6053 | 1.0582 | 3806.552 | 0.0088268 | 24 | Residential_2028_SC B_GWh_After Competition Groups_24 | LED Exterior Area Lights - LED Fixture (200W) | 0.8827% | 1.0582 | 33.5996 | Residential_2028_SC B_GWh_After Competition Groups_LED Exterior Area Lights - LED Fixture (200W)
Residential | Res ¦ Energy Star Room Air Conditioner | 2028 | SC B | GWh | After Competition Groups | 31 | 2250784.3446 | 2.2508 | 3806.552 | 0.0081438 | 25 | Residential_2028_SC B_GWh_After Competition Groups_25 | Energy Star Room Air Conditioner | 0.8144% | 2.2508 | 31 | Residential_2028_SC B_GWh_After Competition Groups_Energy Star Room Air Conditioner
Residential | Res ¦ Furnace Whistle | 2028 | SC B | GWh | After Competition Groups | 30.4774 | 43667.7005 | 0.043668 | 3806.552 | 0.0080066 | 26 | Residential_2028_SC B_GWh_After Competition Groups_26 | Furnace Whistle | 0.8007% | 0.043668 | 30.4774 | Residential_2028_SC B_GWh_After Competition Groups_Furnace Whistle
Residential | Res ¦ Energy Star Freezer | 2028 | SC B | GWh | After Competition Groups | 29.5259 | 3188752.4619 | 3.1888 | 3806.552 | 0.0077566 | 27 | Residential_2028_SC B_GWh_After Competition Groups_27 | Energy Star Freezer | 0.7757% | 3.1888 | 29.5259 | Residential_2028_SC B_GWh_After Competition Groups_Energy Star Freezer
Residential | Res ¦ Outside Air Economizer | 2028 | SC B | GWh | After Competition Groups | 24.6675 | 250591.2723 | 0.25059 | 3806.552 | 0.0064803 | 28 | Residential_2028_SC B_GWh_After Competition Groups_28 | Outside Air Economizer | 0.648% | 0.25059 | 24.6675 | Residential_2028_SC B_GWh_After Competition Groups_Outside Air Economizer
Residential | Res ¦ LED Tube Re-Lamp | 2028 | SC B | GWh | After Competition Groups | 23.3012 | 709287.8315 | 0.70929 | 3806.552 | 0.0061213 | 29 | Residential_2028_SC B_GWh_After Competition Groups_29 | LED Tube Re-Lamp | 0.6121% | 0.70929 | 23.3012 | Residential_2028_SC B_GWh_After Competition Groups_LED Tube Re-Lamp
Residential | Res ¦ Demand Control Ventilation | 2028 | SC B | GWh | After Competition Groups | 16.3213 | 624837.4213 | 0.62484 | 3806.552 | 0.0042877 | 30 | Residential_2028_SC B_GWh_After Competition Groups_30 | Demand Control Ventilation | 0.4288% | 0.62484 | 16.3213 | Residential_2028_SC B_GWh_After Competition Groups_Demand Control Ventilation
Residential | Res ¦ Energy Star Dehumidifier | 2028 | SC B | GWh | After Competition Groups | 16.1569 | 3307655.9206 | 3.3077 | 3806.552 | 0.0042445 | 31 | Residential_2028_SC B_GWh_After Competition Groups_31 | Energy Star Dehumidifier | 0.4244% | 3.3077 | 16.1569 | Residential_2028_SC B_GWh_After Competition Groups_Energy Star Dehumidifier
Residential | Res ¦ Minimize Hot and Warm Clothes Wash | 2028 | SC B | GWh | After Competition Groups | 15.7377 | 0 | 0 | 3806.552 | 0.0041344 | 32 | Residential_2028_SC B_GWh_After Competition Groups_32 | Minimize Hot and Warm Clothes Wash | 0.4134% | 0 | 15.7377 | Residential_2028_SC B_GWh_After Competition Groups_Minimize Hot and Warm Clothes Wash
Residential | Res ¦ ENERGY STAR LED LAMPS (REFLECTOR LAMPs/MR16/PAR 16) | 2028 | SC B | GWh | After Competition Groups | 14.5057 | 139163.314 | 0.13916 | 3806.552 | 0.0038107 | 33 | Residential_2028_SC B_GWh_After Competition Groups_33 | ENERGY STAR LED LAMPS (REFLECTOR LAMPs/MR16/PAR 16) | 0.3811% | 0.13916 | 14.5057 | Residential_2028_SC B_GWh_After Competition Groups_ENERGY STAR LED LAMPS (REFLECTOR LAMPs/MR16/PAR 16)
Residential | Res ¦ Home Energy Reports | 2028 | SC B | GWh | After Competition Groups | 12.9774 | 708021.7209 | 0.70802 | 3806.552 | 0.0034092 | 34 | Residential_2028_SC B_GWh_After Competition Groups_34 | Home Energy Reports | 0.3409% | 0.70802 | 12.9774 | Residential_2028_SC B_GWh_After Competition Groups_Home Energy Reports
Residential | Res ¦ Variable Frequency Drive (VFD) | 2028 | SC B | GWh | After Competition Groups | 12.928 | 265132.2205 | 0.26513 | 3806.552 | 0.0033962 | 35 | Residential_2028_SC B_GWh_After Competition Groups_35 | Variable Frequency Drive (VFD) | 0.3396% | 0.26513 | 12.928 | Residential_2028_SC B_GWh_After Competition Groups_Variable Frequency Drive (VFD)
Residential | Res ¦ CO Sensors for parking garage exhaust fans | 2028 | SC B | GWh | After Competition Groups | 12.8867 | 501313.7984 | 0.50131 | 3806.552 | 0.0033854 | 36 | Residential_2028_SC B_GWh_After Competition Groups_36 | CO Sensors for parking garage exhaust fans | 0.3385% | 0.50131 | 12.8867 | Residential_2028_SC B_GWh_After Competition Groups_CO Sensors for parking garage exhaust fans
Residential | Res ¦ High Efficiency Chiller (avg of water and air cooled) | 2028 | SC B | GWh | After Competition Groups | 10.6183 | 177359.0831 | 0.17736 | 3806.552 | 0.0027895 | 37 | Residential_2028_SC B_GWh_After Competition Groups_37 | High Efficiency Chiller (avg of water and air cooled) | 0.2789% | 0.17736 | 10.6183 | Residential_2028_SC B_GWh_After Competition Groups_High Efficiency Chiller (avg of water and air cooled)
Residential | Res ¦ Water Heater Temperature Setback | 2028 | SC B | GWh | After Competition Groups | 9.6609 | 43968.565 | 0.043969 | 3806.552 | 0.002538 | 38 | Residential_2028_SC B_GWh_After Competition Groups_38 | Water Heater Temperature Setback | 0.2538% | 0.043969 | 9.6609 | Residential_2028_SC B_GWh_After Competition Groups_Water Heater Temperature Setback
Residential | Res ¦ Floor Insulation | 2028 | SC B | GWh | After Competition Groups | 9.2242 | 1464395.0013 | 1.4644 | 3806.552 | 0.0024233 | 39 | Residential_2028_SC B_GWh_After Competition Groups_39 | Floor Insulation | 0.2423% | 1.4644 | 9.2242 | Residential_2028_SC B_GWh_After Competition Groups_Floor Insulation
Residential | Res ¦ Heat Recovery Ventilator | 2028 | SC B | GWh | After Competition Groups | 8.9724 | 3551449.7953 | 3.5514 | 3806.552 | 0.0023571 | 40 | Residential_2028_SC B_GWh_After Competition Groups_40 | Heat Recovery Ventilator | 0.2357% | 3.5514 | 8.9724 | Residential_2028_SC B_GWh_After Competition Groups_Heat Recovery Ventilator
Residential | Res ¦ Duct Insulation | 2028 | SC B | GWh | After Competition Groups | 8.2276 | 1253398.1476 | 1.2534 | 3806.552 | 0.0021614 | 41 | Residential_2028_SC B_GWh_After Competition Groups_41 | Duct Insulation | 0.2161% | 1.2534 | 8.2276 | Residential_2028_SC B_GWh_After Competition Groups_Duct Insulation
Residential | Res ¦ Condensing Make Up Air Unit | 2028 | SC B | GWh | After Competition Groups | 6.6897 | 1152660.776 | 1.1527 | 3806.552 | 0.0017574 | 42 | Residential_2028_SC B_GWh_After Competition Groups_42 | Condensing Make Up Air Unit | 0.1757% | 1.1527 | 6.6897 | Residential_2028_SC B_GWh_After Competition Groups_Condensing Make Up Air Unit
Residential | Res ¦ Tankless Water Heater | 2028 | SC B | GWh | After Competition Groups | 5.6591 | 1082570.5395 | 1.0826 | 3806.552 | 0.0014867 | 43 | Residential_2028_SC B_GWh_After Competition Groups_43 | Tankless Water Heater | 0.1487% | 1.0826 | 5.6591 | Residential_2028_SC B_GWh_After Competition Groups_Tankless Water Heater
Residential | Res ¦ VFD on Pumps | 2028 | SC B | GWh | After Competition Groups | 3.9755 | 99316.1979 | 0.099316 | 3806.552 | 0.0010444 | 44 | Residential_2028_SC B_GWh_After Competition Groups_44 | VFD on Pumps | 0.1044% | 0.099316 | 3.9755 | Residential_2028_SC B_GWh_After Competition Groups_VFD on Pumps
Residential | Res ¦ Duct Insulation MF | 2028 | SC B | GWh | After Competition Groups | 3.5572 | 934791.5775 | 0.93479 | 3806.552 | 0.0009345 | 45 | Residential_2028_SC B_GWh_After Competition Groups_45 | Duct Insulation MF | 0.09345% | 0.93479 | 3.5572 | Residential_2028_SC B_GWh_After Competition Groups_Duct Insulation MF
Residential | Res ¦ ENERGY STAR LED Lamps (General Service Lamps) | 2028 | SC B | GWh | After Competition Groups | 3.2713 | 29466.8395 | 0.029467 | 3806.552 | 0.00085938 | 46 | Residential_2028_SC B_GWh_After Competition Groups_46 | ENERGY STAR LED Lamps (General Service Lamps) | 0.08594% | 0.029467 | 3.2713 | Residential_2028_SC B_GWh_After Competition Groups_ENERGY STAR LED Lamps (General Service Lamps)
Residential | Res ¦ ECM MOTORS FOR HVAC APPLICATION (FAN-POWERED VAV BOX) | 2028 | SC B | GWh | After Competition Groups | 2.0319 | 55396.3192 | 0.055396 | 3806.552 | 0.00053378 | 47 | Residential_2028_SC B_GWh_After Competition Groups_47 | ECM MOTORS FOR HVAC APPLICATION (FAN-POWERED VAV BOX) | 0.05338% | 0.055396 | 2.0319 | Residential_2028_SC B_GWh_After Competition Groups_ECM MOTORS FOR HVAC APPLICATION (FAN-POWERED VAV BOX)
Residential | Res ¦ Beverage Vending Machine Controls | 2028 | SC B | GWh | After Competition Groups | 1.2979 | 25648.3032 | 0.025648 | 3806.552 | 0.00034097 | 48 | Residential_2028_SC B_GWh_After Competition Groups_48 | Beverage Vending Machine Controls | 0.0341% | 0.025648 | 1.2979 | Residential_2028_SC B_GWh_After Competition Groups_Beverage Vending Machine Controls
Residential | Res ¦ LED High Bay Fixture | 2028 | SC B | GWh | After Competition Groups | 0.16844 | 29842.1881 | 0.029842 | 3806.552 | 4.425e-05 | 49 | Residential_2028_SC B_GWh_After Competition Groups_49 | LED High Bay Fixture | 0.004425% | 0.029842 | 0.16844 | Residential_2028_SC B_GWh_After Competition Groups_LED High Bay Fixture
Residential | Res ¦ Chilled Water Optimization | 2028 | SC B | GWh | After Competition Groups | 0.16473 | 205.5975 | 0.0002056 | 3806.552 | 4.3276e-05 | 50 | Residential_2028_SC B_GWh_After Competition Groups_50 | Chilled Water Optimization | 0.004328% | 0.0002056 | 0.16473 | Residential_2028_SC B_GWh_After Competition Groups_Chilled Water Optimization
Residential | Res ¦ Wall Insulation | 2028 | SC B | GWh | After Competition Groups | 0.13258 | 0 | 0 | 3806.552 | 3.4829e-05 | 51 | Residential_2028_SC B_GWh_After Competition Groups_51 | Wall Insulation | 0.003483% | 0 | 0.13258 | Residential_2028_SC B_GWh_After Competition Groups_Wall Insulation
Residential | Res ¦ Wall Insulation MF | 2028 | SC B | GWh | After Competition Groups | 0.0080414 | 0 | 0 | 3806.552 | 2.1125e-06 | 52 | Residential_2028_SC B_GWh_After Competition Groups_52 | Wall Insulation MF | 0.0002113% | 0 | 0.0080414 | Residential_2028_SC B_GWh_After Competition Groups_Wall Insulation MF
Residential | Res ¦ Heavy Duty Outdoor/Holiday Plug-in Timers | 2028 | SC B | GWh | After Competition Groups | 0 | 0 | 0 | 3806.552 | 0 | 53 | Residential_2028_SC B_GWh_After Competition Groups_53 | Heavy Duty Outdoor/Holiday Plug-in Timers | 0% | 0 | 0 | Residential_2028_SC B_GWh_After Competition Groups_Heavy Duty Outdoor/Holiday Plug-in Timers
Residential | Res ¦ LED Downlight | 2028 | SC B | GWh | After Competition Groups | 0 | 0 | 0 | 3806.552 | 0 | 54 | Residential_2028_SC B_GWh_After Competition Groups_54 | LED Downlight | 0% | 0 | 0 | Residential_2028_SC B_GWh_After Competition Groups_LED Downlight
Residential | Res ¦ Smart Burners | 2028 | SC B | GWh | After Competition Groups | 0 | 0 | 0 | 3806.552 | 0 | 55 | Residential_2028_SC B_GWh_After Competition Groups_55 | Smart Burners | 0% | 0 | 0 | Residential_2028_SC B_GWh_After Competition Groups_Smart Burners
Residential | Res ¦ Smart Power Bar | 2028 | SC B | GWh | After Competition Groups | 0 | 0 | 0 | 3806.552 | 0 | 56 | Residential_2028_SC B_GWh_After Competition Groups_56 | Smart Power Bar | 0% | 0 | 0 | Residential_2028_SC B_GWh_After Competition Groups_Smart Power Bar
Residential | Res ¦ Energy Star LED Specialty Bulbs | 2028 | SC C | GWh | After Competition Groups | 498.9533 | 40843.9205 | 0.040844 | 2722.2275 | 0.18329 | 1 | Residential_2028_SC C_GWh_After Competition Groups_1 | Energy Star LED Specialty Bulbs | 18.33% | 0.040844 | 498.9533 | Residential_2028_SC C_GWh_After Competition Groups_Energy Star LED Specialty Bulbs
Residential | Res ¦ Energy Star Clothes Washer | 2028 | SC C | GWh | After Competition Groups | 348.75 | 16777046.2899 | 16.777 | 2722.2275 | 0.12811 | 2 | Residential_2028_SC C_GWh_After Competition Groups_2 | Energy Star Clothes Washer | 12.81% | 16.777 | 348.75 | Residential_2028_SC C_GWh_After Competition Groups_Energy Star Clothes Washer
Residential | Res ¦ Energy Star A Line, PAR, MR Lamps | 2028 | SC C | GWh | After Competition Groups | 203.4266 | 18374.1249 | 0.018374 | 2722.2275 | 0.074728 | 3 | Residential_2028_SC C_GWh_After Competition Groups_3 | Energy Star A Line, PAR, MR Lamps | 7.473% | 0.018374 | 203.4266 | Residential_2028_SC C_GWh_After Competition Groups_Energy Star A Line, PAR, MR Lamps
Residential | Res ¦ Ductless Mini-Split Heat Pump | 2028 | SC C | GWh | After Competition Groups | 186.3663 | 4286336.9943 | 4.2863 | 2722.2275 | 0.068461 | 4 | Residential_2028_SC C_GWh_After Competition Groups_4 | Ductless Mini-Split Heat Pump | 6.846% | 4.2863 | 186.3663 | Residential_2028_SC C_GWh_After Competition Groups_Ductless Mini-Split Heat Pump
Residential | Res ¦ Variable Speed Pool Pump Motor | 2028 | SC C | GWh | After Competition Groups | 147.243 | 5971898.5747 | 5.9719 | 2722.2275 | 0.054089 | 5 | Residential_2028_SC C_GWh_After Competition Groups_5 | Variable Speed Pool Pump Motor | 5.409% | 5.9719 | 147.243 | Residential_2028_SC C_GWh_After Competition Groups_Variable Speed Pool Pump Motor
Residential | Res ¦ Car Block Heater Timer | 2028 | SC C | GWh | After Competition Groups | 139.4177 | 428428.0868 | 0.42843 | 2722.2275 | 0.051215 | 6 | Residential_2028_SC C_GWh_After Competition Groups_6 | Car Block Heater Timer | 5.121% | 0.42843 | 139.4177 | Residential_2028_SC C_GWh_After Competition Groups_Car Block Heater Timer
Residential | Res ¦ Energy Star LED Bulbs General Purpose LEDs | 2028 | SC C | GWh | After Competition Groups | 125.3819 | 0 | 0 | 2722.2275 | 0.046059 | 7 | Residential_2028_SC C_GWh_After Competition Groups_7 | Energy Star LED Bulbs General Purpose LEDs | 4.606% | 0 | 125.3819 | Residential_2028_SC C_GWh_After Competition Groups_Energy Star LED Bulbs General Purpose LEDs
Residential | Res ¦ Building Recommissioning, Operations and Maintenance (O&M) Improvements | 2028 | SC C | GWh | After Competition Groups | 114.1107 | 182385.0744 | 0.18239 | 2722.2275 | 0.041918 | 8 | Residential_2028_SC C_GWh_After Competition Groups_8 | Building Recommissioning, Operations and Maintenance (O&M) Improvements | 4.192% | 0.18239 | 114.1107 | Residential_2028_SC C_GWh_After Competition Groups_Building Recommissioning, Operations and Maintenance (O&M) Improvements
Residential | Res ¦ Adaptive Thermostat | 2028 | SC C | GWh | After Competition Groups | 113.4575 | 6164116.6319 | 6.1641 | 2722.2275 | 0.041678 | 9 | Residential_2028_SC C_GWh_After Competition Groups_9 | Adaptive Thermostat | 4.168% | 6.1641 | 113.4575 | Residential_2028_SC C_GWh_After Competition Groups_Adaptive Thermostat
Residential | Res ¦ Energy Star Torchiere | 2028 | SC C | GWh | After Competition Groups | 83.881 | 1314742.3016 | 1.3147 | 2722.2275 | 0.030813 | 10 | Residential_2028_SC C_GWh_After Competition Groups_10 | Energy Star Torchiere | 3.081% | 1.3147 | 83.881 | Residential_2028_SC C_GWh_After Competition Groups_Energy Star Torchiere
Residential | Res ¦ Air Sealing | 2028 | SC C | GWh | After Competition Groups | 79.538 | 4791754.6036 | 4.7918 | 2722.2275 | 0.029218 | 11 | Residential_2028_SC C_GWh_After Competition Groups_11 | Air Sealing | 2.922% | 4.7918 | 79.538 | Residential_2028_SC C_GWh_After Competition Groups_Air Sealing
Residential | Res ¦ LED Parking Lot Fixture | 2028 | SC C | GWh | After Competition Groups | 67.9842 | 0 | 0 | 2722.2275 | 0.024974 | 12 | Residential_2028_SC C_GWh_After Competition Groups_12 | LED Parking Lot Fixture | 2.497% | 0 | 67.9842 | Residential_2028_SC C_GWh_After Competition Groups_LED Parking Lot Fixture
Residential | Res ¦ Comprehensive Draft Proofing | 2028 | SC C | GWh | After Competition Groups | 58.0381 | 0 | 0 | 2722.2275 | 0.02132 | 13 | Residential_2028_SC C_GWh_After Competition Groups_13 | Comprehensive Draft Proofing | 2.132% | 0 | 58.0381 | Residential_2028_SC C_GWh_After Competition Groups_Comprehensive Draft Proofing
Residential | Res ¦ Energy Star Clothes Dryer | 2028 | SC C | GWh | After Competition Groups | 57.3829 | 5513662.6055 | 5.5137 | 2722.2275 | 0.021079 | 14 | Residential_2028_SC C_GWh_After Competition Groups_14 | Energy Star Clothes Dryer | 2.108% | 5.5137 | 57.3829 | Residential_2028_SC C_GWh_After Competition Groups_Energy Star Clothes Dryer
Residential | Res ¦ Basement Wall Insulation | 2028 | SC C | GWh | After Competition Groups | 45.6571 | 2044533.3725 | 2.0445 | 2722.2275 | 0.016772 | 15 | Residential_2028_SC C_GWh_After Competition Groups_15 | Basement Wall Insulation | 1.677% | 2.0445 | 45.6571 | Residential_2028_SC C_GWh_After Competition Groups_Basement Wall Insulation
Residential | Res ¦ Energy Star Light Fixture | 2028 | SC C | GWh | After Competition Groups | 45.5986 | 3576987.4544 | 3.577 | 2722.2275 | 0.01675 | 16 | Residential_2028_SC C_GWh_After Competition Groups_16 | Energy Star Light Fixture | 1.675% | 3.577 | 45.5986 | Residential_2028_SC C_GWh_After Competition Groups_Energy Star Light Fixture
Residential | Res ¦ Energy Star Air Source Heat Pump | 2028 | SC C | GWh | After Competition Groups | 40.5108 | 1975448.5289 | 1.9754 | 2722.2275 | 0.014881 | 17 | Residential_2028_SC C_GWh_After Competition Groups_17 | Energy Star Air Source Heat Pump | 1.488% | 1.9754 | 40.5108 | Residential_2028_SC C_GWh_After Competition Groups_Energy Star Air Source Heat Pump
Residential | Res ¦ Occupancy Sensors MF | 2028 | SC C | GWh | After Competition Groups | 34.4669 | 22434.5714 | 0.022435 | 2722.2275 | 0.012661 | 18 | Residential_2028_SC C_GWh_After Competition Groups_18 | Occupancy Sensors MF | 1.266% | 0.022435 | 34.4669 | Residential_2028_SC C_GWh_After Competition Groups_Occupancy Sensors MF
Residential | Res ¦ Attic Insulation | 2028 | SC C | GWh | After Competition Groups | 34.4091 | 3576662.4623 | 3.5767 | 2722.2275 | 0.01264 | 19 | Residential_2028_SC C_GWh_After Competition Groups_19 | Attic Insulation | 1.264% | 3.5767 | 34.4091 | Residential_2028_SC C_GWh_After Competition Groups_Attic Insulation
Residential | Res ¦ LED Exterior Area Lights - LED Fixture (200W) | 2028 | SC C | GWh | After Competition Groups | 33.5996 | 1058318.4372 | 1.0583 | 2722.2275 | 0.012343 | 20 | Residential_2028_SC C_GWh_After Competition Groups_20 | LED Exterior Area Lights - LED Fixture (200W) | 1.234% | 1.0583 | 33.5996 | Residential_2028_SC C_GWh_After Competition Groups_LED Exterior Area Lights - LED Fixture (200W)
Residential | Res ¦ Refrigerator Recycling | 2028 | SC C | GWh | After Competition Groups | 29.9123 | 1518390.5604 | 1.5184 | 2722.2275 | 0.010988 | 21 | Residential_2028_SC C_GWh_After Competition Groups_21 | Refrigerator Recycling | 1.099% | 1.5184 | 29.9123 | Residential_2028_SC C_GWh_After Competition Groups_Refrigerator Recycling
Residential | Res ¦ Energy Star Room Air Conditioner | 2028 | SC C | GWh | After Competition Groups | 24.5618 | 1792955.5594 | 1.793 | 2722.2275 | 0.0090227 | 22 | Residential_2028_SC C_GWh_After Competition Groups_22 | Energy Star Room Air Conditioner | 0.9023% | 1.793 | 24.5618 | Residential_2028_SC C_GWh_After Competition Groups_Energy Star Room Air Conditioner
Residential | Res ¦ LED Tube Re-Lamp | 2028 | SC C | GWh | After Competition Groups | 23.3012 | 709358.7674 | 0.70936 | 2722.2275 | 0.0085596 | 23 | Residential_2028_SC C_GWh_After Competition Groups_23 | LED Tube Re-Lamp | 0.856% | 0.70936 | 23.3012 | Residential_2028_SC C_GWh_After Competition Groups_LED Tube Re-Lamp
Residential | Res ¦ Energy Star Freezer | 2028 | SC C | GWh | After Competition Groups | 22.9606 | 2630062.3866 | 2.6301 | 2722.2275 | 0.0084345 | 24 | Residential_2028_SC C_GWh_After Competition Groups_24 | Energy Star Freezer | 0.8434% | 2.6301 | 22.9606 | Residential_2028_SC C_GWh_After Competition Groups_Energy Star Freezer
Residential | Res ¦ Advanced BAS/Controllers | 2028 | SC C | GWh | After Competition Groups | 16.7015 | 891768.5076 | 0.89177 | 2722.2275 | 0.0061352 | 25 | Residential_2028_SC C_GWh_After Competition Groups_25 | Advanced BAS/Controllers | 0.6135% | 0.89177 | 16.7015 | Residential_2028_SC C_GWh_After Competition Groups_Advanced BAS/Controllers
Residential | Res ¦ Minimize Hot and Warm Clothes Wash | 2028 | SC C | GWh | After Competition Groups | 15.7377 | 0 | 0 | 2722.2275 | 0.0057812 | 26 | Residential_2028_SC C_GWh_After Competition Groups_26 | Minimize Hot and Warm Clothes Wash | 0.5781% | 0 | 15.7377 | Residential_2028_SC C_GWh_After Competition Groups_Minimize Hot and Warm Clothes Wash
Residential | Res ¦ Outside Air Economizer | 2028 | SC C | GWh | After Competition Groups | 15.459 | 219405.8968 | 0.21941 | 2722.2275 | 0.0056788 | 27 | Residential_2028_SC C_GWh_After Competition Groups_27 | Outside Air Economizer | 0.5679% | 0.21941 | 15.459 | Residential_2028_SC C_GWh_After Competition Groups_Outside Air Economizer
Residential | Res ¦ ENERGY STAR LED LAMPS (REFLECTOR LAMPs/MR16/PAR 16) | 2028 | SC C | GWh | After Competition Groups | 14.5057 | 139177.2318 | 0.13918 | 2722.2275 | 0.0053286 | 28 | Residential_2028_SC C_GWh_After Competition Groups_28 | ENERGY STAR LED LAMPS (REFLECTOR LAMPs/MR16/PAR 16) | 0.5329% | 0.13918 | 14.5057 | Residential_2028_SC C_GWh_After Competition Groups_ENERGY STAR LED LAMPS (REFLECTOR LAMPs/MR16/PAR 16)
Residential | Res ¦ Furnace Whistle | 2028 | SC C | GWh | After Competition Groups | 14.3815 | 35657.8761 | 0.035658 | 2722.2275 | 0.005283 | 29 | Residential_2028_SC C_GWh_After Competition Groups_29 | Furnace Whistle | 0.5283% | 0.035658 | 14.3815 | Residential_2028_SC C_GWh_After Competition Groups_Furnace Whistle
Residential | Res ¦ Home Energy Reports | 2028 | SC C | GWh | After Competition Groups | 12.9774 | 708021.7209 | 0.70802 | 2722.2275 | 0.0047672 | 30 | Residential_2028_SC C_GWh_After Competition Groups_30 | Home Energy Reports | 0.4767% | 0.70802 | 12.9774 | Residential_2028_SC C_GWh_After Competition Groups_Home Energy Reports
Residential | Res ¦ High Efficiency Chiller (avg of water and air cooled) | 2028 | SC C | GWh | After Competition Groups | 10.3009 | 173607.597 | 0.17361 | 2722.2275 | 0.003784 | 31 | Residential_2028_SC C_GWh_After Competition Groups_31 | High Efficiency Chiller (avg of water and air cooled) | 0.3784% | 0.17361 | 10.3009 | Residential_2028_SC C_GWh_After Competition Groups_High Efficiency Chiller (avg of water and air cooled)
Residential | Res ¦ Demand Control Ventilation | 2028 | SC C | GWh | After Competition Groups | 7.7027 | 509986.4273 | 0.50999 | 2722.2275 | 0.0028296 | 32 | Residential_2028_SC C_GWh_After Competition Groups_32 | Demand Control Ventilation | 0.283% | 0.50999 | 7.7027 | Residential_2028_SC C_GWh_After Competition Groups_Demand Control Ventilation
Residential | Res ¦ Floor Insulation | 2028 | SC C | GWh | After Competition Groups | 7.2298 | 1465596.7474 | 1.4656 | 2722.2275 | 0.0026558 | 33 | Residential_2028_SC C_GWh_After Competition Groups_33 | Floor Insulation | 0.2656% | 1.4656 | 7.2298 | Residential_2028_SC C_GWh_After Competition Groups_Floor Insulation
Residential | Res ¦ Energy Star Dehumidifier | 2028 | SC C | GWh | After Competition Groups | 6.6223 | 1675229.2556 | 1.6752 | 2722.2275 | 0.0024327 | 34 | Residential_2028_SC C_GWh_After Competition Groups_34 | Energy Star Dehumidifier | 0.2433% | 1.6752 | 6.6223 | Residential_2028_SC C_GWh_After Competition Groups_Energy Star Dehumidifier
Residential | Res ¦ CO Sensors for parking garage exhaust fans | 2028 | SC C | GWh | After Competition Groups | 6.4763 | 385404.1192 | 0.3854 | 2722.2275 | 0.0023791 | 35 | Residential_2028_SC C_GWh_After Competition Groups_35 | CO Sensors for parking garage exhaust fans | 0.2379% | 0.3854 | 6.4763 | Residential_2028_SC C_GWh_After Competition Groups_CO Sensors for parking garage exhaust fans
Residential | Res ¦ Variable Frequency Drive (VFD) | 2028 | SC C | GWh | After Competition Groups | 6.1007 | 216490.4885 | 0.21649 | 2722.2275 | 0.0022411 | 36 | Residential_2028_SC C_GWh_After Competition Groups_36 | Variable Frequency Drive (VFD) | 0.2241% | 0.21649 | 6.1007 | Residential_2028_SC C_GWh_After Competition Groups_Variable Frequency Drive (VFD)
Residential | Res ¦ Condensing Make Up Air Unit | 2028 | SC C | GWh | After Competition Groups | 4.7007 | 827522.5015 | 0.82752 | 2722.2275 | 0.0017268 | 37 | Residential_2028_SC C_GWh_After Competition Groups_37 | Condensing Make Up Air Unit | 0.1727% | 0.82752 | 4.7007 | Residential_2028_SC C_GWh_After Competition Groups_Condensing Make Up Air Unit
Residential | Res ¦ Water Heater Temperature Setback | 2028 | SC C | GWh | After Competition Groups | 4.5588 | 35903.2853 | 0.035903 | 2722.2275 | 0.0016746 | 38 | Residential_2028_SC C_GWh_After Competition Groups_38 | Water Heater Temperature Setback | 0.1675% | 0.035903 | 4.5588 | Residential_2028_SC C_GWh_After Competition Groups_Water Heater Temperature Setback
Residential | Res ¦ Tankless Water Heater | 2028 | SC C | GWh | After Competition Groups | 3.2883 | 654708.1411 | 0.65471 | 2722.2275 | 0.0012079 | 39 | Residential_2028_SC C_GWh_After Competition Groups_39 | Tankless Water Heater | 0.1208% | 0.65471 | 3.2883 | Residential_2028_SC C_GWh_After Competition Groups_Tankless Water Heater
Residential | Res ¦ ENERGY STAR LED Lamps (General Service Lamps) | 2028 | SC C | GWh | After Competition Groups | 3.2713 | 29469.7864 | 0.02947 | 2722.2275 | 0.0012017 | 40 | Residential_2028_SC C_GWh_After Competition Groups_40 | ENERGY STAR LED Lamps (General Service Lamps) | 0.1202% | 0.02947 | 3.2713 | Residential_2028_SC C_GWh_After Competition Groups_ENERGY STAR LED Lamps (General Service Lamps)
Residential | Res ¦ Duct Insulation MF | 2028 | SC C | GWh | After Competition Groups | 3.2593 | 935770.1299 | 0.93577 | 2722.2275 | 0.0011973 | 41 | Residential_2028_SC C_GWh_After Competition Groups_41 | Duct Insulation MF | 0.1197% | 0.93577 | 3.2593 | Residential_2028_SC C_GWh_After Competition Groups_Duct Insulation MF
Residential | Res ¦ Duct Insulation | 2028 | SC C | GWh | After Competition Groups | 2.5198 | 1257261.2434 | 1.2573 | 2722.2275 | 0.00092564 | 42 | Residential_2028_SC C_GWh_After Competition Groups_42 | Duct Insulation | 0.09256% | 1.2573 | 2.5198 | Residential_2028_SC C_GWh_After Competition Groups_Duct Insulation
Residential | Res ¦ Clothes Drying Racks | 2028 | SC C | GWh | After Competition Groups | 1.877 | 0 | 0 | 2722.2275 | 0.00068951 | 43 | Residential_2028_SC C_GWh_After Competition Groups_43 | Clothes Drying Racks | 0.06895% | 0 | 1.877 | Residential_2028_SC C_GWh_After Competition Groups_Clothes Drying Racks
Residential | Res ¦ Heat Recovery Ventilator | 2028 | SC C | GWh | After Competition Groups | 1.8768 | 1627018.7347 | 1.627 | 2722.2275 | 0.00068943 | 44 | Residential_2028_SC C_GWh_After Competition Groups_44 | Heat Recovery Ventilator | 0.06894% | 1.627 | 1.8768 | Residential_2028_SC C_GWh_After Competition Groups_Heat Recovery Ventilator
Residential | Res ¦ VFD on Pumps | 2028 | SC C | GWh | After Competition Groups | 1.876 | 81094.5937 | 0.081095 | 2722.2275 | 0.00068915 | 45 | Residential_2028_SC C_GWh_After Competition Groups_45 | VFD on Pumps | 0.06891% | 0.081095 | 1.876 | Residential_2028_SC C_GWh_After Competition Groups_VFD on Pumps
Residential | Res ¦ ECM MOTORS FOR HVAC APPLICATION (FAN-POWERED VAV BOX) | 2028 | SC C | GWh | After Competition Groups | 0.9873 | 41389.9882 | 0.04139 | 2722.2275 | 0.00036268 | 46 | Residential_2028_SC C_GWh_After Competition Groups_46 | ECM MOTORS FOR HVAC APPLICATION (FAN-POWERED VAV BOX) | 0.03627% | 0.04139 | 0.9873 | Residential_2028_SC C_GWh_After Competition Groups_ECM MOTORS FOR HVAC APPLICATION (FAN-POWERED VAV BOX)
Residential | Res ¦ Beverage Vending Machine Controls | 2028 | SC C | GWh | After Competition Groups | 0.60291 | 16192.4544 | 0.016192 | 2722.2275 | 0.00022148 | 47 | Residential_2028_SC C_GWh_After Competition Groups_47 | Beverage Vending Machine Controls | 0.02215% | 0.016192 | 0.60291 | Residential_2028_SC C_GWh_After Competition Groups_Beverage Vending Machine Controls
Residential | Res ¦ LED High Bay Fixture | 2028 | SC C | GWh | After Competition Groups | 0.16844 | 29845.1726 | 0.029845 | 2722.2275 | 6.1876e-05 | 48 | Residential_2028_SC C_GWh_After Competition Groups_48 | LED High Bay Fixture | 0.006188% | 0.029845 | 0.16844 | Residential_2028_SC C_GWh_After Competition Groups_LED High Bay Fixture
Residential | Res ¦ Chilled Water Optimization | 2028 | SC C | GWh | After Competition Groups | 0.11773 | 150.4103 | 0.00015041 | 2722.2275 | 4.3247e-05 | 49 | Residential_2028_SC C_GWh_After Competition Groups_49 | Chilled Water Optimization | 0.004325% | 0.00015041 | 0.11773 | Residential_2028_SC C_GWh_After Competition Groups_Chilled Water Optimization
Residential | Res ¦ Wall Insulation | 2028 | SC C | GWh | After Competition Groups | 0.0090668 | 0 | 0 | 2722.2275 | 3.3307e-06 | 50 | Residential_2028_SC C_GWh_After Competition Groups_50 | Wall Insulation | 0.0003331% | 0 | 0.0090668 | Residential_2028_SC C_GWh_After Competition Groups_Wall Insulation
Residential | Res ¦ Wall Insulation MF | 2028 | SC C | GWh | After Competition Groups | 0.0080419 | 0 | 0 | 2722.2275 | 2.9542e-06 | 51 | Residential_2028_SC C_GWh_After Competition Groups_51 | Wall Insulation MF | 0.0002954% | 0 | 0.0080419 | Residential_2028_SC C_GWh_After Competition Groups_Wall Insulation MF
Residential | Res ¦ Freezer Recycling | 2028 | SC C | GWh | After Competition Groups | 0.0016015 | 0 | 0 | 2722.2275 | 5.883e-07 | 52 | Residential_2028_SC C_GWh_After Competition Groups_52 | Freezer Recycling | 5.883e-05% | 0 | 0.0016015 | Residential_2028_SC C_GWh_After Competition Groups_Freezer Recycling
Residential | Res ¦ Heavy Duty Outdoor/Holiday Plug-in Timers | 2028 | SC C | GWh | After Competition Groups | 0 | 0 | 0 | 2722.2275 | 0 | 53 | Residential_2028_SC C_GWh_After Competition Groups_53 | Heavy Duty Outdoor/Holiday Plug-in Timers | 0% | 0 | 0 | Residential_2028_SC C_GWh_After Competition Groups_Heavy Duty Outdoor/Holiday Plug-in Timers
Residential | Res ¦ LED Downlight | 2028 | SC C | GWh | After Competition Groups | 0 | 0 | 0 | 2722.2275 | 0 | 54 | Residential_2028_SC C_GWh_After Competition Groups_54 | LED Downlight | 0% | 0 | 0 | Residential_2028_SC C_GWh_After Competition Groups_LED Downlight
Residential | Res ¦ Smart Burners | 2028 | SC C | GWh | After Competition Groups | 0 | 0 | 0 | 2722.2275 | 0 | 55 | Residential_2028_SC C_GWh_After Competition Groups_55 | Smart Burners | 0% | 0 | 0 | Residential_2028_SC C_GWh_After Competition Groups_Smart Burners
Residential | Res ¦ Smart Power Bar | 2028 | SC C | GWh | After Competition Groups | 0 | 0 | 0 | 2722.2275 | 0 | 56 | Residential_2028_SC C_GWh_After Competition Groups_56 | Smart Power Bar | 0% | 0 | 0 | Residential_2028_SC C_GWh_After Competition Groups_Smart Power Bar
Residential | Res ¦ Energy Star LED Bulbs General Purpose LEDs | 2028 | SC D | GWh | After Competition Groups | 323.081 | 0 | 0 | 2186.7122 | 0.14775 | 1 | Residential_2028_SC D_GWh_After Competition Groups_1 | Energy Star LED Bulbs General Purpose LEDs | 14.77% | 0 | 323.081 | Residential_2028_SC D_GWh_After Competition Groups_Energy Star LED Bulbs General Purpose LEDs
Residential | Res ¦ Energy Star LED Specialty Bulbs | 2028 | SC D | GWh | After Competition Groups | 314.9254 | 0 | 0 | 2186.7122 | 0.14402 | 2 | Residential_2028_SC D_GWh_After Competition Groups_2 | Energy Star LED Specialty Bulbs | 14.4% | 0 | 314.9254 | Residential_2028_SC D_GWh_After Competition Groups_Energy Star LED Specialty Bulbs
Residential | Res ¦ Energy Star Clothes Washer | 2028 | SC D | GWh | After Competition Groups | 224.5271 | 0 | 0 | 2186.7122 | 0.10268 | 3 | Residential_2028_SC D_GWh_After Competition Groups_3 | Energy Star Clothes Washer | 10.27% | 0 | 224.5271 | Residential_2028_SC D_GWh_After Competition Groups_Energy Star Clothes Washer
Residential | Res ¦ Energy Star A Line, PAR, MR Lamps | 2028 | SC D | GWh | After Competition Groups | 203.8765 | 0 | 0 | 2186.7122 | 0.093234 | 4 | Residential_2028_SC D_GWh_After Competition Groups_4 | Energy Star A Line, PAR, MR Lamps | 9.323% | 0 | 203.8765 | Residential_2028_SC D_GWh_After Competition Groups_Energy Star A Line, PAR, MR Lamps
Residential | Res ¦ Ductless Mini-Split Heat Pump | 2028 | SC D | GWh | After Competition Groups | 186.3704 | 0 | 0 | 2186.7122 | 0.085229 | 5 | Residential_2028_SC D_GWh_After Competition Groups_5 | Ductless Mini-Split Heat Pump | 8.523% | 0 | 186.3704 | Residential_2028_SC D_GWh_After Competition Groups_Ductless Mini-Split Heat Pump
Residential | Res ¦ Building Recommissioning, Operations and Maintenance (O&M) Improvements | 2028 | SC D | GWh | After Competition Groups | 114.1107 | 0 | 0 | 2186.7122 | 0.052184 | 6 | Residential_2028_SC D_GWh_After Competition Groups_6 | Building Recommissioning, Operations and Maintenance (O&M) Improvements | 5.218% | 0 | 114.1107 | Residential_2028_SC D_GWh_After Competition Groups_Building Recommissioning, Operations and Maintenance (O&M) Improvements
Residential | Res ¦ Variable Speed Pool Pump Motor | 2028 | SC D | GWh | After Competition Groups | 93.3211 | 0 | 0 | 2186.7122 | 0.042676 | 7 | Residential_2028_SC D_GWh_After Competition Groups_7 | Variable Speed Pool Pump Motor | 4.268% | 0 | 93.3211 | Residential_2028_SC D_GWh_After Competition Groups_Variable Speed Pool Pump Motor
Residential | Res ¦ Energy Star Torchiere | 2028 | SC D | GWh | After Competition Groups | 74.3849 | 0 | 0 | 2186.7122 | 0.034017 | 8 | Residential_2028_SC D_GWh_After Competition Groups_8 | Energy Star Torchiere | 3.402% | 0 | 74.3849 | Residential_2028_SC D_GWh_After Competition Groups_Energy Star Torchiere
Residential | Res ¦ Adaptive Thermostat | 2028 | SC D | GWh | After Competition Groups | 68.0048 | 0 | 0 | 2186.7122 | 0.031099 | 9 | Residential_2028_SC D_GWh_After Competition Groups_9 | Adaptive Thermostat | 3.11% | 0 | 68.0048 | Residential_2028_SC D_GWh_After Competition Groups_Adaptive Thermostat
Residential | Res ¦ LED Parking Lot Fixture | 2028 | SC D | GWh | After Competition Groups | 67.9842 | 0 | 0 | 2186.7122 | 0.03109 | 10 | Residential_2028_SC D_GWh_After Competition Groups_10 | LED Parking Lot Fixture | 3.109% | 0 | 67.9842 | Residential_2028_SC D_GWh_After Competition Groups_LED Parking Lot Fixture
Residential | Res ¦ Comprehensive Draft Proofing | 2028 | SC D | GWh | After Competition Groups | 51.7374 | 0 | 0 | 2186.7122 | 0.02366 | 11 | Residential_2028_SC D_GWh_After Competition Groups_11 | Comprehensive Draft Proofing | 2.366% | 0 | 51.7374 | Residential_2028_SC D_GWh_After Competition Groups_Comprehensive Draft Proofing
Residential | Res ¦ Basement Wall Insulation | 2028 | SC D | GWh | After Competition Groups | 43.9236 | 0 | 0 | 2186.7122 | 0.020087 | 12 | Residential_2028_SC D_GWh_After Competition Groups_12 | Basement Wall Insulation | 2.009% | 0 | 43.9236 | Residential_2028_SC D_GWh_After Competition Groups_Basement Wall Insulation
Residential | Res ¦ Energy Star Air Source Heat Pump | 2028 | SC D | GWh | After Competition Groups | 40.5108 | 0 | 0 | 2186.7122 | 0.018526 | 13 | Residential_2028_SC D_GWh_After Competition Groups_13 | Energy Star Air Source Heat Pump | 1.853% | 0 | 40.5108 | Residential_2028_SC D_GWh_After Competition Groups_Energy Star Air Source Heat Pump
Residential | Res ¦ Occupancy Sensors MF | 2028 | SC D | GWh | After Competition Groups | 34.4669 | 0 | 0 | 2186.7122 | 0.015762 | 14 | Residential_2028_SC D_GWh_After Competition Groups_14 | Occupancy Sensors MF | 1.576% | 0 | 34.4669 | Residential_2028_SC D_GWh_After Competition Groups_Occupancy Sensors MF
Residential | Res ¦ Air Sealing | 2028 | SC D | GWh | After Competition Groups | 31.4197 | 0 | 0 | 2186.7122 | 0.014368 | 15 | Residential_2028_SC D_GWh_After Competition Groups_15 | Air Sealing | 1.437% | 0 | 31.4197 | Residential_2028_SC D_GWh_After Competition Groups_Air Sealing
Residential | Res ¦ LED Exterior Area Lights - LED Fixture (200W) | 2028 | SC D | GWh | After Competition Groups | 29.5884 | 0 | 0 | 2186.7122 | 0.013531 | 16 | Residential_2028_SC D_GWh_After Competition Groups_16 | LED Exterior Area Lights - LED Fixture (200W) | 1.353% | 0 | 29.5884 | Residential_2028_SC D_GWh_After Competition Groups_LED Exterior Area Lights - LED Fixture (200W)
Residential | Res ¦ Energy Star Clothes Dryer | 2028 | SC D | GWh | After Competition Groups | 29.4777 | 0 | 0 | 2186.7122 | 0.01348 | 17 | Residential_2028_SC D_GWh_After Competition Groups_17 | Energy Star Clothes Dryer | 1.348% | 0 | 29.4777 | Residential_2028_SC D_GWh_After Competition Groups_Energy Star Clothes Dryer
Residential | Res ¦ Energy Star Light Fixture | 2028 | SC D | GWh | After Competition Groups | 27.2567 | 0 | 0 | 2186.7122 | 0.012465 | 18 | Residential_2028_SC D_GWh_After Competition Groups_18 | Energy Star Light Fixture | 1.246% | 0 | 27.2567 | Residential_2028_SC D_GWh_After Competition Groups_Energy Star Light Fixture
Residential | Res ¦ Energy Star Room Air Conditioner | 2028 | SC D | GWh | After Competition Groups | 24.4505 | 0 | 0 | 2186.7122 | 0.011181 | 19 | Residential_2028_SC D_GWh_After Competition Groups_19 | Energy Star Room Air Conditioner | 1.118% | 0 | 24.4505 | Residential_2028_SC D_GWh_After Competition Groups_Energy Star Room Air Conditioner
Residential | Res ¦ LED Tube Re-Lamp | 2028 | SC D | GWh | After Competition Groups | 23.2285 | 0 | 0 | 2186.7122 | 0.010623 | 20 | Residential_2028_SC D_GWh_After Competition Groups_20 | LED Tube Re-Lamp | 1.062% | 0 | 23.2285 | Residential_2028_SC D_GWh_After Competition Groups_LED Tube Re-Lamp
Residential | Res ¦ Attic Insulation | 2028 | SC D | GWh | After Competition Groups | 18.9115 | 0 | 0 | 2186.7122 | 0.0086484 | 21 | Residential_2028_SC D_GWh_After Competition Groups_21 | Attic Insulation | 0.8648% | 0 | 18.9115 | Residential_2028_SC D_GWh_After Competition Groups_Attic Insulation
Residential | Res ¦ Refrigerator Recycling | 2028 | SC D | GWh | After Competition Groups | 17.6239 | 0 | 0 | 2186.7122 | 0.0080595 | 22 | Residential_2028_SC D_GWh_After Competition Groups_22 | Refrigerator Recycling | 0.806% | 0 | 17.6239 | Residential_2028_SC D_GWh_After Competition Groups_Refrigerator Recycling
Residential | Res ¦ Advanced BAS/Controllers | 2028 | SC D | GWh | After Competition Groups | 16.7015 | 0 | 0 | 2186.7122 | 0.0076377 | 23 | Residential_2028_SC D_GWh_After Competition Groups_23 | Advanced BAS/Controllers | 0.7638% | 0 | 16.7015 | Residential_2028_SC D_GWh_After Competition Groups_Advanced BAS/Controllers
Residential | Res ¦ Minimize Hot and Warm Clothes Wash | 2028 | SC D | GWh | After Competition Groups | 15.7377 | 0 | 0 | 2186.7122 | 0.007197 | 24 | Residential_2028_SC D_GWh_After Competition Groups_24 | Minimize Hot and Warm Clothes Wash | 0.7197% | 0 | 15.7377 | Residential_2028_SC D_GWh_After Competition Groups_Minimize Hot and Warm Clothes Wash
Residential | Res ¦ Outside Air Economizer | 2028 | SC D | GWh | After Competition Groups | 15.459 | 0 | 0 | 2186.7122 | 0.0070695 | 25 | Residential_2028_SC D_GWh_After Competition Groups_25 | Outside Air Economizer | 0.707% | 0 | 15.459 | Residential_2028_SC D_GWh_After Competition Groups_Outside Air Economizer
Residential | Res ¦ ENERGY STAR LED LAMPS (REFLECTOR LAMPs/MR16/PAR 16) | 2028 | SC D | GWh | After Competition Groups | 14.5057 | 0 | 0 | 2186.7122 | 0.0066336 | 26 | Residential_2028_SC D_GWh_After Competition Groups_26 | ENERGY STAR LED LAMPS (REFLECTOR LAMPs/MR16/PAR 16) | 0.6634% | 0 | 14.5057 | Residential_2028_SC D_GWh_After Competition Groups_ENERGY STAR LED LAMPS (REFLECTOR LAMPs/MR16/PAR 16)
Residential | Res ¦ Furnace Whistle | 2028 | SC D | GWh | After Competition Groups | 14.3815 | 0 | 0 | 2186.7122 | 0.0065768 | 27 | Residential_2028_SC D_GWh_After Competition Groups_27 | Furnace Whistle | 0.6577% | 0 | 14.3815 | Residential_2028_SC D_GWh_After Competition Groups_Furnace Whistle
Residential | Res ¦ Home Energy Reports | 2028 | SC D | GWh | After Competition Groups | 12.9774 | 0 | 0 | 2186.7122 | 0.0059347 | 28 | Residential_2028_SC D_GWh_After Competition Groups_28 | Home Energy Reports | 0.5935% | 0 | 12.9774 | Residential_2028_SC D_GWh_After Competition Groups_Home Energy Reports
Residential | Res ¦ Energy Star Freezer | 2028 | SC D | GWh | After Competition Groups | 11.7965 | 0 | 0 | 2186.7122 | 0.0053946 | 29 | Residential_2028_SC D_GWh_After Competition Groups_29 | Energy Star Freezer | 0.5395% | 0 | 11.7965 | Residential_2028_SC D_GWh_After Competition Groups_Energy Star Freezer
Residential | Res ¦ High Efficiency Chiller (avg of water and air cooled) | 2028 | SC D | GWh | After Competition Groups | 10.3009 | 0 | 0 | 2186.7122 | 0.0047107 | 30 | Residential_2028_SC D_GWh_After Competition Groups_30 | High Efficiency Chiller (avg of water and air cooled) | 0.4711% | 0 | 10.3009 | Residential_2028_SC D_GWh_After Competition Groups_High Efficiency Chiller (avg of water and air cooled)
Residential | Res ¦ Variable Frequency Drive (VFD) | 2028 | SC D | GWh | After Competition Groups | 4.5029 | 0 | 0 | 2186.7122 | 0.0020592 | 31 | Residential_2028_SC D_GWh_After Competition Groups_31 | Variable Frequency Drive (VFD) | 0.2059% | 0 | 4.5029 | Residential_2028_SC D_GWh_After Competition Groups_Variable Frequency Drive (VFD)
Residential | Res ¦ Water Heater Temperature Setback | 2028 | SC D | GWh | After Competition Groups | 4.077 | 0 | 0 | 2186.7122 | 0.0018644 | 32 | Residential_2028_SC D_GWh_After Competition Groups_32 | Water Heater Temperature Setback | 0.1864% | 0 | 4.077 | Residential_2028_SC D_GWh_After Competition Groups_Water Heater Temperature Setback
Residential | Res ¦ CO Sensors for parking garage exhaust fans | 2028 | SC D | GWh | After Competition Groups | 3.9607 | 0 | 0 | 2186.7122 | 0.0018113 | 33 | Residential_2028_SC D_GWh_After Competition Groups_33 | CO Sensors for parking garage exhaust fans | 0.1811% | 0 | 3.9607 | Residential_2028_SC D_GWh_After Competition Groups_CO Sensors for parking garage exhaust fans
Residential | Res ¦ ENERGY STAR LED Lamps (General Service Lamps) | 2028 | SC D | GWh | After Competition Groups | 3.2713 | 0 | 0 | 2186.7122 | 0.001496 | 34 | Residential_2028_SC D_GWh_After Competition Groups_34 | ENERGY STAR LED Lamps (General Service Lamps) | 0.1496% | 0 | 3.2713 | Residential_2028_SC D_GWh_After Competition Groups_ENERGY STAR LED Lamps (General Service Lamps)
Residential | Res ¦ Demand Control Ventilation | 2028 | SC D | GWh | After Competition Groups | 2.9677 | 0 | 0 | 2186.7122 | 0.0013571 | 35 | Residential_2028_SC D_GWh_After Competition Groups_35 | Demand Control Ventilation | 0.1357% | 0 | 2.9677 | Residential_2028_SC D_GWh_After Competition Groups_Demand Control Ventilation
Residential | Res ¦ Energy Star Dehumidifier | 2028 | SC D | GWh | After Competition Groups | 1.9983 | 0 | 0 | 2186.7122 | 0.00091383 | 36 | Residential_2028_SC D_GWh_After Competition Groups_36 | Energy Star Dehumidifier | 0.09138% | 0 | 1.9983 | Residential_2028_SC D_GWh_After Competition Groups_Energy Star Dehumidifier
Residential | Res ¦ Clothes Drying Racks | 2028 | SC D | GWh | After Competition Groups | 1.877 | 0 | 0 | 2186.7122 | 0.00085837 | 37 | Residential_2028_SC D_GWh_After Competition Groups_37 | Clothes Drying Racks | 0.08584% | 0 | 1.877 | Residential_2028_SC D_GWh_After Competition Groups_Clothes Drying Racks
Residential | Res ¦ Tankless Water Heater | 2028 | SC D | GWh | After Competition Groups | 1.7245 | 0 | 0 | 2186.7122 | 0.00078864 | 38 | Residential_2028_SC D_GWh_After Competition Groups_38 | Tankless Water Heater | 0.07886% | 0 | 1.7245 | Residential_2028_SC D_GWh_After Competition Groups_Tankless Water Heater
Residential | Res ¦ Condensing Make Up Air Unit | 2028 | SC D | GWh | After Competition Groups | 1.5609 | 0 | 0 | 2186.7122 | 0.00071381 | 39 | Residential_2028_SC D_GWh_After Competition Groups_39 | Condensing Make Up Air Unit | 0.07138% | 0 | 1.5609 | Residential_2028_SC D_GWh_After Competition Groups_Condensing Make Up Air Unit
Residential | Res ¦ Floor Insulation | 2028 | SC D | GWh | After Competition Groups | 1.3153 | 0 | 0 | 2186.7122 | 0.00060152 | 40 | Residential_2028_SC D_GWh_After Competition Groups_40 | Floor Insulation | 0.06015% | 0 | 1.3153 | Residential_2028_SC D_GWh_After Competition Groups_Floor Insulation
Residential | Res ¦ VFD on Pumps | 2028 | SC D | GWh | After Competition Groups | 1.268 | 0 | 0 | 2186.7122 | 0.00057986 | 41 | Residential_2028_SC D_GWh_After Competition Groups_41 | VFD on Pumps | 0.05799% | 0 | 1.268 | Residential_2028_SC D_GWh_After Competition Groups_VFD on Pumps
Residential | Res ¦ ECM MOTORS FOR HVAC APPLICATION (FAN-POWERED VAV BOX) | 2028 | SC D | GWh | After Competition Groups | 0.74713 | 0 | 0 | 2186.7122 | 0.00034167 | 42 | Residential_2028_SC D_GWh_After Competition Groups_42 | ECM MOTORS FOR HVAC APPLICATION (FAN-POWERED VAV BOX) | 0.03417% | 0 | 0.74713 | Residential_2028_SC D_GWh_After Competition Groups_ECM MOTORS FOR HVAC APPLICATION (FAN-POWERED VAV BOX)
Residential | Res ¦ Duct Insulation | 2028 | SC D | GWh | After Competition Groups | 0.69637 | 0 | 0 | 2186.7122 | 0.00031846 | 43 | Residential_2028_SC D_GWh_After Competition Groups_43 | Duct Insulation | 0.03185% | 0 | 0.69637 | Residential_2028_SC D_GWh_After Competition Groups_Duct Insulation
Residential | Res ¦ Heat Recovery Ventilator | 2028 | SC D | GWh | After Competition Groups | 0.64137 | 0 | 0 | 2186.7122 | 0.0002933 | 44 | Residential_2028_SC D_GWh_After Competition Groups_44 | Heat Recovery Ventilator | 0.02933% | 0 | 0.64137 | Residential_2028_SC D_GWh_After Competition Groups_Heat Recovery Ventilator
Residential | Res ¦ Beverage Vending Machine Controls | 2028 | SC D | GWh | After Competition Groups | 0.47054 | 0 | 0 | 2186.7122 | 0.00021518 | 45 | Residential_2028_SC D_GWh_After Competition Groups_45 | Beverage Vending Machine Controls | 0.02152% | 0 | 0.47054 | Residential_2028_SC D_GWh_After Competition Groups_Beverage Vending Machine Controls
Residential | Res ¦ Duct Insulation MF | 2028 | SC D | GWh | After Competition Groups | 0.40921 | 0 | 0 | 2186.7122 | 0.00018713 | 46 | Residential_2028_SC D_GWh_After Competition Groups_46 | Duct Insulation MF | 0.01871% | 0 | 0.40921 | Residential_2028_SC D_GWh_After Competition Groups_Duct Insulation MF
Residential | Res ¦ Chilled Water Optimization | 2028 | SC D | GWh | After Competition Groups | 0.11773 | 0 | 0 | 2186.7122 | 5.3839e-05 | 47 | Residential_2028_SC D_GWh_After Competition Groups_47 | Chilled Water Optimization | 0.005384% | 0 | 0.11773 | Residential_2028_SC D_GWh_After Competition Groups_Chilled Water Optimization
Residential | Res ¦ LED High Bay Fixture | 2028 | SC D | GWh | After Competition Groups | 0.053285 | 0 | 0 | 2186.7122 | 2.4368e-05 | 48 | Residential_2028_SC D_GWh_After Competition Groups_48 | LED High Bay Fixture | 0.002437% | 0 | 0.053285 | Residential_2028_SC D_GWh_After Competition Groups_LED High Bay Fixture
Residential | Res ¦ Wall Insulation MF | 2028 | SC D | GWh | After Competition Groups | 0.0051282 | 0 | 0 | 2186.7122 | 2.3452e-06 | 49 | Residential_2028_SC D_GWh_After Competition Groups_49 | Wall Insulation MF | 0.0002345% | 0 | 0.0051282 | Residential_2028_SC D_GWh_After Competition Groups_Wall Insulation MF
Residential | Res ¦ Wall Insulation | 2028 | SC D | GWh | After Competition Groups | 0.0044023 | 0 | 0 | 2186.7122 | 2.0132e-06 | 50 | Residential_2028_SC D_GWh_After Competition Groups_50 | Wall Insulation | 0.0002013% | 0 | 0.0044023 | Residential_2028_SC D_GWh_After Competition Groups_Wall Insulation
Residential | Res ¦ Freezer Recycling | 2028 | SC D | GWh | After Competition Groups | 0.0016015 | 0 | 0 | 2186.7122 | 7.3237e-07 | 51 | Residential_2028_SC D_GWh_After Competition Groups_51 | Freezer Recycling | 7.324e-05% | 0 | 0.0016015 | Residential_2028_SC D_GWh_After Competition Groups_Freezer Recycling
Residential | Res ¦ LED Downlight | 2028 | SC D | GWh | After Competition Groups | 0 | 0 | 0 | 2186.7122 | 0 | 52 | Residential_2028_SC D_GWh_After Competition Groups_52 | LED Downlight | 0% | 0 | 0 | Residential_2028_SC D_GWh_After Competition Groups_LED Downlight
Residential | Res ¦ Smart Burners | 2028 | SC D | GWh | After Competition Groups | 0 | 0 | 0 | 2186.7122 | 0 | 53 | Residential_2028_SC D_GWh_After Competition Groups_53 | Smart Burners | 0% | 0 | 0 | Residential_2028_SC D_GWh_After Competition Groups_Smart Burners
Residential | Res ¦ Smart Power Bar | 2028 | SC D | GWh | After Competition Groups | 0 | 0 | 0 | 2186.7122 | 0 | 54 | Residential_2028_SC D_GWh_After Competition Groups_54 | Smart Power Bar | 0% | 0 | 0 | Residential_2028_SC D_GWh_After Competition Groups_Smart Power Bar
Residential | Res ¦ Smart Power Bar | 2028 | Technical | GWh | After Competition Groups | 1409.2871 | 0 | 0 | 13739.9362 | 0.10257 | 1 | Residential_2028_Technical_GWh_After Competition Groups_1 | Smart Power Bar | 10.26% | 0 | 1409.2871 | Residential_2028_Technical_GWh_After Competition Groups_Smart Power Bar
Residential | Res ¦ Energy Star LED Bulbs General Purpose LEDs | 2028 | Technical | GWh | After Competition Groups | 1176.1014 | 0 | 0 | 13739.9362 | 0.085597 | 2 | Residential_2028_Technical_GWh_After Competition Groups_2 | Energy Star LED Bulbs General Purpose LEDs | 8.56% | 0 | 1176.1014 | Residential_2028_Technical_GWh_After Competition Groups_Energy Star LED Bulbs General Purpose LEDs
Residential | Res ¦ Energy Star A Line, PAR, MR Lamps | 2028 | Technical | GWh | After Competition Groups | 775.4638 | 0 | 0 | 13739.9362 | 0.056439 | 3 | Residential_2028_Technical_GWh_After Competition Groups_3 | Energy Star A Line, PAR, MR Lamps | 5.644% | 0 | 775.4638 | Residential_2028_Technical_GWh_After Competition Groups_Energy Star A Line, PAR, MR Lamps
Residential | Res ¦ Adaptive Thermostat | 2028 | Technical | GWh | After Competition Groups | 668.0907 | 0 | 0 | 13739.9362 | 0.048624 | 4 | Residential_2028_Technical_GWh_After Competition Groups_4 | Adaptive Thermostat | 4.862% | 0 | 668.0907 | Residential_2028_Technical_GWh_After Competition Groups_Adaptive Thermostat
Residential | Res ¦ Energy Star Refrigerator | 2028 | Technical | GWh | After Competition Groups | 630.3265 | 0 | 0 | 13739.9362 | 0.045876 | 5 | Residential_2028_Technical_GWh_After Competition Groups_5 | Energy Star Refrigerator | 4.588% | 0 | 630.3265 | Residential_2028_Technical_GWh_After Competition Groups_Energy Star Refrigerator
Residential | Res ¦ Smart Burners | 2028 | Technical | GWh | After Competition Groups | 542.5019 | 0 | 0 | 13739.9362 | 0.039484 | 6 | Residential_2028_Technical_GWh_After Competition Groups_6 | Smart Burners | 3.948% | 0 | 542.5019 | Residential_2028_Technical_GWh_After Competition Groups_Smart Burners
Residential | Res ¦ Energy Star Clothes Washer | 2028 | Technical | GWh | After Competition Groups | 527.9492 | 0 | 0 | 13739.9362 | 0.038424 | 7 | Residential_2028_Technical_GWh_After Competition Groups_7 | Energy Star Clothes Washer | 3.842% | 0 | 527.9492 | Residential_2028_Technical_GWh_After Competition Groups_Energy Star Clothes Washer
Residential | Res ¦ Air Sealing | 2028 | Technical | GWh | After Competition Groups | 506.919 | 0 | 0 | 13739.9362 | 0.036894 | 8 | Residential_2028_Technical_GWh_After Competition Groups_8 | Air Sealing | 3.689% | 0 | 506.919 | Residential_2028_Technical_GWh_After Competition Groups_Air Sealing
Residential | Res ¦ Energy Star Ground Source Heat Pump | 2028 | Technical | GWh | After Competition Groups | 487.4344 | 0 | 0 | 13739.9362 | 0.035476 | 9 | Residential_2028_Technical_GWh_After Competition Groups_9 | Energy Star Ground Source Heat Pump | 3.548% | 0 | 487.4344 | Residential_2028_Technical_GWh_After Competition Groups_Energy Star Ground Source Heat Pump
Residential | Res ¦ Ductless Mini-Split Heat Pump | 2028 | Technical | GWh | After Competition Groups | 483.1232 | 0 | 0 | 13739.9362 | 0.035162 | 10 | Residential_2028_Technical_GWh_After Competition Groups_10 | Ductless Mini-Split Heat Pump | 3.516% | 0 | 483.1232 | Residential_2028_Technical_GWh_After Competition Groups_Ductless Mini-Split Heat Pump
Residential | Res ¦ Heat Pump Clothes Dryer | 2028 | Technical | GWh | After Competition Groups | 441.4695 | 0 | 0 | 13739.9362 | 0.03213 | 11 | Residential_2028_Technical_GWh_After Competition Groups_11 | Heat Pump Clothes Dryer | 3.213% | 0 | 441.4695 | Residential_2028_Technical_GWh_After Competition Groups_Heat Pump Clothes Dryer
Residential | Res ¦ Energy Star Central Air Conditioner | 2028 | Technical | GWh | After Competition Groups | 414.8581 | 0 | 0 | 13739.9362 | 0.030194 | 12 | Residential_2028_Technical_GWh_After Competition Groups_12 | Energy Star Central Air Conditioner | 3.019% | 0 | 414.8581 | Residential_2028_Technical_GWh_After Competition Groups_Energy Star Central Air Conditioner
Residential | Res ¦ Variable Speed Pool Pump Motor | 2028 | Technical | GWh | After Competition Groups | 372.2678 | 0 | 0 | 13739.9362 | 0.027094 | 13 | Residential_2028_Technical_GWh_After Competition Groups_13 | Variable Speed Pool Pump Motor | 2.709% | 0 | 372.2678 | Residential_2028_Technical_GWh_After Competition Groups_Variable Speed Pool Pump Motor
Residential | Res ¦ Car Block Heater Timer | 2028 | Technical | GWh | After Competition Groups | 348.1841 | 0 | 0 | 13739.9362 | 0.025341 | 14 | Residential_2028_Technical_GWh_After Competition Groups_14 | Car Block Heater Timer | 2.534% | 0 | 348.1841 | Residential_2028_Technical_GWh_After Competition Groups_Car Block Heater Timer
Residential | Res ¦ Energy Star Light Fixture | 2028 | Technical | GWh | After Competition Groups | 335.891 | 0 | 0 | 13739.9362 | 0.024446 | 15 | Residential_2028_Technical_GWh_After Competition Groups_15 | Energy Star Light Fixture | 2.445% | 0 | 335.891 | Residential_2028_Technical_GWh_After Competition Groups_Energy Star Light Fixture
Residential | Res ¦ Passive Attic Ventilation | 2028 | Technical | GWh | After Competition Groups | 300.1657 | 0 | 0 | 13739.9362 | 0.021846 | 16 | Residential_2028_Technical_GWh_After Competition Groups_16 | Passive Attic Ventilation | 2.185% | 0 | 300.1657 | Residential_2028_Technical_GWh_After Competition Groups_Passive Attic Ventilation
Residential | Res ¦ Building Recommissioning, Operations and Maintenance (O&M) Improvements | 2028 | Technical | GWh | After Competition Groups | 288.5009 | 0 | 0 | 13739.9362 | 0.020997 | 17 | Residential_2028_Technical_GWh_After Competition Groups_17 | Building Recommissioning, Operations and Maintenance (O&M) Improvements | 2.1% | 0 | 288.5009 | Residential_2028_Technical_GWh_After Competition Groups_Building Recommissioning, Operations and Maintenance (O&M) Improvements
Residential | Res ¦ Energy Star Windows | 2028 | Technical | GWh | After Competition Groups | 274.9394 | 0 | 0 | 13739.9362 | 0.02001 | 18 | Residential_2028_Technical_GWh_After Competition Groups_18 | Energy Star Windows | 2.001% | 0 | 274.9394 | Residential_2028_Technical_GWh_After Competition Groups_Energy Star Windows
Residential | Res ¦ Basement Wall Insulation | 2028 | Technical | GWh | After Competition Groups | 266.1007 | 0 | 0 | 13739.9362 | 0.019367 | 19 | Residential_2028_Technical_GWh_After Competition Groups_19 | Basement Wall Insulation | 1.937% | 0 | 266.1007 | Residential_2028_Technical_GWh_After Competition Groups_Basement Wall Insulation
Residential | Res ¦ Energy Star Torchiere | 2028 | Technical | GWh | After Competition Groups | 248.2176 | 0 | 0 | 13739.9362 | 0.018065 | 20 | Residential_2028_Technical_GWh_After Competition Groups_20 | Energy Star Torchiere | 1.807% | 0 | 248.2176 | Residential_2028_Technical_GWh_After Competition Groups_Energy Star Torchiere
Residential | Res ¦ Ductless Mini-Split Air Conditioner | 2028 | Technical | GWh | After Competition Groups | 247.1426 | 0 | 0 | 13739.9362 | 0.017987 | 21 | Residential_2028_Technical_GWh_After Competition Groups_21 | Ductless Mini-Split Air Conditioner | 1.799% | 0 | 247.1426 | Residential_2028_Technical_GWh_After Competition Groups_Ductless Mini-Split Air Conditioner
Residential | Res ¦ Basement or Crawlspace Insulation | 2028 | Technical | GWh | After Competition Groups | 220.9775 | 0 | 0 | 13739.9362 | 0.016083 | 22 | Residential_2028_Technical_GWh_After Competition Groups_22 | Basement or Crawlspace Insulation | 1.608% | 0 | 220.9775 | Residential_2028_Technical_GWh_After Competition Groups_Basement or Crawlspace Insulation
Residential | Res ¦ Attic Insulation | 2028 | Technical | GWh | After Competition Groups | 205.2796 | 0 | 0 | 13739.9362 | 0.01494 | 23 | Residential_2028_Technical_GWh_After Competition Groups_23 | Attic Insulation | 1.494% | 0 | 205.2796 | Residential_2028_Technical_GWh_After Competition Groups_Attic Insulation
Residential | Res ¦ Wall Insulation | 2028 | Technical | GWh | After Competition Groups | 160.3862 | 0 | 0 | 13739.9362 | 0.011673 | 24 | Residential_2028_Technical_GWh_After Competition Groups_24 | Wall Insulation | 1.167% | 0 | 160.3862 | Residential_2028_Technical_GWh_After Competition Groups_Wall Insulation
Residential | Res ¦ Comprehensive Draft Proofing | 2028 | Technical | GWh | After Competition Groups | 146.7351 | 0 | 0 | 13739.9362 | 0.010679 | 25 | Residential_2028_Technical_GWh_After Competition Groups_25 | Comprehensive Draft Proofing | 1.068% | 0 | 146.7351 | Residential_2028_Technical_GWh_After Competition Groups_Comprehensive Draft Proofing
Residential | Res ¦ Lighting Motion Sensors, Timers, Dimmers | 2028 | Technical | GWh | After Competition Groups | 126.9312 | 0 | 0 | 13739.9362 | 0.0092381 | 26 | Residential_2028_Technical_GWh_After Competition Groups_26 | Lighting Motion Sensors, Timers, Dimmers | 0.9238% | 0 | 126.9312 | Residential_2028_Technical_GWh_After Competition Groups_Lighting Motion Sensors, Timers, Dimmers
Residential | Res ¦ Heavy Duty Outdoor/Holiday Plug-in Timers | 2028 | Technical | GWh | After Competition Groups | 116.1173 | 0 | 0 | 13739.9362 | 0.0084511 | 27 | Residential_2028_Technical_GWh_After Competition Groups_27 | Heavy Duty Outdoor/Holiday Plug-in Timers | 0.8451% | 0 | 116.1173 | Residential_2028_Technical_GWh_After Competition Groups_Heavy Duty Outdoor/Holiday Plug-in Timers
Residential | Res ¦ Furnace with ECM | 2028 | Technical | GWh | After Competition Groups | 110.5607 | 0 | 0 | 13739.9362 | 0.0080467 | 28 | Residential_2028_Technical_GWh_After Competition Groups_28 | Furnace with ECM | 0.8047% | 0 | 110.5607 | Residential_2028_Technical_GWh_After Competition Groups_Furnace with ECM
Residential | Res ¦ Radiant Barrier | 2028 | Technical | GWh | After Competition Groups | 102.6422 | 0 | 0 | 13739.9362 | 0.0074704 | 29 | Residential_2028_Technical_GWh_After Competition Groups_29 | Radiant Barrier | 0.747% | 0 | 102.6422 | Residential_2028_Technical_GWh_After Competition Groups_Radiant Barrier
Residential | Res ¦ Variable Refrigerant Flow Heat Pump | 2028 | Technical | GWh | After Competition Groups | 96.2753 | 0 | 0 | 13739.9362 | 0.007007 | 30 | Residential_2028_Technical_GWh_After Competition Groups_30 | Variable Refrigerant Flow Heat Pump | 0.7007% | 0 | 96.2753 | Residential_2028_Technical_GWh_After Competition Groups_Variable Refrigerant Flow Heat Pump
Residential | Res ¦ Solar Powered Attic Fan | 2028 | Technical | GWh | After Competition Groups | 84.0743 | 0 | 0 | 13739.9362 | 0.006119 | 31 | Residential_2028_Technical_GWh_After Competition Groups_31 | Solar Powered Attic Fan | 0.6119% | 0 | 84.0743 | Residential_2028_Technical_GWh_After Competition Groups_Solar Powered Attic Fan
Residential | Res ¦ LED Parking Lot Fixture | 2028 | Technical | GWh | After Competition Groups | 81.019 | 0 | 0 | 13739.9362 | 0.0058966 | 32 | Residential_2028_Technical_GWh_After Competition Groups_32 | LED Parking Lot Fixture | 0.5897% | 0 | 81.019 | Residential_2028_Technical_GWh_After Competition Groups_LED Parking Lot Fixture
Residential | Res ¦ Ceiling Insulation | 2028 | Technical | GWh | After Competition Groups | 80.3973 | 0 | 0 | 13739.9362 | 0.0058514 | 33 | Residential_2028_Technical_GWh_After Competition Groups_33 | Ceiling Insulation | 0.5851% | 0 | 80.3973 | Residential_2028_Technical_GWh_After Competition Groups_Ceiling Insulation
Residential | Res ¦ LED Downlight | 2028 | Technical | GWh | After Competition Groups | 79.5039 | 0 | 0 | 13739.9362 | 0.0057863 | 34 | Residential_2028_Technical_GWh_After Competition Groups_34 | LED Downlight | 0.5786% | 0 | 79.5039 | Residential_2028_Technical_GWh_After Competition Groups_LED Downlight
Residential | Res ¦ Window Film | 2028 | Technical | GWh | After Competition Groups | 78.7931 | 0 | 0 | 13739.9362 | 0.0057346 | 35 | Residential_2028_Technical_GWh_After Competition Groups_35 | Window Film | 0.5735% | 0 | 78.7931 | Residential_2028_Technical_GWh_After Competition Groups_Window Film
Residential | Res ¦ Occupancy Sensors MF | 2028 | Technical | GWh | After Competition Groups | 76.9766 | 0 | 0 | 13739.9362 | 0.0056024 | 36 | Residential_2028_Technical_GWh_After Competition Groups_36 | Occupancy Sensors MF | 0.5602% | 0 | 76.9766 | Residential_2028_Technical_GWh_After Competition Groups_Occupancy Sensors MF
Residential | Res ¦ Refrigerator Recycling | 2028 | Technical | GWh | After Competition Groups | 75.6259 | 0 | 0 | 13739.9362 | 0.0055041 | 37 | Residential_2028_Technical_GWh_After Competition Groups_37 | Refrigerator Recycling | 0.5504% | 0 | 75.6259 | Residential_2028_Technical_GWh_After Competition Groups_Refrigerator Recycling
Residential | Res ¦ Clothes Drying Racks | 2028 | Technical | GWh | After Competition Groups | 69.0573 | 0 | 0 | 13739.9362 | 0.005026 | 38 | Residential_2028_Technical_GWh_After Competition Groups_38 | Clothes Drying Racks | 0.5026% | 0 | 69.0573 | Residential_2028_Technical_GWh_After Competition Groups_Clothes Drying Racks
Residential | Res ¦ Energy Star Ceiling Fan/Lighting | 2028 | Technical | GWh | After Competition Groups | 67.0932 | 0 | 0 | 13739.9362 | 0.0048831 | 39 | Residential_2028_Technical_GWh_After Competition Groups_39 | Energy Star Ceiling Fan/Lighting | 0.4883% | 0 | 67.0932 | Residential_2028_Technical_GWh_After Competition Groups_Energy Star Ceiling Fan/Lighting
Residential | Res ¦ Freezer Recycling | 2028 | Technical | GWh | After Competition Groups | 66.357 | 0 | 0 | 13739.9362 | 0.0048295 | 40 | Residential_2028_Technical_GWh_After Competition Groups_40 | Freezer Recycling | 0.4829% | 0 | 66.357 | Residential_2028_Technical_GWh_After Competition Groups_Freezer Recycling
Residential | Res ¦ Duct Insulation | 2028 | Technical | GWh | After Competition Groups | 66.0927 | 0 | 0 | 13739.9362 | 0.0048103 | 41 | Residential_2028_Technical_GWh_After Competition Groups_41 | Duct Insulation | 0.481% | 0 | 66.0927 | Residential_2028_Technical_GWh_After Competition Groups_Duct Insulation
Residential | Res ¦ Home Energy Reports | 2028 | Technical | GWh | After Competition Groups | 61.1332 | 0 | 0 | 13739.9362 | 0.0044493 | 42 | Residential_2028_Technical_GWh_After Competition Groups_42 | Home Energy Reports | 0.4449% | 0 | 61.1332 | Residential_2028_Technical_GWh_After Competition Groups_Home Energy Reports
Residential | Res ¦ Energy Star Freezer | 2028 | Technical | GWh | After Competition Groups | 59.6703 | 0 | 0 | 13739.9362 | 0.0043428 | 43 | Residential_2028_Technical_GWh_After Competition Groups_43 | Energy Star Freezer | 0.4343% | 0 | 59.6703 | Residential_2028_Technical_GWh_After Competition Groups_Energy Star Freezer
Residential | Res ¦ Floor Insulation | 2028 | Technical | GWh | After Competition Groups | 53.8008 | 0 | 0 | 13739.9362 | 0.0039156 | 44 | Residential_2028_Technical_GWh_After Competition Groups_44 | Floor Insulation | 0.3916% | 0 | 53.8008 | Residential_2028_Technical_GWh_After Competition Groups_Floor Insulation
Residential | Res ¦ Dehumidifier Recycling | 2028 | Technical | GWh | After Competition Groups | 46.0131 | 0 | 0 | 13739.9362 | 0.0033489 | 45 | Residential_2028_Technical_GWh_After Competition Groups_45 | Dehumidifier Recycling | 0.3349% | 0 | 46.0131 | Residential_2028_Technical_GWh_After Competition Groups_Dehumidifier Recycling
Residential | Res ¦ Heat Pump Water Heater | 2028 | Technical | GWh | After Competition Groups | 45.6425 | 0 | 0 | 13739.9362 | 0.0033219 | 46 | Residential_2028_Technical_GWh_After Competition Groups_46 | Heat Pump Water Heater | 0.3322% | 0 | 45.6425 | Residential_2028_Technical_GWh_After Competition Groups_Heat Pump Water Heater
Residential | Res ¦ Advanced BAS/Controllers | 2028 | Technical | GWh | After Competition Groups | 42.2255 | 0 | 0 | 13739.9362 | 0.0030732 | 47 | Residential_2028_Technical_GWh_After Competition Groups_47 | Advanced BAS/Controllers | 0.3073% | 0 | 42.2255 | Residential_2028_Technical_GWh_After Competition Groups_Advanced BAS/Controllers
Residential | Res ¦ INTEGRAL LED TROFFERS | 2028 | Technical | GWh | After Competition Groups | 42.1161 | 0 | 0 | 13739.9362 | 0.0030652 | 48 | Residential_2028_Technical_GWh_After Competition Groups_48 | INTEGRAL LED TROFFERS | 0.3065% | 0 | 42.1161 | Residential_2028_Technical_GWh_After Competition Groups_INTEGRAL LED TROFFERS
Residential | Res ¦ LED Exterior Area Lights - LED Fixture (200W) | 2028 | Technical | GWh | After Competition Groups | 37.627 | 0 | 0 | 13739.9362 | 0.0027385 | 49 | Residential_2028_Technical_GWh_After Competition Groups_49 | LED Exterior Area Lights - LED Fixture (200W) | 0.2739% | 0 | 37.627 | Residential_2028_Technical_GWh_After Competition Groups_LED Exterior Area Lights - LED Fixture (200W)
Residential | Res ¦ Minimize Hot and Warm Clothes Wash | 2028 | Technical | GWh | After Competition Groups | 36.9095 | 0 | 0 | 13739.9362 | 0.0026863 | 50 | Residential_2028_Technical_GWh_After Competition Groups_50 | Minimize Hot and Warm Clothes Wash | 0.2686% | 0 | 36.9095 | Residential_2028_Technical_GWh_After Competition Groups_Minimize Hot and Warm Clothes Wash
Residential | Res ¦ Furnace Whistle | 2028 | Technical | GWh | After Competition Groups | 36.3602 | 0 | 0 | 13739.9362 | 0.0026463 | 51 | Residential_2028_Technical_GWh_After Competition Groups_51 | Furnace Whistle | 0.2646% | 0 | 36.3602 | Residential_2028_Technical_GWh_After Competition Groups_Furnace Whistle
Residential | Res ¦ Central Lighting Control System | 2028 | Technical | GWh | After Competition Groups | 33.8486 | 0 | 0 | 13739.9362 | 0.0024635 | 52 | Residential_2028_Technical_GWh_After Competition Groups_52 | Central Lighting Control System | 0.2464% | 0 | 33.8486 | Residential_2028_Technical_GWh_After Competition Groups_Central Lighting Control System
Residential | Res ¦ Early Hot Water Heater Replacement | 2028 | Technical | GWh | After Competition Groups | 32.9353 | 0 | 0 | 13739.9362 | 0.002397 | 53 | Residential_2028_Technical_GWh_After Competition Groups_53 | Early Hot Water Heater Replacement | 0.2397% | 0 | 32.9353 | Residential_2028_Technical_GWh_After Competition Groups_Early Hot Water Heater Replacement
Residential | Res ¦ Heat Recovery Ventilator | 2028 | Technical | GWh | After Competition Groups | 31.6058 | 0 | 0 | 13739.9362 | 0.0023003 | 54 | Residential_2028_Technical_GWh_After Competition Groups_54 | Heat Recovery Ventilator | 0.23% | 0 | 31.6058 | Residential_2028_Technical_GWh_After Competition Groups_Heat Recovery Ventilator
Residential | Res ¦ Duct Insulation MF | 2028 | Technical | GWh | After Competition Groups | 29.1571 | 0 | 0 | 13739.9362 | 0.0021221 | 55 | Residential_2028_Technical_GWh_After Competition Groups_55 | Duct Insulation MF | 0.2122% | 0 | 29.1571 | Residential_2028_Technical_GWh_After Competition Groups_Duct Insulation MF
Residential | Res ¦ Outside Air Economizer | 2028 | Technical | GWh | After Competition Groups | 28.2975 | 0 | 0 | 13739.9362 | 0.0020595 | 56 | Residential_2028_Technical_GWh_After Competition Groups_56 | Outside Air Economizer | 0.206% | 0 | 28.2975 | Residential_2028_Technical_GWh_After Competition Groups_Outside Air Economizer
Residential | Res ¦ LED Tube Re-Lamp | 2028 | Technical | GWh | After Competition Groups | 27.2388 | 0 | 0 | 13739.9362 | 0.0019825 | 57 | Residential_2028_Technical_GWh_After Competition Groups_57 | LED Tube Re-Lamp | 0.1982% | 0 | 27.2388 | Residential_2028_Technical_GWh_After Competition Groups_LED Tube Re-Lamp
Residential | Res ¦ Energy Star Dehumidifier | 2028 | Technical | GWh | After Competition Groups | 27.0356 | 0 | 0 | 13739.9362 | 0.0019677 | 58 | Residential_2028_Technical_GWh_After Competition Groups_58 | Energy Star Dehumidifier | 0.1968% | 0 | 27.0356 | Residential_2028_Technical_GWh_After Competition Groups_Energy Star Dehumidifier
Residential | Res ¦ Central Air Conditioner Maintenance | 2028 | Technical | GWh | After Competition Groups | 26.9064 | 0 | 0 | 13739.9362 | 0.0019583 | 59 | Residential_2028_Technical_GWh_After Competition Groups_59 | Central Air Conditioner Maintenance | 0.1958% | 0 | 26.9064 | Residential_2028_Technical_GWh_After Competition Groups_Central Air Conditioner Maintenance
Residential | Res ¦ Drain Water Heat Recovery | 2028 | Technical | GWh | After Competition Groups | 22.1212 | 0 | 0 | 13739.9362 | 0.00161 | 60 | Residential_2028_Technical_GWh_After Competition Groups_60 | Drain Water Heat Recovery | 0.161% | 0 | 22.1212 | Residential_2028_Technical_GWh_After Competition Groups_Drain Water Heat Recovery
Residential | Res ¦ Energy Star Dishwasher | 2028 | Technical | GWh | After Competition Groups | 19.5127 | 0 | 0 | 13739.9362 | 0.0014201 | 61 | Residential_2028_Technical_GWh_After Competition Groups_61 | Energy Star Dishwasher | 0.142% | 0 | 19.5127 | Residential_2028_Technical_GWh_After Competition Groups_Energy Star Dishwasher
Residential | Res ¦ Demand Control Ventilation | 2028 | Technical | GWh | After Competition Groups | 19.4744 | 0 | 0 | 13739.9362 | 0.0014174 | 62 | Residential_2028_Technical_GWh_After Competition Groups_62 | Demand Control Ventilation | 0.1417% | 0 | 19.4744 | Residential_2028_Technical_GWh_After Competition Groups_Demand Control Ventilation
Residential | Res ¦ CO Sensors for parking garage exhaust fans | 2028 | Technical | GWh | After Competition Groups | 17.8536 | 0 | 0 | 13739.9362 | 0.0012994 | 63 | Residential_2028_Technical_GWh_After Competition Groups_63 | CO Sensors for parking garage exhaust fans | 0.1299% | 0 | 17.8536 | Residential_2028_Technical_GWh_After Competition Groups_CO Sensors for parking garage exhaust fans
Residential | Res ¦ Variable Frequency Drive (VFD) | 2028 | Technical | GWh | After Competition Groups | 15.424 | 0 | 0 | 13739.9362 | 0.0011226 | 64 | Residential_2028_Technical_GWh_After Competition Groups_64 | Variable Frequency Drive (VFD) | 0.1123% | 0 | 15.424 | Residential_2028_Technical_GWh_After Competition Groups_Variable Frequency Drive (VFD)
Residential | Res ¦ ENERGY STAR LED LAMPS (REFLECTOR LAMPs/MR16/PAR 16) | 2028 | Technical | GWh | After Competition Groups | 15.3149 | 0 | 0 | 13739.9362 | 0.0011146 | 65 | Residential_2028_Technical_GWh_After Competition Groups_65 | ENERGY STAR LED LAMPS (REFLECTOR LAMPs/MR16/PAR 16) | 0.1115% | 0 | 15.3149 | Residential_2028_Technical_GWh_After Competition Groups_ENERGY STAR LED LAMPS (REFLECTOR LAMPs/MR16/PAR 16)
Residential | Res ¦ Condensing Make Up Air Unit | 2028 | Technical | GWh | After Competition Groups | 12.7737 | 0 | 0 | 13739.9362 | 0.00092968 | 66 | Residential_2028_Technical_GWh_After Competition Groups_66 | Condensing Make Up Air Unit | 0.09297% | 0 | 12.7737 | Residential_2028_Technical_GWh_After Competition Groups_Condensing Make Up Air Unit
Residential | Res ¦ High Efficiency Chiller (avg of water and air cooled) | 2028 | Technical | GWh | After Competition Groups | 11.95 | 0 | 0 | 13739.9362 | 0.00086973 | 67 | Residential_2028_Technical_GWh_After Competition Groups_67 | High Efficiency Chiller (avg of water and air cooled) | 0.08697% | 0 | 11.95 | Residential_2028_Technical_GWh_After Competition Groups_High Efficiency Chiller (avg of water and air cooled)
Residential | Res ¦ Water Heater Temperature Setback | 2028 | Technical | GWh | After Competition Groups | 11.5257 | 0 | 0 | 13739.9362 | 0.00083885 | 68 | Residential_2028_Technical_GWh_After Competition Groups_68 | Water Heater Temperature Setback | 0.08388% | 0 | 11.5257 | Residential_2028_Technical_GWh_After Competition Groups_Water Heater Temperature Setback
Residential | Res ¦ DHW Recirculation Systems | 2028 | Technical | GWh | After Competition Groups | 10.406 | 0 | 0 | 13739.9362 | 0.00075736 | 69 | Residential_2028_Technical_GWh_After Competition Groups_69 | DHW Recirculation Systems | 0.07574% | 0 | 10.406 | Residential_2028_Technical_GWh_After Competition Groups_DHW Recirculation Systems
Residential | Res ¦ Air Source Heat Pump Maintenance | 2028 | Technical | GWh | After Competition Groups | 9.4109 | 0 | 0 | 13739.9362 | 0.00068493 | 70 | Residential_2028_Technical_GWh_After Competition Groups_70 | Air Source Heat Pump Maintenance | 0.06849% | 0 | 9.4109 | Residential_2028_Technical_GWh_After Competition Groups_Air Source Heat Pump Maintenance
Residential | Res ¦ VFD on Pumps | 2028 | Technical | GWh | After Competition Groups | 4.7431 | 0 | 0 | 13739.9362 | 0.0003452 | 71 | Residential_2028_Technical_GWh_After Competition Groups_71 | VFD on Pumps | 0.03452% | 0 | 4.7431 | Residential_2028_Technical_GWh_After Competition Groups_VFD on Pumps
Residential | Res ¦ ENERGY STAR LED Lamps (General Service Lamps) | 2028 | Technical | GWh | After Competition Groups | 3.5355 | 0 | 0 | 13739.9362 | 0.00025732 | 72 | Residential_2028_Technical_GWh_After Competition Groups_72 | ENERGY STAR LED Lamps (General Service Lamps) | 0.02573% | 0 | 3.5355 | Residential_2028_Technical_GWh_After Competition Groups_ENERGY STAR LED Lamps (General Service Lamps)
Residential | Res ¦ ECM MOTORS FOR HVAC APPLICATION (FAN-POWERED VAV BOX) | 2028 | Technical | GWh | After Competition Groups | 2.8819 | 0 | 0 | 13739.9362 | 0.00020975 | 73 | Residential_2028_Technical_GWh_After Competition Groups_73 | ECM MOTORS FOR HVAC APPLICATION (FAN-POWERED VAV BOX) | 0.02097% | 0 | 2.8819 | Residential_2028_Technical_GWh_After Competition Groups_ECM MOTORS FOR HVAC APPLICATION (FAN-POWERED VAV BOX)
Residential | Res ¦ HVAC Optimization | 2028 | Technical | GWh | After Competition Groups | 2.7172 | 0 | 0 | 13739.9362 | 0.00019776 | 74 | Residential_2028_Technical_GWh_After Competition Groups_74 | HVAC Optimization | 0.01978% | 0 | 2.7172 | Residential_2028_Technical_GWh_After Competition Groups_HVAC Optimization
Residential | Res ¦ Tankless Water Heater | 2028 | Technical | GWh | After Competition Groups | 2.4966 | 0 | 0 | 13739.9362 | 0.0001817 | 75 | Residential_2028_Technical_GWh_After Competition Groups_75 | Tankless Water Heater | 0.01817% | 0 | 2.4966 | Residential_2028_Technical_GWh_After Competition Groups_Tankless Water Heater
Residential | Res ¦ Beverage Vending Machine Controls | 2028 | Technical | GWh | After Competition Groups | 2.0588 | 0 | 0 | 13739.9362 | 0.00014984 | 76 | Residential_2028_Technical_GWh_After Competition Groups_76 | Beverage Vending Machine Controls | 0.01498% | 0 | 2.0588 | Residential_2028_Technical_GWh_After Competition Groups_Beverage Vending Machine Controls
Residential | Res ¦ Wall Insulation MF | 2028 | Technical | GWh | After Competition Groups | 0.5856 | 0 | 0 | 13739.9362 | 4.262e-05 | 77 | Residential_2028_Technical_GWh_After Competition Groups_77 | Wall Insulation MF | 0.004262% | 0 | 0.5856 | Residential_2028_Technical_GWh_After Competition Groups_Wall Insulation MF
Residential | Res ¦ Chilled Water Optimization | 2028 | Technical | GWh | After Competition Groups | 0.30473 | 0 | 0 | 13739.9362 | 2.2178e-05 | 78 | Residential_2028_Technical_GWh_After Competition Groups_78 | Chilled Water Optimization | 0.002218% | 0 | 0.30473 | Residential_2028_Technical_GWh_After Competition Groups_Chilled Water Optimization
Residential | Res ¦ LED Recessed Downlights | 2028 | Technical | GWh | After Competition Groups | 0.22733 | 0 | 0 | 13739.9362 | 1.6545e-05 | 79 | Residential_2028_Technical_GWh_After Competition Groups_79 | LED Recessed Downlights | 0.001654% | 0 | 0.22733 | Residential_2028_Technical_GWh_After Competition Groups_LED Recessed Downlights
Residential | Res ¦ LED High Bay Fixture | 2028 | Technical | GWh | After Competition Groups | 0.19426 | 0 | 0 | 13739.9362 | 1.4139e-05 | 80 | Residential_2028_Technical_GWh_After Competition Groups_80 | LED High Bay Fixture | 0.001414% | 0 | 0.19426 | Residential_2028_Technical_GWh_After Competition Groups_LED High Bay Fixture
Residential | Res ¦ Solar Water Preheat (Pools/DHW) | 2028 | Technical | GWh | After Competition Groups | 0.070442 | 0 | 0 | 13739.9362 | 5.1268e-06 | 81 | Residential_2028_Technical_GWh_After Competition Groups_81 | Solar Water Preheat (Pools/DHW) | 0.0005127% | 0 | 0.070442 | Residential_2028_Technical_GWh_After Competition Groups_Solar Water Preheat (Pools/DHW)
Residential | Res ¦ Photocell Controls (Outdoor) | 2028 | Technical | GWh | After Competition Groups | 0.00024053 | 0 | 0 | 13739.9362 | 1.7506e-08 | 82 | Residential_2028_Technical_GWh_After Competition Groups_82 | Photocell Controls (Outdoor) | 1.751e-06% | 0 | 0.00024053 | Residential_2028_Technical_GWh_After Competition Groups_Photocell Controls (Outdoor)
Residential | Res ¦ Energy Star LED Bulbs General Purpose LEDs | 2029 | Economic | GWh | After Competition Groups | 1176.1014 | 0 | 0 | 7756.7357 | 0.15162 | 1 | Residential_2029_Economic_GWh_After Competition Groups_1 | Energy Star LED Bulbs General Purpose LEDs | 15.16% | 0 | 1176.1014 | Residential_2029_Economic_GWh_After Competition Groups_Energy Star LED Bulbs General Purpose LEDs
Residential | Res ¦ Energy Star A Line, PAR, MR Lamps | 2029 | Economic | GWh | After Competition Groups | 813.4346 | 0 | 0 | 7756.7357 | 0.10487 | 2 | Residential_2029_Economic_GWh_After Competition Groups_2 | Energy Star A Line, PAR, MR Lamps | 10.49% | 0 | 813.4346 | Residential_2029_Economic_GWh_After Competition Groups_Energy Star A Line, PAR, MR Lamps
Residential | Res ¦ Adaptive Thermostat | 2029 | Economic | GWh | After Competition Groups | 672.0405 | 0 | 0 | 7756.7357 | 0.08664 | 3 | Residential_2029_Economic_GWh_After Competition Groups_3 | Adaptive Thermostat | 8.664% | 0 | 672.0405 | Residential_2029_Economic_GWh_After Competition Groups_Adaptive Thermostat
Residential | Res ¦ Energy Star Clothes Washer | 2029 | Economic | GWh | After Competition Groups | 563.54 | 0 | 0 | 7756.7357 | 0.072652 | 4 | Residential_2029_Economic_GWh_After Competition Groups_4 | Energy Star Clothes Washer | 7.265% | 0 | 563.54 | Residential_2029_Economic_GWh_After Competition Groups_Energy Star Clothes Washer
Residential | Res ¦ Ductless Mini-Split Heat Pump | 2029 | Economic | GWh | After Competition Groups | 521.4419 | 0 | 0 | 7756.7357 | 0.067224 | 5 | Residential_2029_Economic_GWh_After Competition Groups_5 | Ductless Mini-Split Heat Pump | 6.722% | 0 | 521.4419 | Residential_2029_Economic_GWh_After Competition Groups_Ductless Mini-Split Heat Pump
Residential | Res ¦ Air Sealing | 2029 | Economic | GWh | After Competition Groups | 498.9097 | 0 | 0 | 7756.7357 | 0.06432 | 6 | Residential_2029_Economic_GWh_After Competition Groups_6 | Air Sealing | 6.432% | 0 | 498.9097 | Residential_2029_Economic_GWh_After Competition Groups_Air Sealing
Residential | Res ¦ Variable Speed Pool Pump Motor | 2029 | Economic | GWh | After Competition Groups | 366.386 | 0 | 0 | 7756.7357 | 0.047235 | 7 | Residential_2029_Economic_GWh_After Competition Groups_7 | Variable Speed Pool Pump Motor | 4.723% | 0 | 366.386 | Residential_2029_Economic_GWh_After Competition Groups_Variable Speed Pool Pump Motor
Residential | Res ¦ Car Block Heater Timer | 2029 | Economic | GWh | After Competition Groups | 350.9032 | 0 | 0 | 7756.7357 | 0.045239 | 8 | Residential_2029_Economic_GWh_After Competition Groups_8 | Car Block Heater Timer | 4.524% | 0 | 350.9032 | Residential_2029_Economic_GWh_After Competition Groups_Car Block Heater Timer
Residential | Res ¦ Energy Star Air Source Heat Pump | 2029 | Economic | GWh | After Competition Groups | 298.1088 | 0 | 0 | 7756.7357 | 0.038432 | 9 | Residential_2029_Economic_GWh_After Competition Groups_9 | Energy Star Air Source Heat Pump | 3.843% | 0 | 298.1088 | Residential_2029_Economic_GWh_After Competition Groups_Energy Star Air Source Heat Pump
Residential | Res ¦ Building Recommissioning, Operations and Maintenance (O&M) Improvements | 2029 | Economic | GWh | After Competition Groups | 283.9425 | 0 | 0 | 7756.7357 | 0.036606 | 10 | Residential_2029_Economic_GWh_After Competition Groups_10 | Building Recommissioning, Operations and Maintenance (O&M) Improvements | 3.661% | 0 | 283.9425 | Residential_2029_Economic_GWh_After Competition Groups_Building Recommissioning, Operations and Maintenance (O&M) Improvements
Residential | Res ¦ Basement Wall Insulation | 2029 | Economic | GWh | After Competition Groups | 261.8963 | 0 | 0 | 7756.7357 | 0.033764 | 11 | Residential_2029_Economic_GWh_After Competition Groups_11 | Basement Wall Insulation | 3.376% | 0 | 261.8963 | Residential_2029_Economic_GWh_After Competition Groups_Basement Wall Insulation
Residential | Res ¦ Energy Star Torchiere | 2029 | Economic | GWh | After Competition Groups | 259.8482 | 0 | 0 | 7756.7357 | 0.0335 | 12 | Residential_2029_Economic_GWh_After Competition Groups_12 | Energy Star Torchiere | 3.35% | 0 | 259.8482 | Residential_2029_Economic_GWh_After Competition Groups_Energy Star Torchiere
Residential | Res ¦ Attic Insulation | 2029 | Economic | GWh | After Competition Groups | 202.0362 | 0 | 0 | 7756.7357 | 0.026047 | 13 | Residential_2029_Economic_GWh_After Competition Groups_13 | Attic Insulation | 2.605% | 0 | 202.0362 | Residential_2029_Economic_GWh_After Competition Groups_Attic Insulation
Residential | Res ¦ Energy Star Clothes Dryer | 2029 | Economic | GWh | After Competition Groups | 164.7604 | 0 | 0 | 7756.7357 | 0.021241 | 14 | Residential_2029_Economic_GWh_After Competition Groups_14 | Energy Star Clothes Dryer | 2.124% | 0 | 164.7604 | Residential_2029_Economic_GWh_After Competition Groups_Energy Star Clothes Dryer
Residential | Res ¦ Comprehensive Draft Proofing | 2029 | Economic | GWh | After Competition Groups | 144.4167 | 0 | 0 | 7756.7357 | 0.018618 | 15 | Residential_2029_Economic_GWh_After Competition Groups_15 | Comprehensive Draft Proofing | 1.862% | 0 | 144.4167 | Residential_2029_Economic_GWh_After Competition Groups_Comprehensive Draft Proofing
Residential | Res ¦ Energy Star Light Fixture | 2029 | Economic | GWh | After Competition Groups | 113.3615 | 0 | 0 | 7756.7357 | 0.014615 | 16 | Residential_2029_Economic_GWh_After Competition Groups_16 | Energy Star Light Fixture | 1.461% | 0 | 113.3615 | Residential_2029_Economic_GWh_After Competition Groups_Energy Star Light Fixture
Residential | Res ¦ Energy Star Room Air Conditioner | 2029 | Economic | GWh | After Competition Groups | 101.2872 | 0 | 0 | 7756.7357 | 0.013058 | 17 | Residential_2029_Economic_GWh_After Competition Groups_17 | Energy Star Room Air Conditioner | 1.306% | 0 | 101.2872 | Residential_2029_Economic_GWh_After Competition Groups_Energy Star Room Air Conditioner
Residential | Res ¦ LED Parking Lot Fixture | 2029 | Economic | GWh | After Competition Groups | 81.2267 | 0 | 0 | 7756.7357 | 0.010472 | 18 | Residential_2029_Economic_GWh_After Competition Groups_18 | LED Parking Lot Fixture | 1.047% | 0 | 81.2267 | Residential_2029_Economic_GWh_After Competition Groups_LED Parking Lot Fixture
Residential | Res ¦ Refrigerator Recycling | 2029 | Economic | GWh | After Competition Groups | 74.431 | 0 | 0 | 7756.7357 | 0.0095957 | 19 | Residential_2029_Economic_GWh_After Competition Groups_19 | Refrigerator Recycling | 0.9596% | 0 | 74.431 | Residential_2029_Economic_GWh_After Competition Groups_Refrigerator Recycling
Residential | Res ¦ Occupancy Sensors MF | 2029 | Economic | GWh | After Competition Groups | 73.8035 | 0 | 0 | 7756.7357 | 0.0095148 | 20 | Residential_2029_Economic_GWh_After Competition Groups_20 | Occupancy Sensors MF | 0.9515% | 0 | 73.8035 | Residential_2029_Economic_GWh_After Competition Groups_Occupancy Sensors MF
Residential | Res ¦ Clothes Drying Racks | 2029 | Economic | GWh | After Competition Groups | 67.9662 | 0 | 0 | 7756.7357 | 0.0087622 | 21 | Residential_2029_Economic_GWh_After Competition Groups_21 | Clothes Drying Racks | 0.8762% | 0 | 67.9662 | Residential_2029_Economic_GWh_After Competition Groups_Clothes Drying Racks
Residential | Res ¦ Freezer Recycling | 2029 | Economic | GWh | After Competition Groups | 65.3085 | 0 | 0 | 7756.7357 | 0.0084196 | 22 | Residential_2029_Economic_GWh_After Competition Groups_22 | Freezer Recycling | 0.842% | 0 | 65.3085 | Residential_2029_Economic_GWh_After Competition Groups_Freezer Recycling
Residential | Res ¦ Duct Insulation | 2029 | Economic | GWh | After Competition Groups | 54.1155 | 0 | 0 | 7756.7357 | 0.0069766 | 23 | Residential_2029_Economic_GWh_After Competition Groups_23 | Duct Insulation | 0.6977% | 0 | 54.1155 | Residential_2029_Economic_GWh_After Competition Groups_Duct Insulation
Residential | Res ¦ Floor Insulation | 2029 | Economic | GWh | After Competition Groups | 52.9507 | 0 | 0 | 7756.7357 | 0.0068264 | 24 | Residential_2029_Economic_GWh_After Competition Groups_24 | Floor Insulation | 0.6826% | 0 | 52.9507 | Residential_2029_Economic_GWh_After Competition Groups_Floor Insulation
Residential | Res ¦ Advanced BAS/Controllers | 2029 | Economic | GWh | After Competition Groups | 41.5584 | 0 | 0 | 7756.7357 | 0.0053577 | 25 | Residential_2029_Economic_GWh_After Competition Groups_25 | Advanced BAS/Controllers | 0.5358% | 0 | 41.5584 | Residential_2029_Economic_GWh_After Competition Groups_Advanced BAS/Controllers
Residential | Res ¦ LED Exterior Area Lights - LED Fixture (200W) | 2029 | Economic | GWh | After Competition Groups | 37.8286 | 0 | 0 | 7756.7357 | 0.0048769 | 26 | Residential_2029_Economic_GWh_After Competition Groups_26 | LED Exterior Area Lights - LED Fixture (200W) | 0.4877% | 0 | 37.8286 | Residential_2029_Economic_GWh_After Competition Groups_LED Exterior Area Lights - LED Fixture (200W)
Residential | Res ¦ Minimize Hot and Warm Clothes Wash | 2029 | Economic | GWh | After Competition Groups | 36.3263 | 0 | 0 | 7756.7357 | 0.0046832 | 27 | Residential_2029_Economic_GWh_After Competition Groups_27 | Minimize Hot and Warm Clothes Wash | 0.4683% | 0 | 36.3263 | Residential_2029_Economic_GWh_After Competition Groups_Minimize Hot and Warm Clothes Wash
Residential | Res ¦ Furnace Whistle | 2029 | Economic | GWh | After Competition Groups | 35.7857 | 0 | 0 | 7756.7357 | 0.0046135 | 28 | Residential_2029_Economic_GWh_After Competition Groups_28 | Furnace Whistle | 0.4614% | 0 | 35.7857 | Residential_2029_Economic_GWh_After Competition Groups_Furnace Whistle
Residential | Res ¦ Energy Star Freezer | 2029 | Economic | GWh | After Competition Groups | 34.5548 | 0 | 0 | 7756.7357 | 0.0044548 | 29 | Residential_2029_Economic_GWh_After Competition Groups_29 | Energy Star Freezer | 0.4455% | 0 | 34.5548 | Residential_2029_Economic_GWh_After Competition Groups_Energy Star Freezer
Residential | Res ¦ Heat Recovery Ventilator | 2029 | Economic | GWh | After Competition Groups | 33.4031 | 0 | 0 | 7756.7357 | 0.0043063 | 30 | Residential_2029_Economic_GWh_After Competition Groups_30 | Heat Recovery Ventilator | 0.4306% | 0 | 33.4031 | Residential_2029_Economic_GWh_After Competition Groups_Heat Recovery Ventilator
Residential | Res ¦ Home Energy Reports | 2029 | Economic | GWh | After Competition Groups | 31.9055 | 0 | 0 | 7756.7357 | 0.0041133 | 31 | Residential_2029_Economic_GWh_After Competition Groups_31 | Home Energy Reports | 0.4113% | 0 | 31.9055 | Residential_2029_Economic_GWh_After Competition Groups_Home Energy Reports
Residential | Res ¦ Outside Air Economizer | 2029 | Economic | GWh | After Competition Groups | 28.6609 | 0 | 0 | 7756.7357 | 0.003695 | 32 | Residential_2029_Economic_GWh_After Competition Groups_32 | Outside Air Economizer | 0.3695% | 0 | 28.6609 | Residential_2029_Economic_GWh_After Competition Groups_Outside Air Economizer
Residential | Res ¦ LED Tube Re-Lamp | 2029 | Economic | GWh | After Competition Groups | 28.4275 | 0 | 0 | 7756.7357 | 0.0036649 | 33 | Residential_2029_Economic_GWh_After Competition Groups_33 | LED Tube Re-Lamp | 0.3665% | 0 | 28.4275 | Residential_2029_Economic_GWh_After Competition Groups_LED Tube Re-Lamp
Residential | Res ¦ Energy Star Dehumidifier | 2029 | Economic | GWh | After Competition Groups | 26.6084 | 0 | 0 | 7756.7357 | 0.0034304 | 34 | Residential_2029_Economic_GWh_After Competition Groups_34 | Energy Star Dehumidifier | 0.343% | 0 | 26.6084 | Residential_2029_Economic_GWh_After Competition Groups_Energy Star Dehumidifier
Residential | Res ¦ Duct Insulation MF | 2029 | Economic | GWh | After Competition Groups | 20.4212 | 0 | 0 | 7756.7357 | 0.0026327 | 35 | Residential_2029_Economic_GWh_After Competition Groups_35 | Duct Insulation MF | 0.2633% | 0 | 20.4212 | Residential_2029_Economic_GWh_After Competition Groups_Duct Insulation MF
Residential | Res ¦ Demand Control Ventilation | 2029 | Economic | GWh | After Competition Groups | 19.1667 | 0 | 0 | 7756.7357 | 0.002471 | 36 | Residential_2029_Economic_GWh_After Competition Groups_36 | Demand Control Ventilation | 0.2471% | 0 | 19.1667 | Residential_2029_Economic_GWh_After Competition Groups_Demand Control Ventilation
Residential | Res ¦ Tankless Water Heater | 2029 | Economic | GWh | After Competition Groups | 18.6958 | 0 | 0 | 7756.7357 | 0.0024103 | 37 | Residential_2029_Economic_GWh_After Competition Groups_37 | Tankless Water Heater | 0.241% | 0 | 18.6958 | Residential_2029_Economic_GWh_After Competition Groups_Tankless Water Heater
Residential | Res ¦ CO Sensors for parking garage exhaust fans | 2029 | Economic | GWh | After Competition Groups | 18.0828 | 0 | 0 | 7756.7357 | 0.0023312 | 38 | Residential_2029_Economic_GWh_After Competition Groups_38 | CO Sensors for parking garage exhaust fans | 0.2331% | 0 | 18.0828 | Residential_2029_Economic_GWh_After Competition Groups_CO Sensors for parking garage exhaust fans
Residential | Res ¦ ENERGY STAR LED LAMPS (REFLECTOR LAMPs/MR16/PAR 16) | 2029 | Economic | GWh | After Competition Groups | 15.2728 | 0 | 0 | 7756.7357 | 0.001969 | 39 | Residential_2029_Economic_GWh_After Competition Groups_39 | ENERGY STAR LED LAMPS (REFLECTOR LAMPs/MR16/PAR 16) | 0.1969% | 0 | 15.2728 | Residential_2029_Economic_GWh_After Competition Groups_ENERGY STAR LED LAMPS (REFLECTOR LAMPs/MR16/PAR 16)
Residential | Res ¦ Variable Frequency Drive (VFD) | 2029 | Economic | GWh | After Competition Groups | 15.1803 | 0 | 0 | 7756.7357 | 0.001957 | 40 | Residential_2029_Economic_GWh_After Competition Groups_40 | Variable Frequency Drive (VFD) | 0.1957% | 0 | 15.1803 | Residential_2029_Economic_GWh_After Competition Groups_Variable Frequency Drive (VFD)
Residential | Res ¦ Condensing Make Up Air Unit | 2029 | Economic | GWh | After Competition Groups | 13.8033 | 0 | 0 | 7756.7357 | 0.0017795 | 41 | Residential_2029_Economic_GWh_After Competition Groups_41 | Condensing Make Up Air Unit | 0.178% | 0 | 13.8033 | Residential_2029_Economic_GWh_After Competition Groups_Condensing Make Up Air Unit
Residential | Res ¦ High Efficiency Chiller (avg of water and air cooled) | 2029 | Economic | GWh | After Competition Groups | 12.9471 | 0 | 0 | 7756.7357 | 0.0016691 | 42 | Residential_2029_Economic_GWh_After Competition Groups_42 | High Efficiency Chiller (avg of water and air cooled) | 0.1669% | 0 | 12.9471 | Residential_2029_Economic_GWh_After Competition Groups_High Efficiency Chiller (avg of water and air cooled)
Residential | Res ¦ Water Heater Temperature Setback | 2029 | Economic | GWh | After Competition Groups | 11.3436 | 0 | 0 | 7756.7357 | 0.0014624 | 43 | Residential_2029_Economic_GWh_After Competition Groups_43 | Water Heater Temperature Setback | 0.1462% | 0 | 11.3436 | Residential_2029_Economic_GWh_After Competition Groups_Water Heater Temperature Setback
Residential | Res ¦ VFD on Pumps | 2029 | Economic | GWh | After Competition Groups | 4.6681 | 0 | 0 | 7756.7357 | 0.00060181 | 44 | Residential_2029_Economic_GWh_After Competition Groups_44 | VFD on Pumps | 0.06018% | 0 | 4.6681 | Residential_2029_Economic_GWh_After Competition Groups_VFD on Pumps
Residential | Res ¦ ENERGY STAR LED Lamps (General Service Lamps) | 2029 | Economic | GWh | After Competition Groups | 3.5412 | 0 | 0 | 7756.7357 | 0.00045653 | 45 | Residential_2029_Economic_GWh_After Competition Groups_45 | ENERGY STAR LED Lamps (General Service Lamps) | 0.04565% | 0 | 3.5412 | Residential_2029_Economic_GWh_After Competition Groups_ENERGY STAR LED Lamps (General Service Lamps)
Residential | Res ¦ ECM MOTORS FOR HVAC APPLICATION (FAN-POWERED VAV BOX) | 2029 | Economic | GWh | After Competition Groups | 2.9186 | 0 | 0 | 7756.7357 | 0.00037627 | 46 | Residential_2029_Economic_GWh_After Competition Groups_46 | ECM MOTORS FOR HVAC APPLICATION (FAN-POWERED VAV BOX) | 0.03763% | 0 | 2.9186 | Residential_2029_Economic_GWh_After Competition Groups_ECM MOTORS FOR HVAC APPLICATION (FAN-POWERED VAV BOX)
Residential | Res ¦ Beverage Vending Machine Controls | 2029 | Economic | GWh | After Competition Groups | 2.0952 | 0 | 0 | 7756.7357 | 0.00027011 | 47 | Residential_2029_Economic_GWh_After Competition Groups_47 | Beverage Vending Machine Controls | 0.02701% | 0 | 2.0952 | Residential_2029_Economic_GWh_After Competition Groups_Beverage Vending Machine Controls
Residential | Res ¦ Wall Insulation | 2029 | Economic | GWh | After Competition Groups | 0.76114 | 0 | 0 | 7756.7357 | 9.8127e-05 | 48 | Residential_2029_Economic_GWh_After Competition Groups_48 | Wall Insulation | 0.009813% | 0 | 0.76114 | Residential_2029_Economic_GWh_After Competition Groups_Wall Insulation
Residential | Res ¦ Chilled Water Optimization | 2029 | Economic | GWh | After Competition Groups | 0.329 | 0 | 0 | 7756.7357 | 4.2415e-05 | 49 | Residential_2029_Economic_GWh_After Competition Groups_49 | Chilled Water Optimization | 0.004242% | 0 | 0.329 | Residential_2029_Economic_GWh_After Competition Groups_Chilled Water Optimization
Residential | Res ¦ LED High Bay Fixture | 2029 | Economic | GWh | After Competition Groups | 0.18625 | 0 | 0 | 7756.7357 | 2.4012e-05 | 50 | Residential_2029_Economic_GWh_After Competition Groups_50 | LED High Bay Fixture | 0.002401% | 0 | 0.18625 | Residential_2029_Economic_GWh_After Competition Groups_LED High Bay Fixture
Residential | Res ¦ Wall Insulation MF | 2029 | Economic | GWh | After Competition Groups | 0.04613 | 0 | 0 | 7756.7357 | 5.947e-06 | 51 | Residential_2029_Economic_GWh_After Competition Groups_51 | Wall Insulation MF | 0.0005947% | 0 | 0.04613 | Residential_2029_Economic_GWh_After Competition Groups_Wall Insulation MF
Residential | Res ¦ Heavy Duty Outdoor/Holiday Plug-in Timers | 2029 | Economic | GWh | After Competition Groups | 0 | 0 | 0 | 7756.7357 | 0 | 52 | Residential_2029_Economic_GWh_After Competition Groups_52 | Heavy Duty Outdoor/Holiday Plug-in Timers | 0% | 0 | 0 | Residential_2029_Economic_GWh_After Competition Groups_Heavy Duty Outdoor/Holiday Plug-in Timers
Residential | Res ¦ LED Downlight | 2029 | Economic | GWh | After Competition Groups | 0 | 0 | 0 | 7756.7357 | 0 | 53 | Residential_2029_Economic_GWh_After Competition Groups_53 | LED Downlight | 0% | 0 | 0 | Residential_2029_Economic_GWh_After Competition Groups_LED Downlight
Residential | Res ¦ Smart Burners | 2029 | Economic | GWh | After Competition Groups | 0 | 0 | 0 | 7756.7357 | 0 | 54 | Residential_2029_Economic_GWh_After Competition Groups_54 | Smart Burners | 0% | 0 | 0 | Residential_2029_Economic_GWh_After Competition Groups_Smart Burners
Residential | Res ¦ Smart Power Bar | 2029 | Economic | GWh | After Competition Groups | 0 | 0 | 0 | 7756.7357 | 0 | 55 | Residential_2029_Economic_GWh_After Competition Groups_55 | Smart Power Bar | 0% | 0 | 0 | Residential_2029_Economic_GWh_After Competition Groups_Smart Power Bar
Residential | Res ¦ Energy Star LED Specialty Bulbs | 2029 | SC A | GWh | After Competition Groups | 516.2905 | 39021.9533 | 0.039022 | 2624.5645 | 0.19671 | 1 | Residential_2029_SC A_GWh_After Competition Groups_1 | Energy Star LED Specialty Bulbs | 19.67% | 0.039022 | 516.2905 | Residential_2029_SC A_GWh_After Competition Groups_Energy Star LED Specialty Bulbs
Residential | Res ¦ Energy Star Clothes Washer | 2029 | SC A | GWh | After Competition Groups | 271.6288 | 6692582.8509 | 6.6926 | 2624.5645 | 0.10349 | 2 | Residential_2029_SC A_GWh_After Competition Groups_2 | Energy Star Clothes Washer | 10.35% | 6.6926 | 271.6288 | Residential_2029_SC A_GWh_After Competition Groups_Energy Star Clothes Washer
Residential | Res ¦ Energy Star A Line, PAR, MR Lamps | 2029 | SC A | GWh | After Competition Groups | 215.9667 | 19836.0988 | 0.019836 | 2624.5645 | 0.082287 | 3 | Residential_2029_SC A_GWh_After Competition Groups_3 | Energy Star A Line, PAR, MR Lamps | 8.229% | 0.019836 | 215.9667 | Residential_2029_SC A_GWh_After Competition Groups_Energy Star A Line, PAR, MR Lamps
Residential | Res ¦ Ductless Mini-Split Heat Pump | 2029 | SC A | GWh | After Competition Groups | 214.1183 | 4576157.9886 | 4.5762 | 2624.5645 | 0.081582 | 4 | Residential_2029_SC A_GWh_After Competition Groups_4 | Ductless Mini-Split Heat Pump | 8.158% | 4.5762 | 214.1183 | Residential_2029_SC A_GWh_After Competition Groups_Ductless Mini-Split Heat Pump
Residential | Res ¦ Car Block Heater Timer | 2029 | SC A | GWh | After Competition Groups | 158.8725 | 442614.5066 | 0.44261 | 2624.5645 | 0.060533 | 5 | Residential_2029_SC A_GWh_After Competition Groups_5 | Car Block Heater Timer | 6.053% | 0.44261 | 158.8725 | Residential_2029_SC A_GWh_After Competition Groups_Car Block Heater Timer
Residential | Res ¦ Energy Star LED Bulbs General Purpose LEDs | 2029 | SC A | GWh | After Competition Groups | 144.6876 | 0 | 0 | 2624.5645 | 0.055128 | 6 | Residential_2029_SC A_GWh_After Competition Groups_6 | Energy Star LED Bulbs General Purpose LEDs | 5.513% | 0 | 144.6876 | Residential_2029_SC A_GWh_After Competition Groups_Energy Star LED Bulbs General Purpose LEDs
Residential | Res ¦ Building Recommissioning, Operations and Maintenance (O&M) Improvements | 2029 | SC A | GWh | After Competition Groups | 129.6342 | 189134.6175 | 0.18913 | 2624.5645 | 0.049393 | 7 | Residential_2029_SC A_GWh_After Competition Groups_7 | Building Recommissioning, Operations and Maintenance (O&M) Improvements | 4.939% | 0.18913 | 129.6342 | Residential_2029_SC A_GWh_After Competition Groups_Building Recommissioning, Operations and Maintenance (O&M) Improvements
Residential | Res ¦ Variable Speed Pool Pump Motor | 2029 | SC A | GWh | After Competition Groups | 117.7185 | 3368225.5846 | 3.3682 | 2624.5645 | 0.044853 | 8 | Residential_2029_SC A_GWh_After Competition Groups_8 | Variable Speed Pool Pump Motor | 4.485% | 3.3682 | 117.7185 | Residential_2029_SC A_GWh_After Competition Groups_Variable Speed Pool Pump Motor
Residential | Res ¦ Energy Star Torchiere | 2029 | SC A | GWh | After Competition Groups | 95.8858 | 1415472.7551 | 1.4155 | 2624.5645 | 0.036534 | 9 | Residential_2029_SC A_GWh_After Competition Groups_9 | Energy Star Torchiere | 3.653% | 1.4155 | 95.8858 | Residential_2029_SC A_GWh_After Competition Groups_Energy Star Torchiere
Residential | Res ¦ Adaptive Thermostat | 2029 | SC A | GWh | After Competition Groups | 77.5747 | 462632.8018 | 0.46263 | 2624.5645 | 0.029557 | 10 | Residential_2029_SC A_GWh_After Competition Groups_10 | Adaptive Thermostat | 2.956% | 0.46263 | 77.5747 | Residential_2029_SC A_GWh_After Competition Groups_Adaptive Thermostat
Residential | Res ¦ LED Parking Lot Fixture | 2029 | SC A | GWh | After Competition Groups | 71.3588 | 0 | 0 | 2624.5645 | 0.027189 | 11 | Residential_2029_SC A_GWh_After Competition Groups_11 | LED Parking Lot Fixture | 2.719% | 0 | 71.3588 | Residential_2029_SC A_GWh_After Competition Groups_LED Parking Lot Fixture
Residential | Res ¦ Comprehensive Draft Proofing | 2029 | SC A | GWh | After Competition Groups | 62.5707 | 0 | 0 | 2624.5645 | 0.02384 | 12 | Residential_2029_SC A_GWh_After Competition Groups_12 | Comprehensive Draft Proofing | 2.384% | 0 | 62.5707 | Residential_2029_SC A_GWh_After Competition Groups_Comprehensive Draft Proofing
Residential | Res ¦ Air Sealing | 2029 | SC A | GWh | After Competition Groups | 54.3102 | 1760966.3927 | 1.761 | 2624.5645 | 0.020693 | 13 | Residential_2029_SC A_GWh_After Competition Groups_13 | Air Sealing | 2.069% | 1.761 | 54.3102 | Residential_2029_SC A_GWh_After Competition Groups_Air Sealing
Residential | Res ¦ Basement Wall Insulation | 2029 | SC A | GWh | After Competition Groups | 51.4004 | 2213273.7992 | 2.2133 | 2624.5645 | 0.019584 | 14 | Residential_2029_SC A_GWh_After Competition Groups_14 | Basement Wall Insulation | 1.958% | 2.2133 | 51.4004 | Residential_2029_SC A_GWh_After Competition Groups_Basement Wall Insulation
Residential | Res ¦ Energy Star Air Source Heat Pump | 2029 | SC A | GWh | After Competition Groups | 48.6197 | 2220216.2741 | 2.2202 | 2624.5645 | 0.018525 | 15 | Residential_2029_SC A_GWh_After Competition Groups_15 | Energy Star Air Source Heat Pump | 1.852% | 2.2202 | 48.6197 | Residential_2029_SC A_GWh_After Competition Groups_Energy Star Air Source Heat Pump
Residential | Res ¦ Occupancy Sensors MF | 2029 | SC A | GWh | After Competition Groups | 38.5251 | 23264.8098 | 0.023265 | 2624.5645 | 0.014679 | 16 | Residential_2029_SC A_GWh_After Competition Groups_16 | Occupancy Sensors MF | 1.468% | 0.023265 | 38.5251 | Residential_2029_SC A_GWh_After Competition Groups_Occupancy Sensors MF
Residential | Res ¦ Energy Star Light Fixture | 2029 | SC A | GWh | After Competition Groups | 38.5242 | 1181297.6214 | 1.1813 | 2624.5645 | 0.014678 | 17 | Residential_2029_SC A_GWh_After Competition Groups_17 | Energy Star Light Fixture | 1.468% | 1.1813 | 38.5242 | Residential_2029_SC A_GWh_After Competition Groups_Energy Star Light Fixture
Residential | Res ¦ Energy Star Clothes Dryer | 2029 | SC A | GWh | After Competition Groups | 35.8793 | 1253285.7774 | 1.2533 | 2624.5645 | 0.013671 | 18 | Residential_2029_SC A_GWh_After Competition Groups_18 | Energy Star Clothes Dryer | 1.367% | 1.2533 | 35.8793 | Residential_2029_SC A_GWh_After Competition Groups_Energy Star Clothes Dryer
Residential | Res ¦ LED Exterior Area Lights - LED Fixture (200W) | 2029 | SC A | GWh | After Competition Groups | 35.2026 | 581930.0891 | 0.58193 | 2624.5645 | 0.013413 | 19 | Residential_2029_SC A_GWh_After Competition Groups_19 | LED Exterior Area Lights - LED Fixture (200W) | 1.341% | 0.58193 | 35.2026 | Residential_2029_SC A_GWh_After Competition Groups_LED Exterior Area Lights - LED Fixture (200W)
Residential | Res ¦ LED Tube Re-Lamp | 2029 | SC A | GWh | After Competition Groups | 24.4027 | 288595.3614 | 0.2886 | 2624.5645 | 0.0092978 | 20 | Residential_2029_SC A_GWh_After Competition Groups_20 | LED Tube Re-Lamp | 0.9298% | 0.2886 | 24.4027 | Residential_2029_SC A_GWh_After Competition Groups_LED Tube Re-Lamp
Residential | Res ¦ Refrigerator Recycling | 2029 | SC A | GWh | After Competition Groups | 24.1854 | 858813.9752 | 0.85881 | 2624.5645 | 0.009215 | 21 | Residential_2029_SC A_GWh_After Competition Groups_21 | Refrigerator Recycling | 0.9215% | 0.85881 | 24.1854 | Residential_2029_SC A_GWh_After Competition Groups_Refrigerator Recycling
Residential | Res ¦ Energy Star Room Air Conditioner | 2029 | SC A | GWh | After Competition Groups | 17.8885 | 559405.9185 | 0.55941 | 2624.5645 | 0.0068158 | 22 | Residential_2029_SC A_GWh_After Competition Groups_22 | Energy Star Room Air Conditioner | 0.6816% | 0.55941 | 17.8885 | Residential_2029_SC A_GWh_After Competition Groups_Energy Star Room Air Conditioner
Residential | Res ¦ Minimize Hot and Warm Clothes Wash | 2029 | SC A | GWh | After Competition Groups | 17.3115 | 0 | 0 | 2624.5645 | 0.0065959 | 23 | Residential_2029_SC A_GWh_After Competition Groups_23 | Minimize Hot and Warm Clothes Wash | 0.6596% | 0 | 17.3115 | Residential_2029_SC A_GWh_After Competition Groups_Minimize Hot and Warm Clothes Wash
Residential | Res ¦ Outside Air Economizer | 2029 | SC A | GWh | After Competition Groups | 17.2563 | 225316.7583 | 0.22532 | 2624.5645 | 0.0065749 | 24 | Residential_2029_SC A_GWh_After Competition Groups_24 | Outside Air Economizer | 0.6575% | 0.22532 | 17.2563 | Residential_2029_SC A_GWh_After Competition Groups_Outside Air Economizer
Residential | Res ¦ Attic Insulation | 2029 | SC A | GWh | After Competition Groups | 16.6443 | 748262.023 | 0.74826 | 2624.5645 | 0.0063417 | 25 | Residential_2029_SC A_GWh_After Competition Groups_25 | Attic Insulation | 0.6342% | 0.74826 | 16.6443 | Residential_2029_SC A_GWh_After Competition Groups_Attic Insulation
Residential | Res ¦ Home Energy Reports | 2029 | SC A | GWh | After Competition Groups | 16.4888 | 903277.4724 | 0.90328 | 2624.5645 | 0.0062825 | 26 | Residential_2029_SC A_GWh_After Competition Groups_26 | Home Energy Reports | 0.6282% | 0.90328 | 16.4888 | Residential_2029_SC A_GWh_After Competition Groups_Home Energy Reports
Residential | Res ¦ Furnace Whistle | 2029 | SC A | GWh | After Competition Groups | 16.3493 | 36977.4708 | 0.036977 | 2624.5645 | 0.0062293 | 27 | Residential_2029_SC A_GWh_After Competition Groups_27 | Furnace Whistle | 0.6229% | 0.036977 | 16.3493 | Residential_2029_SC A_GWh_After Competition Groups_Furnace Whistle
Residential | Res ¦ Energy Star Freezer | 2029 | SC A | GWh | After Competition Groups | 15.4966 | 630220.5474 | 0.63022 | 2624.5645 | 0.0059045 | 28 | Residential_2029_SC A_GWh_After Competition Groups_28 | Energy Star Freezer | 0.5904% | 0.63022 | 15.4966 | Residential_2029_SC A_GWh_After Competition Groups_Energy Star Freezer
Residential | Res ¦ ENERGY STAR LED LAMPS (REFLECTOR LAMPs/MR16/PAR 16) | 2029 | SC A | GWh | After Competition Groups | 14.9739 | 89155.8093 | 0.089156 | 2624.5645 | 0.0057053 | 29 | Residential_2029_SC A_GWh_After Competition Groups_29 | ENERGY STAR LED LAMPS (REFLECTOR LAMPs/MR16/PAR 16) | 0.5705% | 0.089156 | 14.9739 | Residential_2029_SC A_GWh_After Competition Groups_ENERGY STAR LED LAMPS (REFLECTOR LAMPs/MR16/PAR 16)
Residential | Res ¦ Advanced BAS/Controllers | 2029 | SC A | GWh | After Competition Groups | 12.3071 | 454561.1231 | 0.45456 | 2624.5645 | 0.0046892 | 30 | Residential_2029_SC A_GWh_After Competition Groups_30 | Advanced BAS/Controllers | 0.4689% | 0.45456 | 12.3071 | Residential_2029_SC A_GWh_After Competition Groups_Advanced BAS/Controllers
Residential | Res ¦ High Efficiency Chiller (avg of water and air cooled) | 2029 | SC A | GWh | After Competition Groups | 11.2299 | 172895.7364 | 0.1729 | 2624.5645 | 0.0042788 | 31 | Residential_2029_SC A_GWh_After Competition Groups_31 | High Efficiency Chiller (avg of water and air cooled) | 0.4279% | 0.1729 | 11.2299 | Residential_2029_SC A_GWh_After Competition Groups_High Efficiency Chiller (avg of water and air cooled)
Residential | Res ¦ Variable Frequency Drive (VFD) | 2029 | SC A | GWh | After Competition Groups | 6.9354 | 224502.1741 | 0.2245 | 2624.5645 | 0.0026425 | 32 | Residential_2029_SC A_GWh_After Competition Groups_32 | Variable Frequency Drive (VFD) | 0.2642% | 0.2245 | 6.9354 | Residential_2029_SC A_GWh_After Competition Groups_Variable Frequency Drive (VFD)
Residential | Res ¦ CO Sensors for parking garage exhaust fans | 2029 | SC A | GWh | After Competition Groups | 5.4956 | 218832.8795 | 0.21883 | 2624.5645 | 0.0020939 | 33 | Residential_2029_SC A_GWh_After Competition Groups_33 | CO Sensors for parking garage exhaust fans | 0.2094% | 0.21883 | 5.4956 | Residential_2029_SC A_GWh_After Competition Groups_CO Sensors for parking garage exhaust fans
Residential | Res ¦ Water Heater Temperature Setback | 2029 | SC A | GWh | After Competition Groups | 5.1464 | 35653.7605 | 0.035654 | 2624.5645 | 0.0019609 | 34 | Residential_2029_SC A_GWh_After Competition Groups_34 | Water Heater Temperature Setback | 0.1961% | 0.035654 | 5.1464 | Residential_2029_SC A_GWh_After Competition Groups_Water Heater Temperature Setback
Residential | Res ¦ Demand Control Ventilation | 2029 | SC A | GWh | After Competition Groups | 4.5384 | 0 | 0 | 2624.5645 | 0.0017292 | 35 | Residential_2029_SC A_GWh_After Competition Groups_35 | Demand Control Ventilation | 0.1729% | 0 | 4.5384 | Residential_2029_SC A_GWh_After Competition Groups_Demand Control Ventilation
Residential | Res ¦ ENERGY STAR LED Lamps (General Service Lamps) | 2029 | SC A | GWh | After Competition Groups | 3.3559 | 24805.9158 | 0.024806 | 2624.5645 | 0.0012787 | 36 | Residential_2029_SC A_GWh_After Competition Groups_36 | ENERGY STAR LED Lamps (General Service Lamps) | 0.1279% | 0.024806 | 3.3559 | Residential_2029_SC A_GWh_After Competition Groups_ENERGY STAR LED Lamps (General Service Lamps)
Residential | Res ¦ Tankless Water Heater | 2029 | SC A | GWh | After Competition Groups | 2.6142 | 184471.5526 | 0.18447 | 2624.5645 | 0.00099604 | 37 | Residential_2029_SC A_GWh_After Competition Groups_37 | Tankless Water Heater | 0.0996% | 0.18447 | 2.6142 | Residential_2029_SC A_GWh_After Competition Groups_Tankless Water Heater
Residential | Res ¦ Clothes Drying Racks | 2029 | SC A | GWh | After Competition Groups | 2.1242 | 0 | 0 | 2624.5645 | 0.00080936 | 38 | Residential_2029_SC A_GWh_After Competition Groups_38 | Clothes Drying Racks | 0.08094% | 0 | 2.1242 | Residential_2029_SC A_GWh_After Competition Groups_Clothes Drying Racks
Residential | Res ¦ Condensing Make Up Air Unit | 2029 | SC A | GWh | After Competition Groups | 2.0166 | 114661.9033 | 0.11466 | 2624.5645 | 0.00076836 | 39 | Residential_2029_SC A_GWh_After Competition Groups_39 | Condensing Make Up Air Unit | 0.07684% | 0.11466 | 2.0166 | Residential_2029_SC A_GWh_After Competition Groups_Condensing Make Up Air Unit
Residential | Res ¦ VFD on Pumps | 2029 | SC A | GWh | After Competition Groups | 1.9843 | 73334.9104 | 0.073335 | 2624.5645 | 0.00075605 | 40 | Residential_2029_SC A_GWh_After Competition Groups_40 | VFD on Pumps | 0.07561% | 0.073335 | 1.9843 | Residential_2029_SC A_GWh_After Competition Groups_VFD on Pumps
Residential | Res ¦ Energy Star Dehumidifier | 2029 | SC A | GWh | After Competition Groups | 1.7955 | 107318.0288 | 0.10732 | 2624.5645 | 0.0006841 | 41 | Residential_2029_SC A_GWh_After Competition Groups_41 | Energy Star Dehumidifier | 0.06841% | 0.10732 | 1.7955 | Residential_2029_SC A_GWh_After Competition Groups_Energy Star Dehumidifier
Residential | Res ¦ Floor Insulation | 2029 | SC A | GWh | After Competition Groups | 1.1983 | 49162.0047 | 0.049162 | 2624.5645 | 0.00045656 | 42 | Residential_2029_SC A_GWh_After Competition Groups_42 | Floor Insulation | 0.04566% | 0.049162 | 1.1983 | Residential_2029_SC A_GWh_After Competition Groups_Floor Insulation
Residential | Res ¦ ECM MOTORS FOR HVAC APPLICATION (FAN-POWERED VAV BOX) | 2029 | SC A | GWh | After Competition Groups | 1.1319 | 43571.7063 | 0.043572 | 2624.5645 | 0.00043129 | 43 | Residential_2029_SC A_GWh_After Competition Groups_43 | ECM MOTORS FOR HVAC APPLICATION (FAN-POWERED VAV BOX) | 0.04313% | 0.043572 | 1.1319 | Residential_2029_SC A_GWh_After Competition Groups_ECM MOTORS FOR HVAC APPLICATION (FAN-POWERED VAV BOX)
Residential | Res ¦ Heat Recovery Ventilator | 2029 | SC A | GWh | After Competition Groups | 0.91979 | 0 | 0 | 2624.5645 | 0.00035045 | 44 | Residential_2029_SC A_GWh_After Competition Groups_44 | Heat Recovery Ventilator | 0.03505% | 0 | 0.91979 | Residential_2029_SC A_GWh_After Competition Groups_Heat Recovery Ventilator
Residential | Res ¦ Duct Insulation | 2029 | SC A | GWh | After Competition Groups | 0.70177 | 1100.3801 | 0.0011004 | 2624.5645 | 0.00026739 | 45 | Residential_2029_SC A_GWh_After Competition Groups_45 | Duct Insulation | 0.02674% | 0.0011004 | 0.70177 | Residential_2029_SC A_GWh_After Competition Groups_Duct Insulation
Residential | Res ¦ Beverage Vending Machine Controls | 2029 | SC A | GWh | After Competition Groups | 0.64817 | 12907.5357 | 0.012908 | 2624.5645 | 0.00024696 | 46 | Residential_2029_SC A_GWh_After Competition Groups_46 | Beverage Vending Machine Controls | 0.0247% | 0.012908 | 0.64817 | Residential_2029_SC A_GWh_After Competition Groups_Beverage Vending Machine Controls
Residential | Res ¦ Duct Insulation MF | 2029 | SC A | GWh | After Competition Groups | 0.41416 | 14069.8575 | 0.01407 | 2624.5645 | 0.0001578 | 47 | Residential_2029_SC A_GWh_After Competition Groups_47 | Duct Insulation MF | 0.01578% | 0.01407 | 0.41416 | Residential_2029_SC A_GWh_After Competition Groups_Duct Insulation MF
Residential | Res ¦ Chilled Water Optimization | 2029 | SC A | GWh | After Competition Groups | 0.1371 | 162.9653 | 0.00016297 | 2624.5645 | 5.2237e-05 | 48 | Residential_2029_SC A_GWh_After Competition Groups_48 | Chilled Water Optimization | 0.005224% | 0.00016297 | 0.1371 | Residential_2029_SC A_GWh_After Competition Groups_Chilled Water Optimization
Residential | Res ¦ LED High Bay Fixture | 2029 | SC A | GWh | After Competition Groups | 0.087982 | 7524.5936 | 0.0075246 | 2624.5645 | 3.3522e-05 | 49 | Residential_2029_SC A_GWh_After Competition Groups_49 | LED High Bay Fixture | 0.003352% | 0.0075246 | 0.087982 | Residential_2029_SC A_GWh_After Competition Groups_LED High Bay Fixture
Residential | Res ¦ Wall Insulation MF | 2029 | SC A | GWh | After Competition Groups | 0.0084246 | 0 | 0 | 2624.5645 | 3.2099e-06 | 50 | Residential_2029_SC A_GWh_After Competition Groups_50 | Wall Insulation MF | 0.000321% | 0 | 0.0084246 | Residential_2029_SC A_GWh_After Competition Groups_Wall Insulation MF
Residential | Res ¦ Wall Insulation | 2029 | SC A | GWh | After Competition Groups | 0.0056924 | 0 | 0 | 2624.5645 | 2.1689e-06 | 51 | Residential_2029_SC A_GWh_After Competition Groups_51 | Wall Insulation | 0.0002169% | 0 | 0.0056924 | Residential_2029_SC A_GWh_After Competition Groups_Wall Insulation
Residential | Res ¦ Freezer Recycling | 2029 | SC A | GWh | After Competition Groups | 0.0021336 | 0 | 0 | 2624.5645 | 8.1294e-07 | 52 | Residential_2029_SC A_GWh_After Competition Groups_52 | Freezer Recycling | 8.129e-05% | 0 | 0.0021336 | Residential_2029_SC A_GWh_After Competition Groups_Freezer Recycling
Residential | Res ¦ Heavy Duty Outdoor/Holiday Plug-in Timers | 2029 | SC A | GWh | After Competition Groups | 0 | 0 | 0 | 2624.5645 | 0 | 53 | Residential_2029_SC A_GWh_After Competition Groups_53 | Heavy Duty Outdoor/Holiday Plug-in Timers | 0% | 0 | 0 | Residential_2029_SC A_GWh_After Competition Groups_Heavy Duty Outdoor/Holiday Plug-in Timers
Residential | Res ¦ LED Downlight | 2029 | SC A | GWh | After Competition Groups | 0 | 0 | 0 | 2624.5645 | 0 | 54 | Residential_2029_SC A_GWh_After Competition Groups_54 | LED Downlight | 0% | 0 | 0 | Residential_2029_SC A_GWh_After Competition Groups_LED Downlight
Residential | Res ¦ Smart Burners | 2029 | SC A | GWh | After Competition Groups | 0 | 0 | 0 | 2624.5645 | 0 | 55 | Residential_2029_SC A_GWh_After Competition Groups_55 | Smart Burners | 0% | 0 | 0 | Residential_2029_SC A_GWh_After Competition Groups_Smart Burners
Residential | Res ¦ Smart Power Bar | 2029 | SC A | GWh | After Competition Groups | 0 | 0 | 0 | 2624.5645 | 0 | 56 | Residential_2029_SC A_GWh_After Competition Groups_56 | Smart Power Bar | 0% | 0 | 0 | Residential_2029_SC A_GWh_After Competition Groups_Smart Power Bar
Residential | Res ¦ Energy Star Clothes Washer | 2029 | SC B | GWh | After Competition Groups | 435.4336 | 17847774.2145 | 17.8478 | 4138.628 | 0.10521 | 1 | Residential_2029_SC B_GWh_After Competition Groups_1 | Energy Star Clothes Washer | 10.52% | 17.8478 | 435.4336 | Residential_2029_SC B_GWh_After Competition Groups_Energy Star Clothes Washer
Residential | Res ¦ Variable Speed Pool Pump Motor | 2029 | SC B | GWh | After Competition Groups | 331.361 | 5945520.6708 | 5.9455 | 4138.628 | 0.080065 | 2 | Residential_2029_SC B_GWh_After Competition Groups_2 | Variable Speed Pool Pump Motor | 8.007% | 5.9455 | 331.361 | Residential_2029_SC B_GWh_After Competition Groups_Variable Speed Pool Pump Motor
Residential | Res ¦ Energy Star LED Bulbs General Purpose LEDs | 2029 | SC B | GWh | After Competition Groups | 321.426 | 0 | 0 | 4138.628 | 0.077665 | 3 | Residential_2029_SC B_GWh_After Competition Groups_3 | Energy Star LED Bulbs General Purpose LEDs | 7.766% | 0 | 321.426 | Residential_2029_SC B_GWh_After Competition Groups_Energy Star LED Bulbs General Purpose LEDs
Residential | Res ¦ Energy Star A Line, PAR, MR Lamps | 2029 | SC B | GWh | After Competition Groups | 316.1752 | 26860.7047 | 0.026861 | 4138.628 | 0.076396 | 4 | Residential_2029_SC B_GWh_After Competition Groups_4 | Energy Star A Line, PAR, MR Lamps | 7.64% | 0.026861 | 316.1752 | Residential_2029_SC B_GWh_After Competition Groups_Energy Star A Line, PAR, MR Lamps
Residential | Res ¦ Energy Star LED Specialty Bulbs | 2029 | SC B | GWh | After Competition Groups | 291.3182 | 35845.882 | 0.035846 | 4138.628 | 0.07039 | 5 | Residential_2029_SC B_GWh_After Competition Groups_5 | Energy Star LED Specialty Bulbs | 7.039% | 0.035846 | 291.3182 | Residential_2029_SC B_GWh_After Competition Groups_Energy Star LED Specialty Bulbs
Residential | Res ¦ Car Block Heater Timer | 2029 | SC B | GWh | After Competition Groups | 287.081 | 459089.799 | 0.45909 | 4138.628 | 0.069366 | 6 | Residential_2029_SC B_GWh_After Competition Groups_6 | Car Block Heater Timer | 6.937% | 0.45909 | 287.081 | Residential_2029_SC B_GWh_After Competition Groups_Car Block Heater Timer
Residential | Res ¦ Ductless Mini-Split Heat Pump | 2029 | SC B | GWh | After Competition Groups | 280.6505 | 5791686.4364 | 5.7917 | 4138.628 | 0.067812 | 7 | Residential_2029_SC B_GWh_After Competition Groups_7 | Ductless Mini-Split Heat Pump | 6.781% | 5.7917 | 280.6505 | Residential_2029_SC B_GWh_After Competition Groups_Ductless Mini-Split Heat Pump
Residential | Res ¦ Building Recommissioning, Operations and Maintenance (O&M) Improvements | 2029 | SC B | GWh | After Competition Groups | 256.8113 | 181561.3739 | 0.18156 | 4138.628 | 0.062052 | 8 | Residential_2029_SC B_GWh_After Competition Groups_8 | Building Recommissioning, Operations and Maintenance (O&M) Improvements | 6.205% | 0.18156 | 256.8113 | Residential_2029_SC B_GWh_After Competition Groups_Building Recommissioning, Operations and Maintenance (O&M) Improvements
Residential | Res ¦ Adaptive Thermostat | 2029 | SC B | GWh | After Competition Groups | 186.0507 | 6571879.2776 | 6.5719 | 4138.628 | 0.044955 | 9 | Residential_2029_SC B_GWh_After Competition Groups_9 | Adaptive Thermostat | 4.495% | 6.5719 | 186.0507 | Residential_2029_SC B_GWh_After Competition Groups_Adaptive Thermostat
Residential | Res ¦ Energy Star Torchiere | 2029 | SC B | GWh | After Competition Groups | 143.6547 | 1895563.6051 | 1.8956 | 4138.628 | 0.034711 | 10 | Residential_2029_SC B_GWh_After Competition Groups_10 | Energy Star Torchiere | 3.471% | 1.8956 | 143.6547 | Residential_2029_SC B_GWh_After Competition Groups_Energy Star Torchiere
Residential | Res ¦ Comprehensive Draft Proofing | 2029 | SC B | GWh | After Competition Groups | 130.6177 | 0 | 0 | 4138.628 | 0.031561 | 11 | Residential_2029_SC B_GWh_After Competition Groups_11 | Comprehensive Draft Proofing | 3.156% | 0 | 130.6177 | Residential_2029_SC B_GWh_After Competition Groups_Comprehensive Draft Proofing
Residential | Res ¦ Air Sealing | 2029 | SC B | GWh | After Competition Groups | 99.6152 | 5185628.1588 | 5.1856 | 4138.628 | 0.02407 | 12 | Residential_2029_SC B_GWh_After Competition Groups_12 | Air Sealing | 2.407% | 5.1856 | 99.6152 | Residential_2029_SC B_GWh_After Competition Groups_Air Sealing
Residential | Res ¦ Occupancy Sensors MF | 2029 | SC B | GWh | After Competition Groups | 78.5281 | 22332.7026 | 0.022333 | 4138.628 | 0.018974 | 13 | Residential_2029_SC B_GWh_After Competition Groups_13 | Occupancy Sensors MF | 1.897% | 0.022333 | 78.5281 | Residential_2029_SC B_GWh_After Competition Groups_Occupancy Sensors MF
Residential | Res ¦ LED Parking Lot Fixture | 2029 | SC B | GWh | After Competition Groups | 78.4402 | 1035222.158 | 1.0352 | 4138.628 | 0.018953 | 14 | Residential_2029_SC B_GWh_After Competition Groups_14 | LED Parking Lot Fixture | 1.895% | 1.0352 | 78.4402 | Residential_2029_SC B_GWh_After Competition Groups_LED Parking Lot Fixture
Residential | Res ¦ Energy Star Air Source Heat Pump | 2029 | SC B | GWh | After Competition Groups | 78.2697 | 3449743.5588 | 3.4497 | 4138.628 | 0.018912 | 15 | Residential_2029_SC B_GWh_After Competition Groups_15 | Energy Star Air Source Heat Pump | 1.891% | 3.4497 | 78.2697 | Residential_2029_SC B_GWh_After Competition Groups_Energy Star Air Source Heat Pump
Residential | Res ¦ Refrigerator Recycling | 2029 | SC B | GWh | After Competition Groups | 67.3152 | 1511709.3132 | 1.5117 | 4138.628 | 0.016265 | 16 | Residential_2029_SC B_GWh_After Competition Groups_16 | Refrigerator Recycling | 1.627% | 1.5117 | 67.3152 | Residential_2029_SC B_GWh_After Competition Groups_Refrigerator Recycling
Residential | Res ¦ Energy Star Clothes Dryer | 2029 | SC B | GWh | After Competition Groups | 65.6059 | 5634889.1047 | 5.6349 | 4138.628 | 0.015852 | 17 | Residential_2029_SC B_GWh_After Competition Groups_17 | Energy Star Clothes Dryer | 1.585% | 5.6349 | 65.6059 | Residential_2029_SC B_GWh_After Competition Groups_Energy Star Clothes Dryer
Residential | Res ¦ Clothes Drying Racks | 2029 | SC B | GWh | After Competition Groups | 61.4537 | 6534921.5034 | 6.5349 | 4138.628 | 0.014849 | 18 | Residential_2029_SC B_GWh_After Competition Groups_18 | Clothes Drying Racks | 1.485% | 6.5349 | 61.4537 | Residential_2029_SC B_GWh_After Competition Groups_Clothes Drying Racks
Residential | Res ¦ Freezer Recycling | 2029 | SC B | GWh | After Competition Groups | 58.9741 | 32673587.0783 | 32.6736 | 4138.628 | 0.01425 | 19 | Residential_2029_SC B_GWh_After Competition Groups_19 | Freezer Recycling | 1.425% | 32.6736 | 58.9741 | Residential_2029_SC B_GWh_After Competition Groups_Freezer Recycling
Residential | Res ¦ Energy Star Light Fixture | 2029 | SC B | GWh | After Competition Groups | 55.2734 | 3780895.2683 | 3.7809 | 4138.628 | 0.013355 | 20 | Residential_2029_SC B_GWh_After Competition Groups_20 | Energy Star Light Fixture | 1.336% | 3.7809 | 55.2734 | Residential_2029_SC B_GWh_After Competition Groups_Energy Star Light Fixture
Residential | Res ¦ Basement Wall Insulation | 2029 | SC B | GWh | After Competition Groups | 52.2954 | 2212719.8534 | 2.2127 | 4138.628 | 0.012636 | 21 | Residential_2029_SC B_GWh_After Competition Groups_21 | Basement Wall Insulation | 1.264% | 2.2127 | 52.2954 | Residential_2029_SC B_GWh_After Competition Groups_Basement Wall Insulation
Residential | Res ¦ Attic Insulation | 2029 | SC B | GWh | After Competition Groups | 40.335 | 3870077.5366 | 3.8701 | 4138.628 | 0.009746 | 22 | Residential_2029_SC B_GWh_After Competition Groups_22 | Attic Insulation | 0.9746% | 3.8701 | 40.335 | Residential_2029_SC B_GWh_After Competition Groups_Attic Insulation
Residential | Res ¦ Advanced BAS/Controllers | 2029 | SC B | GWh | After Competition Groups | 37.5846 | 887879.2279 | 0.88788 | 4138.628 | 0.0090814 | 23 | Residential_2029_SC B_GWh_After Competition Groups_23 | Advanced BAS/Controllers | 0.9081% | 0.88788 | 37.5846 | Residential_2029_SC B_GWh_After Competition Groups_Advanced BAS/Controllers
Residential | Res ¦ Energy Star Room Air Conditioner | 2029 | SC B | GWh | After Competition Groups | 35.4565 | 2321814.7771 | 2.3218 | 4138.628 | 0.0085672 | 24 | Residential_2029_SC B_GWh_After Competition Groups_24 | Energy Star Room Air Conditioner | 0.8567% | 2.3218 | 35.4565 | Residential_2029_SC B_GWh_After Competition Groups_Energy Star Room Air Conditioner
Residential | Res ¦ LED Exterior Area Lights - LED Fixture (200W) | 2029 | SC B | GWh | After Competition Groups | 35.2026 | 903943.4936 | 0.90394 | 4138.628 | 0.0085059 | 25 | Residential_2029_SC B_GWh_After Competition Groups_25 | LED Exterior Area Lights - LED Fixture (200W) | 0.8506% | 0.90394 | 35.2026 | Residential_2029_SC B_GWh_After Competition Groups_LED Exterior Area Lights - LED Fixture (200W)
Residential | Res ¦ Energy Star Freezer | 2029 | SC B | GWh | After Competition Groups | 34.4936 | 3135418.9942 | 3.1354 | 4138.628 | 0.0083346 | 26 | Residential_2029_SC B_GWh_After Competition Groups_26 | Energy Star Freezer | 0.8335% | 3.1354 | 34.4936 | Residential_2029_SC B_GWh_After Competition Groups_Energy Star Freezer
Residential | Res ¦ Furnace Whistle | 2029 | SC B | GWh | After Competition Groups | 32.3665 | 35496.1668 | 0.035496 | 4138.628 | 0.0078206 | 27 | Residential_2029_SC B_GWh_After Competition Groups_27 | Furnace Whistle | 0.7821% | 0.035496 | 32.3665 | Residential_2029_SC B_GWh_After Competition Groups_Furnace Whistle
Residential | Res ¦ Outside Air Economizer | 2029 | SC B | GWh | After Competition Groups | 26.4263 | 220458.821 | 0.22046 | 4138.628 | 0.0063853 | 28 | Residential_2029_SC B_GWh_After Competition Groups_28 | Outside Air Economizer | 0.6385% | 0.22046 | 26.4263 | Residential_2029_SC B_GWh_After Competition Groups_Outside Air Economizer
Residential | Res ¦ LED Tube Re-Lamp | 2029 | SC B | GWh | After Competition Groups | 24.4027 | 646890.7147 | 0.64689 | 4138.628 | 0.0058963 | 29 | Residential_2029_SC B_GWh_After Competition Groups_29 | LED Tube Re-Lamp | 0.5896% | 0.64689 | 24.4027 | Residential_2029_SC B_GWh_After Competition Groups_LED Tube Re-Lamp
Residential | Res ¦ Energy Star Dehumidifier | 2029 | SC B | GWh | After Competition Groups | 18.3365 | 3030212.3715 | 3.0302 | 4138.628 | 0.0044306 | 30 | Residential_2029_SC B_GWh_After Competition Groups_30 | Energy Star Dehumidifier | 0.4431% | 3.0302 | 18.3365 | Residential_2029_SC B_GWh_After Competition Groups_Energy Star Dehumidifier
Residential | Res ¦ Demand Control Ventilation | 2029 | SC B | GWh | After Competition Groups | 17.3334 | 508087.0399 | 0.50809 | 4138.628 | 0.0041882 | 31 | Residential_2029_SC B_GWh_After Competition Groups_31 | Demand Control Ventilation | 0.4188% | 0.50809 | 17.3334 | Residential_2029_SC B_GWh_After Competition Groups_Demand Control Ventilation
Residential | Res ¦ Minimize Hot and Warm Clothes Wash | 2029 | SC B | GWh | After Competition Groups | 17.3115 | 0 | 0 | 4138.628 | 0.0041829 | 32 | Residential_2029_SC B_GWh_After Competition Groups_32 | Minimize Hot and Warm Clothes Wash | 0.4183% | 0 | 17.3115 | Residential_2029_SC B_GWh_After Competition Groups_Minimize Hot and Warm Clothes Wash
Residential | Res ¦ Home Energy Reports | 2029 | SC B | GWh | After Competition Groups | 16.4888 | 903277.4724 | 0.90328 | 4138.628 | 0.0039841 | 33 | Residential_2029_SC B_GWh_After Competition Groups_33 | Home Energy Reports | 0.3984% | 0.90328 | 16.4888 | Residential_2029_SC B_GWh_After Competition Groups_Home Energy Reports
Residential | Res ¦ ENERGY STAR LED LAMPS (REFLECTOR LAMPs/MR16/PAR 16) | 2029 | SC B | GWh | After Competition Groups | 14.9739 | 118595.0939 | 0.1186 | 4138.628 | 0.0036181 | 34 | Residential_2029_SC B_GWh_After Competition Groups_34 | ENERGY STAR LED LAMPS (REFLECTOR LAMPs/MR16/PAR 16) | 0.3618% | 0.1186 | 14.9739 | Residential_2029_SC B_GWh_After Competition Groups_ENERGY STAR LED LAMPS (REFLECTOR LAMPs/MR16/PAR 16)
Residential | Res ¦ CO Sensors for parking garage exhaust fans | 2029 | SC B | GWh | After Competition Groups | 13.932 | 445964.4102 | 0.44596 | 4138.628 | 0.0033663 | 35 | Residential_2029_SC B_GWh_After Competition Groups_35 | CO Sensors for parking garage exhaust fans | 0.3366% | 0.44596 | 13.932 | Residential_2029_SC B_GWh_After Competition Groups_CO Sensors for parking garage exhaust fans
Residential | Res ¦ Variable Frequency Drive (VFD) | 2029 | SC B | GWh | After Competition Groups | 13.7294 | 215524.9223 | 0.21552 | 4138.628 | 0.0033174 | 36 | Residential_2029_SC B_GWh_After Competition Groups_36 | Variable Frequency Drive (VFD) | 0.3317% | 0.21552 | 13.7294 | Residential_2029_SC B_GWh_After Competition Groups_Variable Frequency Drive (VFD)
Residential | Res ¦ High Efficiency Chiller (avg of water and air cooled) | 2029 | SC B | GWh | After Competition Groups | 11.5619 | 175596.826 | 0.1756 | 4138.628 | 0.0027937 | 37 | Residential_2029_SC B_GWh_After Competition Groups_37 | High Efficiency Chiller (avg of water and air cooled) | 0.2794% | 0.1756 | 11.5619 | Residential_2029_SC B_GWh_After Competition Groups_High Efficiency Chiller (avg of water and air cooled)
Residential | Res ¦ Heat Recovery Ventilator | 2029 | SC B | GWh | After Competition Groups | 11.0536 | 3869188.647 | 3.8692 | 4138.628 | 0.0026708 | 38 | Residential_2029_SC B_GWh_After Competition Groups_38 | Heat Recovery Ventilator | 0.2671% | 3.8692 | 11.0536 | Residential_2029_SC B_GWh_After Competition Groups_Heat Recovery Ventilator
Residential | Res ¦ Floor Insulation | 2029 | SC B | GWh | After Competition Groups | 10.5668 | 1585252.3709 | 1.5853 | 4138.628 | 0.0025532 | 39 | Residential_2029_SC B_GWh_After Competition Groups_39 | Floor Insulation | 0.2553% | 1.5853 | 10.5668 | Residential_2029_SC B_GWh_After Competition Groups_Floor Insulation
Residential | Res ¦ Water Heater Temperature Setback | 2029 | SC B | GWh | After Competition Groups | 10.2597 | 35740.9272 | 0.035741 | 4138.628 | 0.002479 | 40 | Residential_2029_SC B_GWh_After Competition Groups_40 | Water Heater Temperature Setback | 0.2479% | 0.035741 | 10.2597 | Residential_2029_SC B_GWh_After Competition Groups_Water Heater Temperature Setback
Residential | Res ¦ Duct Insulation | 2029 | SC B | GWh | After Competition Groups | 9.5069 | 1361394.1529 | 1.3614 | 4138.628 | 0.0022971 | 41 | Residential_2029_SC B_GWh_After Competition Groups_41 | Duct Insulation | 0.2297% | 1.3614 | 9.5069 | Residential_2029_SC B_GWh_After Competition Groups_Duct Insulation
Residential | Res ¦ Condensing Make Up Air Unit | 2029 | SC B | GWh | After Competition Groups | 7.7348 | 1193770.6977 | 1.1938 | 4138.628 | 0.0018689 | 42 | Residential_2029_SC B_GWh_After Competition Groups_42 | Condensing Make Up Air Unit | 0.1869% | 1.1938 | 7.7348 | Residential_2029_SC B_GWh_After Competition Groups_Condensing Make Up Air Unit
Residential | Res ¦ Tankless Water Heater | 2029 | SC B | GWh | After Competition Groups | 7.3961 | 1142935.2438 | 1.1429 | 4138.628 | 0.0017871 | 43 | Residential_2029_SC B_GWh_After Competition Groups_43 | Tankless Water Heater | 0.1787% | 1.1429 | 7.3961 | Residential_2029_SC B_GWh_After Competition Groups_Tankless Water Heater
Residential | Res ¦ VFD on Pumps | 2029 | SC B | GWh | After Competition Groups | 4.2219 | 80734.3549 | 0.080734 | 4138.628 | 0.0010201 | 44 | Residential_2029_SC B_GWh_After Competition Groups_44 | VFD on Pumps | 0.102% | 0.080734 | 4.2219 | Residential_2029_SC B_GWh_After Competition Groups_VFD on Pumps
Residential | Res ¦ Duct Insulation MF | 2029 | SC B | GWh | After Competition Groups | 4.075 | 1011939.9022 | 1.0119 | 4138.628 | 0.00098462 | 45 | Residential_2029_SC B_GWh_After Competition Groups_45 | Duct Insulation MF | 0.09846% | 1.0119 | 4.075 | Residential_2029_SC B_GWh_After Competition Groups_Duct Insulation MF
Residential | Res ¦ ENERGY STAR LED Lamps (General Service Lamps) | 2029 | SC B | GWh | After Competition Groups | 3.3559 | 24897.5738 | 0.024898 | 4138.628 | 0.00081088 | 46 | Residential_2029_SC B_GWh_After Competition Groups_46 | ENERGY STAR LED Lamps (General Service Lamps) | 0.08109% | 0.024898 | 3.3559 | Residential_2029_SC B_GWh_After Competition Groups_ENERGY STAR LED Lamps (General Service Lamps)
Residential | Res ¦ ECM MOTORS FOR HVAC APPLICATION (FAN-POWERED VAV BOX) | 2029 | SC B | GWh | After Competition Groups | 2.1976 | 49365.5028 | 0.049366 | 4138.628 | 0.00053099 | 47 | Residential_2029_SC B_GWh_After Competition Groups_47 | ECM MOTORS FOR HVAC APPLICATION (FAN-POWERED VAV BOX) | 0.0531% | 0.049366 | 2.1976 | Residential_2029_SC B_GWh_After Competition Groups_ECM MOTORS FOR HVAC APPLICATION (FAN-POWERED VAV BOX)
Residential | Res ¦ Beverage Vending Machine Controls | 2029 | SC B | GWh | After Competition Groups | 1.4426 | 24208.9498 | 0.024209 | 4138.628 | 0.00034856 | 48 | Residential_2029_SC B_GWh_After Competition Groups_48 | Beverage Vending Machine Controls | 0.03486% | 0.024209 | 1.4426 | Residential_2029_SC B_GWh_After Competition Groups_Beverage Vending Machine Controls
Residential | Res ¦ Chilled Water Optimization | 2029 | SC B | GWh | After Competition Groups | 0.18997 | 212.3617 | 0.00021236 | 4138.628 | 4.5903e-05 | 49 | Residential_2029_SC B_GWh_After Competition Groups_49 | Chilled Water Optimization | 0.00459% | 0.00021236 | 0.18997 | Residential_2029_SC B_GWh_After Competition Groups_Chilled Water Optimization
Residential | Res ¦ LED High Bay Fixture | 2029 | SC B | GWh | After Competition Groups | 0.18016 | 25161.707 | 0.025162 | 4138.628 | 4.3532e-05 | 50 | Residential_2029_SC B_GWh_After Competition Groups_50 | LED High Bay Fixture | 0.004353% | 0.025162 | 0.18016 | Residential_2029_SC B_GWh_After Competition Groups_LED High Bay Fixture
Residential | Res ¦ Wall Insulation | 2029 | SC B | GWh | After Competition Groups | 0.15187 | 0 | 0 | 4138.628 | 3.6697e-05 | 51 | Residential_2029_SC B_GWh_After Competition Groups_51 | Wall Insulation | 0.00367% | 0 | 0.15187 | Residential_2029_SC B_GWh_After Competition Groups_Wall Insulation
Residential | Res ¦ Wall Insulation MF | 2029 | SC B | GWh | After Competition Groups | 0.0092118 | 0 | 0 | 4138.628 | 2.2258e-06 | 52 | Residential_2029_SC B_GWh_After Competition Groups_52 | Wall Insulation MF | 0.0002226% | 0 | 0.0092118 | Residential_2029_SC B_GWh_After Competition Groups_Wall Insulation MF
Residential | Res ¦ Heavy Duty Outdoor/Holiday Plug-in Timers | 2029 | SC B | GWh | After Competition Groups | 0 | 0 | 0 | 4138.628 | 0 | 53 | Residential_2029_SC B_GWh_After Competition Groups_53 | Heavy Duty Outdoor/Holiday Plug-in Timers | 0% | 0 | 0 | Residential_2029_SC B_GWh_After Competition Groups_Heavy Duty Outdoor/Holiday Plug-in Timers
Residential | Res ¦ LED Downlight | 2029 | SC B | GWh | After Competition Groups | 0 | 0 | 0 | 4138.628 | 0 | 54 | Residential_2029_SC B_GWh_After Competition Groups_54 | LED Downlight | 0% | 0 | 0 | Residential_2029_SC B_GWh_After Competition Groups_LED Downlight
Residential | Res ¦ Smart Burners | 2029 | SC B | GWh | After Competition Groups | 0 | 0 | 0 | 4138.628 | 0 | 55 | Residential_2029_SC B_GWh_After Competition Groups_55 | Smart Burners | 0% | 0 | 0 | Residential_2029_SC B_GWh_After Competition Groups_Smart Burners
Residential | Res ¦ Smart Power Bar | 2029 | SC B | GWh | After Competition Groups | 0 | 0 | 0 | 4138.628 | 0 | 56 | Residential_2029_SC B_GWh_After Competition Groups_56 | Smart Power Bar | 0% | 0 | 0 | Residential_2029_SC B_GWh_After Competition Groups_Smart Power Bar
Residential | Res ¦ Energy Star LED Specialty Bulbs | 2029 | SC C | GWh | After Competition Groups | 516.2905 | 39021.9533 | 0.039022 | 3014.4755 | 0.17127 | 1 | Residential_2029_SC C_GWh_After Competition Groups_1 | Energy Star LED Specialty Bulbs | 17.13% | 0.039022 | 516.2905 | Residential_2029_SC C_GWh_After Competition Groups_Energy Star LED Specialty Bulbs
Residential | Res ¦ Energy Star Clothes Washer | 2029 | SC C | GWh | After Competition Groups | 385.0486 | 16755684.5176 | 16.7557 | 3014.4755 | 0.12773 | 2 | Residential_2029_SC C_GWh_After Competition Groups_2 | Energy Star Clothes Washer | 12.77% | 16.7557 | 385.0486 | Residential_2029_SC C_GWh_After Competition Groups_Energy Star Clothes Washer
Residential | Res ¦ Energy Star A Line, PAR, MR Lamps | 2029 | SC C | GWh | After Competition Groups | 215.9667 | 19836.0988 | 0.019836 | 3014.4755 | 0.071643 | 3 | Residential_2029_SC C_GWh_After Competition Groups_3 | Energy Star A Line, PAR, MR Lamps | 7.164% | 0.019836 | 215.9667 | Residential_2029_SC C_GWh_After Competition Groups_Energy Star A Line, PAR, MR Lamps
Residential | Res ¦ Ductless Mini-Split Heat Pump | 2029 | SC C | GWh | After Competition Groups | 214.1127 | 4575918.1057 | 4.5759 | 3014.4755 | 0.071028 | 4 | Residential_2029_SC C_GWh_After Competition Groups_4 | Ductless Mini-Split Heat Pump | 7.103% | 4.5759 | 214.1127 | Residential_2029_SC C_GWh_After Competition Groups_Ductless Mini-Split Heat Pump
Residential | Res ¦ Variable Speed Pool Pump Motor | 2029 | SC C | GWh | After Competition Groups | 167.3894 | 6192901.2343 | 6.1929 | 3014.4755 | 0.055529 | 5 | Residential_2029_SC C_GWh_After Competition Groups_5 | Variable Speed Pool Pump Motor | 5.553% | 6.1929 | 167.3894 | Residential_2029_SC C_GWh_After Competition Groups_Variable Speed Pool Pump Motor
Residential | Res ¦ Car Block Heater Timer | 2029 | SC C | GWh | After Competition Groups | 158.8725 | 442614.5066 | 0.44261 | 3014.4755 | 0.052703 | 6 | Residential_2029_SC C_GWh_After Competition Groups_6 | Car Block Heater Timer | 5.27% | 0.44261 | 158.8725 | Residential_2029_SC C_GWh_After Competition Groups_Car Block Heater Timer
Residential | Res ¦ Energy Star LED Bulbs General Purpose LEDs | 2029 | SC C | GWh | After Competition Groups | 144.6876 | 0 | 0 | 3014.4755 | 0.047998 | 7 | Residential_2029_SC C_GWh_After Competition Groups_7 | Energy Star LED Bulbs General Purpose LEDs | 4.8% | 0 | 144.6876 | Residential_2029_SC C_GWh_After Competition Groups_Energy Star LED Bulbs General Purpose LEDs
Residential | Res ¦ Building Recommissioning, Operations and Maintenance (O&M) Improvements | 2029 | SC C | GWh | After Competition Groups | 129.7237 | 189134.6175 | 0.18913 | 3014.4755 | 0.043034 | 8 | Residential_2029_SC C_GWh_After Competition Groups_8 | Building Recommissioning, Operations and Maintenance (O&M) Improvements | 4.303% | 0.18913 | 129.7237 | Residential_2029_SC C_GWh_After Competition Groups_Building Recommissioning, Operations and Maintenance (O&M) Improvements
Residential | Res ¦ Adaptive Thermostat | 2029 | SC C | GWh | After Competition Groups | 128.2728 | 6575691.3158 | 6.5757 | 3014.4755 | 0.042552 | 9 | Residential_2029_SC C_GWh_After Competition Groups_9 | Adaptive Thermostat | 4.255% | 6.5757 | 128.2728 | Residential_2029_SC C_GWh_After Competition Groups_Adaptive Thermostat
Residential | Res ¦ Energy Star Torchiere | 2029 | SC C | GWh | After Competition Groups | 95.8858 | 1415472.7551 | 1.4155 | 3014.4755 | 0.031808 | 10 | Residential_2029_SC C_GWh_After Competition Groups_10 | Energy Star Torchiere | 3.181% | 1.4155 | 95.8858 | Residential_2029_SC C_GWh_After Competition Groups_Energy Star Torchiere
Residential | Res ¦ Air Sealing | 2029 | SC C | GWh | After Competition Groups | 90.9936 | 5187230.0346 | 5.1872 | 3014.4755 | 0.030186 | 11 | Residential_2029_SC C_GWh_After Competition Groups_11 | Air Sealing | 3.019% | 5.1872 | 90.9936 | Residential_2029_SC C_GWh_After Competition Groups_Air Sealing
Residential | Res ¦ LED Parking Lot Fixture | 2029 | SC C | GWh | After Competition Groups | 71.3588 | 0 | 0 | 3014.4755 | 0.023672 | 12 | Residential_2029_SC C_GWh_After Competition Groups_12 | LED Parking Lot Fixture | 2.367% | 0 | 71.3588 | Residential_2029_SC C_GWh_After Competition Groups_LED Parking Lot Fixture
Residential | Res ¦ Comprehensive Draft Proofing | 2029 | SC C | GWh | After Competition Groups | 65.9791 | 0 | 0 | 3014.4755 | 0.021887 | 13 | Residential_2029_SC C_GWh_After Competition Groups_13 | Comprehensive Draft Proofing | 2.189% | 0 | 65.9791 | Residential_2029_SC C_GWh_After Competition Groups_Comprehensive Draft Proofing
Residential | Res ¦ Energy Star Clothes Dryer | 2029 | SC C | GWh | After Competition Groups | 65.6273 | 5637606.5461 | 5.6376 | 3014.4755 | 0.021771 | 14 | Residential_2029_SC C_GWh_After Competition Groups_14 | Energy Star Clothes Dryer | 2.177% | 5.6376 | 65.6273 | Residential_2029_SC C_GWh_After Competition Groups_Energy Star Clothes Dryer
Residential | Res ¦ Basement Wall Insulation | 2029 | SC C | GWh | After Competition Groups | 52.3029 | 2213273.7992 | 2.2133 | 3014.4755 | 0.017351 | 15 | Residential_2029_SC C_GWh_After Competition Groups_15 | Basement Wall Insulation | 1.735% | 2.2133 | 52.3029 | Residential_2029_SC C_GWh_After Competition Groups_Basement Wall Insulation
Residential | Res ¦ Energy Star Light Fixture | 2029 | SC C | GWh | After Competition Groups | 50.6201 | 3590634.39 | 3.5906 | 3014.4755 | 0.016792 | 16 | Residential_2029_SC C_GWh_After Competition Groups_16 | Energy Star Light Fixture | 1.679% | 3.5906 | 50.6201 | Residential_2029_SC C_GWh_After Competition Groups_Energy Star Light Fixture
Residential | Res ¦ Energy Star Air Source Heat Pump | 2029 | SC C | GWh | After Competition Groups | 48.6197 | 2220216.2696 | 2.2202 | 3014.4755 | 0.016129 | 17 | Residential_2029_SC C_GWh_After Competition Groups_17 | Energy Star Air Source Heat Pump | 1.613% | 2.2202 | 48.6197 | Residential_2029_SC C_GWh_After Competition Groups_Energy Star Air Source Heat Pump
Residential | Res ¦ Attic Insulation | 2029 | SC C | GWh | After Competition Groups | 39.4016 | 3871853.3154 | 3.8719 | 3014.4755 | 0.013071 | 18 | Residential_2029_SC C_GWh_After Competition Groups_18 | Attic Insulation | 1.307% | 3.8719 | 39.4016 | Residential_2029_SC C_GWh_After Competition Groups_Attic Insulation
Residential | Res ¦ Occupancy Sensors MF | 2029 | SC C | GWh | After Competition Groups | 38.5251 | 23264.8098 | 0.023265 | 3014.4755 | 0.01278 | 19 | Residential_2029_SC C_GWh_After Competition Groups_19 | Occupancy Sensors MF | 1.278% | 0.023265 | 38.5251 | Residential_2029_SC C_GWh_After Competition Groups_Occupancy Sensors MF
Residential | Res ¦ LED Exterior Area Lights - LED Fixture (200W) | 2029 | SC C | GWh | After Competition Groups | 35.2026 | 904033.897 | 0.90403 | 3014.4755 | 0.011678 | 20 | Residential_2029_SC C_GWh_After Competition Groups_20 | LED Exterior Area Lights - LED Fixture (200W) | 1.168% | 0.90403 | 35.2026 | Residential_2029_SC C_GWh_After Competition Groups_LED Exterior Area Lights - LED Fixture (200W)
Residential | Res ¦ Refrigerator Recycling | 2029 | SC C | GWh | After Competition Groups | 34.005 | 1574581.7947 | 1.5746 | 3014.4755 | 0.011281 | 21 | Residential_2029_SC C_GWh_After Competition Groups_21 | Refrigerator Recycling | 1.128% | 1.5746 | 34.005 | Residential_2029_SC C_GWh_After Competition Groups_Refrigerator Recycling
Residential | Res ¦ Energy Star Room Air Conditioner | 2029 | SC C | GWh | After Competition Groups | 28.2257 | 1909378.0022 | 1.9094 | 3014.4755 | 0.0093634 | 22 | Residential_2029_SC C_GWh_After Competition Groups_22 | Energy Star Room Air Conditioner | 0.9363% | 1.9094 | 28.2257 | Residential_2029_SC C_GWh_After Competition Groups_Energy Star Room Air Conditioner
Residential | Res ¦ Energy Star Freezer | 2029 | SC C | GWh | After Competition Groups | 27.225 | 2691811.7941 | 2.6918 | 3014.4755 | 0.0090314 | 23 | Residential_2029_SC C_GWh_After Competition Groups_23 | Energy Star Freezer | 0.9031% | 2.6918 | 27.225 | Residential_2029_SC C_GWh_After Competition Groups_Energy Star Freezer
Residential | Res ¦ LED Tube Re-Lamp | 2029 | SC C | GWh | After Competition Groups | 24.4027 | 646955.4103 | 0.64696 | 3014.4755 | 0.0080952 | 24 | Residential_2029_SC C_GWh_After Competition Groups_24 | LED Tube Re-Lamp | 0.8095% | 0.64696 | 24.4027 | Residential_2029_SC C_GWh_After Competition Groups_LED Tube Re-Lamp
Residential | Res ¦ Advanced BAS/Controllers | 2029 | SC C | GWh | After Competition Groups | 18.9866 | 924770.2757 | 0.92477 | 3014.4755 | 0.0062985 | 25 | Residential_2029_SC C_GWh_After Competition Groups_25 | Advanced BAS/Controllers | 0.6298% | 0.92477 | 18.9866 | Residential_2029_SC C_GWh_After Competition Groups_Advanced BAS/Controllers
Residential | Res ¦ Minimize Hot and Warm Clothes Wash | 2029 | SC C | GWh | After Competition Groups | 17.3115 | 0 | 0 | 3014.4755 | 0.0057428 | 26 | Residential_2029_SC C_GWh_After Competition Groups_26 | Minimize Hot and Warm Clothes Wash | 0.5743% | 0 | 17.3115 | Residential_2029_SC C_GWh_After Competition Groups_Minimize Hot and Warm Clothes Wash
Residential | Res ¦ Outside Air Economizer | 2029 | SC C | GWh | After Competition Groups | 17.2563 | 225316.7583 | 0.22532 | 3014.4755 | 0.0057245 | 27 | Residential_2029_SC C_GWh_After Competition Groups_27 | Outside Air Economizer | 0.5724% | 0.22532 | 17.2563 | Residential_2029_SC C_GWh_After Competition Groups_Outside Air Economizer
Residential | Res ¦ Home Energy Reports | 2029 | SC C | GWh | After Competition Groups | 16.4888 | 903277.4724 | 0.90328 | 3014.4755 | 0.0054699 | 28 | Residential_2029_SC C_GWh_After Competition Groups_28 | Home Energy Reports | 0.547% | 0.90328 | 16.4888 | Residential_2029_SC C_GWh_After Competition Groups_Home Energy Reports
Residential | Res ¦ Furnace Whistle | 2029 | SC C | GWh | After Competition Groups | 16.3493 | 36977.4708 | 0.036977 | 3014.4755 | 0.0054236 | 29 | Residential_2029_SC C_GWh_After Competition Groups_29 | Furnace Whistle | 0.5424% | 0.036977 | 16.3493 | Residential_2029_SC C_GWh_After Competition Groups_Furnace Whistle
Residential | Res ¦ ENERGY STAR LED LAMPS (REFLECTOR LAMPs/MR16/PAR 16) | 2029 | SC C | GWh | After Competition Groups | 14.9739 | 118606.9545 | 0.11861 | 3014.4755 | 0.0049673 | 30 | Residential_2029_SC C_GWh_After Competition Groups_30 | ENERGY STAR LED LAMPS (REFLECTOR LAMPs/MR16/PAR 16) | 0.4967% | 0.11861 | 14.9739 | Residential_2029_SC C_GWh_After Competition Groups_ENERGY STAR LED LAMPS (REFLECTOR LAMPs/MR16/PAR 16)
Residential | Res ¦ High Efficiency Chiller (avg of water and air cooled) | 2029 | SC C | GWh | After Competition Groups | 11.2299 | 172895.7364 | 0.1729 | 3014.4755 | 0.0037253 | 31 | Residential_2029_SC C_GWh_After Competition Groups_31 | High Efficiency Chiller (avg of water and air cooled) | 0.3725% | 0.1729 | 11.2299 | Residential_2029_SC C_GWh_After Competition Groups_High Efficiency Chiller (avg of water and air cooled)
Residential | Res ¦ Demand Control Ventilation | 2029 | SC C | GWh | After Competition Groups | 8.7566 | 528859.5471 | 0.52886 | 3014.4755 | 0.0029049 | 32 | Residential_2029_SC C_GWh_After Competition Groups_32 | Demand Control Ventilation | 0.2905% | 0.52886 | 8.7566 | Residential_2029_SC C_GWh_After Competition Groups_Demand Control Ventilation
Residential | Res ¦ Floor Insulation | 2029 | SC C | GWh | After Competition Groups | 8.2762 | 1586556.0938 | 1.5866 | 3014.4755 | 0.0027455 | 33 | Residential_2029_SC C_GWh_After Competition Groups_33 | Floor Insulation | 0.2745% | 1.5866 | 8.2762 | Residential_2029_SC C_GWh_After Competition Groups_Floor Insulation
Residential | Res ¦ Energy Star Dehumidifier | 2029 | SC C | GWh | After Competition Groups | 7.927 | 1814055.8935 | 1.8141 | 3014.4755 | 0.0026296 | 34 | Residential_2029_SC C_GWh_After Competition Groups_34 | Energy Star Dehumidifier | 0.263% | 1.8141 | 7.927 | Residential_2029_SC C_GWh_After Competition Groups_Energy Star Dehumidifier
Residential | Res ¦ CO Sensors for parking garage exhaust fans | 2029 | SC C | GWh | After Competition Groups | 7.4307 | 407175.4652 | 0.40718 | 3014.4755 | 0.002465 | 35 | Residential_2029_SC C_GWh_After Competition Groups_35 | CO Sensors for parking garage exhaust fans | 0.2465% | 0.40718 | 7.4307 | Residential_2029_SC C_GWh_After Competition Groups_CO Sensors for parking garage exhaust fans
Residential | Res ¦ Variable Frequency Drive (VFD) | 2029 | SC C | GWh | After Competition Groups | 6.9354 | 224502.1741 | 0.2245 | 3014.4755 | 0.0023007 | 36 | Residential_2029_SC C_GWh_After Competition Groups_36 | Variable Frequency Drive (VFD) | 0.2301% | 0.2245 | 6.9354 | Residential_2029_SC C_GWh_After Competition Groups_Variable Frequency Drive (VFD)
Residential | Res ¦ Condensing Make Up Air Unit | 2029 | SC C | GWh | After Competition Groups | 5.4878 | 899214.1784 | 0.89921 | 3014.4755 | 0.0018205 | 37 | Residential_2029_SC C_GWh_After Competition Groups_37 | Condensing Make Up Air Unit | 0.182% | 0.89921 | 5.4878 | Residential_2029_SC C_GWh_After Competition Groups_Condensing Make Up Air Unit
Residential | Res ¦ Water Heater Temperature Setback | 2029 | SC C | GWh | After Competition Groups | 5.1825 | 37231.9619 | 0.037232 | 3014.4755 | 0.0017192 | 38 | Residential_2029_SC C_GWh_After Competition Groups_38 | Water Heater Temperature Setback | 0.1719% | 0.037232 | 5.1825 | Residential_2029_SC C_GWh_After Competition Groups_Water Heater Temperature Setback
Residential | Res ¦ Tankless Water Heater | 2029 | SC C | GWh | After Competition Groups | 4.3924 | 726714.8177 | 0.72671 | 3014.4755 | 0.0014571 | 39 | Residential_2029_SC C_GWh_After Competition Groups_39 | Tankless Water Heater | 0.1457% | 0.72671 | 4.3924 | Residential_2029_SC C_GWh_After Competition Groups_Tankless Water Heater
Residential | Res ¦ Duct Insulation MF | 2029 | SC C | GWh | After Competition Groups | 3.7303 | 1013001.5672 | 1.013 | 3014.4755 | 0.0012375 | 40 | Residential_2029_SC C_GWh_After Competition Groups_40 | Duct Insulation MF | 0.1237% | 1.013 | 3.7303 | Residential_2029_SC C_GWh_After Competition Groups_Duct Insulation MF
Residential | Res ¦ ENERGY STAR LED Lamps (General Service Lamps) | 2029 | SC C | GWh | After Competition Groups | 3.3559 | 24900.0638 | 0.0249 | 3014.4755 | 0.0011133 | 41 | Residential_2029_SC C_GWh_After Competition Groups_41 | ENERGY STAR LED Lamps (General Service Lamps) | 0.1113% | 0.0249 | 3.3559 | Residential_2029_SC C_GWh_After Competition Groups_ENERGY STAR LED Lamps (General Service Lamps)
Residential | Res ¦ Duct Insulation | 2029 | SC C | GWh | After Competition Groups | 2.8845 | 1365610.6765 | 1.3656 | 3014.4755 | 0.00095687 | 42 | Residential_2029_SC C_GWh_After Competition Groups_42 | Duct Insulation | 0.09569% | 1.3656 | 2.8845 | Residential_2029_SC C_GWh_After Competition Groups_Duct Insulation
Residential | Res ¦ Heat Recovery Ventilator | 2029 | SC C | GWh | After Competition Groups | 2.3423 | 1887785.0322 | 1.8878 | 3014.4755 | 0.00077701 | 43 | Residential_2029_SC C_GWh_After Competition Groups_43 | Heat Recovery Ventilator | 0.0777% | 1.8878 | 2.3423 | Residential_2029_SC C_GWh_After Competition Groups_Heat Recovery Ventilator
Residential | Res ¦ VFD on Pumps | 2029 | SC C | GWh | After Competition Groups | 2.1327 | 84095.6696 | 0.084096 | 3014.4755 | 0.00070749 | 44 | Residential_2029_SC C_GWh_After Competition Groups_44 | VFD on Pumps | 0.07075% | 0.084096 | 2.1327 | Residential_2029_SC C_GWh_After Competition Groups_VFD on Pumps
Residential | Res ¦ Clothes Drying Racks | 2029 | SC C | GWh | After Competition Groups | 2.1242 | 0 | 0 | 3014.4755 | 0.00070467 | 45 | Residential_2029_SC C_GWh_After Competition Groups_45 | Clothes Drying Racks | 0.07047% | 0 | 2.1242 | Residential_2029_SC C_GWh_After Competition Groups_Clothes Drying Racks
Residential | Res ¦ ECM MOTORS FOR HVAC APPLICATION (FAN-POWERED VAV BOX) | 2029 | SC C | GWh | After Competition Groups | 1.1346 | 43848.7738 | 0.043849 | 3014.4755 | 0.00037638 | 46 | Residential_2029_SC C_GWh_After Competition Groups_46 | ECM MOTORS FOR HVAC APPLICATION (FAN-POWERED VAV BOX) | 0.03764% | 0.043849 | 1.1346 | Residential_2029_SC C_GWh_After Competition Groups_ECM MOTORS FOR HVAC APPLICATION (FAN-POWERED VAV BOX)
Residential | Res ¦ Beverage Vending Machine Controls | 2029 | SC C | GWh | After Competition Groups | 0.70825 | 17632.6259 | 0.017633 | 3014.4755 | 0.00023495 | 47 | Residential_2029_SC C_GWh_After Competition Groups_47 | Beverage Vending Machine Controls | 0.02349% | 0.017633 | 0.70825 | Residential_2029_SC C_GWh_After Competition Groups_Beverage Vending Machine Controls
Residential | Res ¦ LED High Bay Fixture | 2029 | SC C | GWh | After Competition Groups | 0.18016 | 25164.2234 | 0.025164 | 3014.4755 | 5.9766e-05 | 48 | Residential_2029_SC C_GWh_After Competition Groups_48 | LED High Bay Fixture | 0.005977% | 0.025164 | 0.18016 | Residential_2029_SC C_GWh_After Competition Groups_LED High Bay Fixture
Residential | Res ¦ Chilled Water Optimization | 2029 | SC C | GWh | After Competition Groups | 0.1371 | 162.9653 | 0.00016297 | 3014.4755 | 4.548e-05 | 49 | Residential_2029_SC C_GWh_After Competition Groups_49 | Chilled Water Optimization | 0.004548% | 0.00016297 | 0.1371 | Residential_2029_SC C_GWh_After Competition Groups_Chilled Water Optimization
Residential | Res ¦ Wall Insulation | 2029 | SC C | GWh | After Competition Groups | 0.0099761 | 0 | 0 | 3014.4755 | 3.3094e-06 | 50 | Residential_2029_SC C_GWh_After Competition Groups_50 | Wall Insulation | 0.0003309% | 0 | 0.0099761 | Residential_2029_SC C_GWh_After Competition Groups_Wall Insulation
Residential | Res ¦ Wall Insulation MF | 2029 | SC C | GWh | After Competition Groups | 0.0092125 | 0 | 0 | 3014.4755 | 3.0561e-06 | 51 | Residential_2029_SC C_GWh_After Competition Groups_51 | Wall Insulation MF | 0.0003056% | 0 | 0.0092125 | Residential_2029_SC C_GWh_After Competition Groups_Wall Insulation MF
Residential | Res ¦ Freezer Recycling | 2029 | SC C | GWh | After Competition Groups | 0.0021336 | 0 | 0 | 3014.4755 | 7.0779e-07 | 52 | Residential_2029_SC C_GWh_After Competition Groups_52 | Freezer Recycling | 7.078e-05% | 0 | 0.0021336 | Residential_2029_SC C_GWh_After Competition Groups_Freezer Recycling
Residential | Res ¦ Heavy Duty Outdoor/Holiday Plug-in Timers | 2029 | SC C | GWh | After Competition Groups | 0 | 0 | 0 | 3014.4755 | 0 | 53 | Residential_2029_SC C_GWh_After Competition Groups_53 | Heavy Duty Outdoor/Holiday Plug-in Timers | 0% | 0 | 0 | Residential_2029_SC C_GWh_After Competition Groups_Heavy Duty Outdoor/Holiday Plug-in Timers
Residential | Res ¦ LED Downlight | 2029 | SC C | GWh | After Competition Groups | 0 | 0 | 0 | 3014.4755 | 0 | 54 | Residential_2029_SC C_GWh_After Competition Groups_54 | LED Downlight | 0% | 0 | 0 | Residential_2029_SC C_GWh_After Competition Groups_LED Downlight
Residential | Res ¦ Smart Burners | 2029 | SC C | GWh | After Competition Groups | 0 | 0 | 0 | 3014.4755 | 0 | 55 | Residential_2029_SC C_GWh_After Competition Groups_55 | Smart Burners | 0% | 0 | 0 | Residential_2029_SC C_GWh_After Competition Groups_Smart Burners
Residential | Res ¦ Smart Power Bar | 2029 | SC C | GWh | After Competition Groups | 0 | 0 | 0 | 3014.4755 | 0 | 56 | Residential_2029_SC C_GWh_After Competition Groups_56 | Smart Power Bar | 0% | 0 | 0 | Residential_2029_SC C_GWh_After Competition Groups_Smart Power Bar
Residential | Res ¦ Energy Star LED Bulbs General Purpose LEDs | 2029 | SC D | GWh | After Competition Groups | 342.3894 | 0 | 0 | 2408.6894 | 0.14215 | 1 | Residential_2029_SC D_GWh_After Competition Groups_1 | Energy Star LED Bulbs General Purpose LEDs | 14.21% | 0 | 342.3894 | Residential_2029_SC D_GWh_After Competition Groups_Energy Star LED Bulbs General Purpose LEDs
Residential | Res ¦ Energy Star LED Specialty Bulbs | 2029 | SC D | GWh | After Competition Groups | 332.2649 | 0 | 0 | 2408.6894 | 0.13794 | 2 | Residential_2029_SC D_GWh_After Competition Groups_2 | Energy Star LED Specialty Bulbs | 13.79% | 0 | 332.2649 | Residential_2029_SC D_GWh_After Competition Groups_Energy Star LED Specialty Bulbs
Residential | Res ¦ Energy Star Clothes Washer | 2029 | SC D | GWh | After Competition Groups | 249.8605 | 0 | 0 | 2408.6894 | 0.10373 | 3 | Residential_2029_SC D_GWh_After Competition Groups_3 | Energy Star Clothes Washer | 10.37% | 0 | 249.8605 | Residential_2029_SC D_GWh_After Competition Groups_Energy Star Clothes Washer
Residential | Res ¦ Energy Star A Line, PAR, MR Lamps | 2029 | SC D | GWh | After Competition Groups | 216.4184 | 0 | 0 | 2408.6894 | 0.089849 | 4 | Residential_2029_SC D_GWh_After Competition Groups_4 | Energy Star A Line, PAR, MR Lamps | 8.985% | 0 | 216.4184 | Residential_2029_SC D_GWh_After Competition Groups_Energy Star A Line, PAR, MR Lamps
Residential | Res ¦ Ductless Mini-Split Heat Pump | 2029 | SC D | GWh | After Competition Groups | 214.1183 | 0 | 0 | 2408.6894 | 0.088894 | 5 | Residential_2029_SC D_GWh_After Competition Groups_5 | Ductless Mini-Split Heat Pump | 8.889% | 0 | 214.1183 | Residential_2029_SC D_GWh_After Competition Groups_Ductless Mini-Split Heat Pump
Residential | Res ¦ Building Recommissioning, Operations and Maintenance (O&M) Improvements | 2029 | SC D | GWh | After Competition Groups | 129.7237 | 0 | 0 | 2408.6894 | 0.053857 | 6 | Residential_2029_SC D_GWh_After Competition Groups_6 | Building Recommissioning, Operations and Maintenance (O&M) Improvements | 5.386% | 0 | 129.7237 | Residential_2029_SC D_GWh_After Competition Groups_Building Recommissioning, Operations and Maintenance (O&M) Improvements
Residential | Res ¦ Variable Speed Pool Pump Motor | 2029 | SC D | GWh | After Competition Groups | 106.2831 | 0 | 0 | 2408.6894 | 0.044125 | 7 | Residential_2029_SC D_GWh_After Competition Groups_7 | Variable Speed Pool Pump Motor | 4.412% | 0 | 106.2831 | Residential_2029_SC D_GWh_After Competition Groups_Variable Speed Pool Pump Motor
Residential | Res ¦ Energy Star Torchiere | 2029 | SC D | GWh | After Competition Groups | 85.0686 | 0 | 0 | 2408.6894 | 0.035317 | 8 | Residential_2029_SC D_GWh_After Competition Groups_8 | Energy Star Torchiere | 3.532% | 0 | 85.0686 | Residential_2029_SC D_GWh_After Competition Groups_Energy Star Torchiere
Residential | Res ¦ Adaptive Thermostat | 2029 | SC D | GWh | After Competition Groups | 76.69 | 0 | 0 | 2408.6894 | 0.031839 | 9 | Residential_2029_SC D_GWh_After Competition Groups_9 | Adaptive Thermostat | 3.184% | 0 | 76.69 | Residential_2029_SC D_GWh_After Competition Groups_Adaptive Thermostat
Residential | Res ¦ LED Parking Lot Fixture | 2029 | SC D | GWh | After Competition Groups | 71.3588 | 0 | 0 | 2408.6894 | 0.029626 | 10 | Residential_2029_SC D_GWh_After Competition Groups_10 | LED Parking Lot Fixture | 2.963% | 0 | 71.3588 | Residential_2029_SC D_GWh_After Competition Groups_LED Parking Lot Fixture
Residential | Res ¦ Comprehensive Draft Proofing | 2029 | SC D | GWh | After Competition Groups | 58.9157 | 0 | 0 | 2408.6894 | 0.02446 | 11 | Residential_2029_SC D_GWh_After Competition Groups_11 | Comprehensive Draft Proofing | 2.446% | 0 | 58.9157 | Residential_2029_SC D_GWh_After Competition Groups_Comprehensive Draft Proofing
Residential | Res ¦ Basement Wall Insulation | 2029 | SC D | GWh | After Competition Groups | 50.2941 | 0 | 0 | 2408.6894 | 0.02088 | 12 | Residential_2029_SC D_GWh_After Competition Groups_12 | Basement Wall Insulation | 2.088% | 0 | 50.2941 | Residential_2029_SC D_GWh_After Competition Groups_Basement Wall Insulation
Residential | Res ¦ Energy Star Air Source Heat Pump | 2029 | SC D | GWh | After Competition Groups | 48.6197 | 0 | 0 | 2408.6894 | 0.020185 | 13 | Residential_2029_SC D_GWh_After Competition Groups_13 | Energy Star Air Source Heat Pump | 2.019% | 0 | 48.6197 | Residential_2029_SC D_GWh_After Competition Groups_Energy Star Air Source Heat Pump
Residential | Res ¦ Occupancy Sensors MF | 2029 | SC D | GWh | After Competition Groups | 38.5251 | 0 | 0 | 2408.6894 | 0.015994 | 14 | Residential_2029_SC D_GWh_After Competition Groups_14 | Occupancy Sensors MF | 1.599% | 0 | 38.5251 | Residential_2029_SC D_GWh_After Competition Groups_Occupancy Sensors MF
Residential | Res ¦ Air Sealing | 2029 | SC D | GWh | After Competition Groups | 35.4729 | 0 | 0 | 2408.6894 | 0.014727 | 15 | Residential_2029_SC D_GWh_After Competition Groups_15 | Air Sealing | 1.473% | 0 | 35.4729 | Residential_2029_SC D_GWh_After Competition Groups_Air Sealing
Residential | Res ¦ Energy Star Clothes Dryer | 2029 | SC D | GWh | After Competition Groups | 34.0301 | 0 | 0 | 2408.6894 | 0.014128 | 16 | Residential_2029_SC D_GWh_After Competition Groups_16 | Energy Star Clothes Dryer | 1.413% | 0 | 34.0301 | Residential_2029_SC D_GWh_After Competition Groups_Energy Star Clothes Dryer
Residential | Res ¦ LED Exterior Area Lights - LED Fixture (200W) | 2029 | SC D | GWh | After Competition Groups | 31.2774 | 0 | 0 | 2408.6894 | 0.012985 | 17 | Residential_2029_SC D_GWh_After Competition Groups_17 | LED Exterior Area Lights - LED Fixture (200W) | 1.299% | 0 | 31.2774 | Residential_2029_SC D_GWh_After Competition Groups_LED Exterior Area Lights - LED Fixture (200W)
Residential | Res ¦ Energy Star Light Fixture | 2029 | SC D | GWh | After Competition Groups | 30.3534 | 0 | 0 | 2408.6894 | 0.012602 | 18 | Residential_2029_SC D_GWh_After Competition Groups_18 | Energy Star Light Fixture | 1.26% | 0 | 30.3534 | Residential_2029_SC D_GWh_After Competition Groups_Energy Star Light Fixture
Residential | Res ¦ Energy Star Room Air Conditioner | 2029 | SC D | GWh | After Competition Groups | 28.0969 | 0 | 0 | 2408.6894 | 0.011665 | 19 | Residential_2029_SC D_GWh_After Competition Groups_19 | Energy Star Room Air Conditioner | 1.166% | 0 | 28.0969 | Residential_2029_SC D_GWh_After Competition Groups_Energy Star Room Air Conditioner
Residential | Res ¦ LED Tube Re-Lamp | 2029 | SC D | GWh | After Competition Groups | 24.3339 | 0 | 0 | 2408.6894 | 0.010103 | 20 | Residential_2029_SC D_GWh_After Competition Groups_20 | LED Tube Re-Lamp | 1.01% | 0 | 24.3339 | Residential_2029_SC D_GWh_After Competition Groups_LED Tube Re-Lamp
Residential | Res ¦ Attic Insulation | 2029 | SC D | GWh | After Competition Groups | 21.4655 | 0 | 0 | 2408.6894 | 0.0089117 | 21 | Residential_2029_SC D_GWh_After Competition Groups_21 | Attic Insulation | 0.8912% | 0 | 21.4655 | Residential_2029_SC D_GWh_After Competition Groups_Attic Insulation
Residential | Res ¦ Refrigerator Recycling | 2029 | SC D | GWh | After Competition Groups | 20.0907 | 0 | 0 | 2408.6894 | 0.0083409 | 22 | Residential_2029_SC D_GWh_After Competition Groups_22 | Refrigerator Recycling | 0.8341% | 0 | 20.0907 | Residential_2029_SC D_GWh_After Competition Groups_Refrigerator Recycling
Residential | Res ¦ Advanced BAS/Controllers | 2029 | SC D | GWh | After Competition Groups | 18.9866 | 0 | 0 | 2408.6894 | 0.0078825 | 23 | Residential_2029_SC D_GWh_After Competition Groups_23 | Advanced BAS/Controllers | 0.7883% | 0 | 18.9866 | Residential_2029_SC D_GWh_After Competition Groups_Advanced BAS/Controllers
Residential | Res ¦ Minimize Hot and Warm Clothes Wash | 2029 | SC D | GWh | After Competition Groups | 17.3115 | 0 | 0 | 2408.6894 | 0.0071871 | 24 | Residential_2029_SC D_GWh_After Competition Groups_24 | Minimize Hot and Warm Clothes Wash | 0.7187% | 0 | 17.3115 | Residential_2029_SC D_GWh_After Competition Groups_Minimize Hot and Warm Clothes Wash
Residential | Res ¦ Outside Air Economizer | 2029 | SC D | GWh | After Competition Groups | 17.2563 | 0 | 0 | 2408.6894 | 0.0071642 | 25 | Residential_2029_SC D_GWh_After Competition Groups_25 | Outside Air Economizer | 0.7164% | 0 | 17.2563 | Residential_2029_SC D_GWh_After Competition Groups_Outside Air Economizer
Residential | Res ¦ Home Energy Reports | 2029 | SC D | GWh | After Competition Groups | 16.4888 | 0 | 0 | 2408.6894 | 0.0068455 | 26 | Residential_2029_SC D_GWh_After Competition Groups_26 | Home Energy Reports | 0.6846% | 0 | 16.4888 | Residential_2029_SC D_GWh_After Competition Groups_Home Energy Reports
Residential | Res ¦ Furnace Whistle | 2029 | SC D | GWh | After Competition Groups | 16.3493 | 0 | 0 | 2408.6894 | 0.0067876 | 27 | Residential_2029_SC D_GWh_After Competition Groups_27 | Furnace Whistle | 0.6788% | 0 | 16.3493 | Residential_2029_SC D_GWh_After Competition Groups_Furnace Whistle
Residential | Res ¦ ENERGY STAR LED LAMPS (REFLECTOR LAMPs/MR16/PAR 16) | 2029 | SC D | GWh | After Competition Groups | 14.9739 | 0 | 0 | 2408.6894 | 0.0062166 | 28 | Residential_2029_SC D_GWh_After Competition Groups_28 | ENERGY STAR LED LAMPS (REFLECTOR LAMPs/MR16/PAR 16) | 0.6217% | 0 | 14.9739 | Residential_2029_SC D_GWh_After Competition Groups_ENERGY STAR LED LAMPS (REFLECTOR LAMPs/MR16/PAR 16)
Residential | Res ¦ Energy Star Freezer | 2029 | SC D | GWh | After Competition Groups | 14.1509 | 0 | 0 | 2408.6894 | 0.0058749 | 29 | Residential_2029_SC D_GWh_After Competition Groups_29 | Energy Star Freezer | 0.5875% | 0 | 14.1509 | Residential_2029_SC D_GWh_After Competition Groups_Energy Star Freezer
Residential | Res ¦ High Efficiency Chiller (avg of water and air cooled) | 2029 | SC D | GWh | After Competition Groups | 11.2299 | 0 | 0 | 2408.6894 | 0.0046622 | 30 | Residential_2029_SC D_GWh_After Competition Groups_30 | High Efficiency Chiller (avg of water and air cooled) | 0.4662% | 0 | 11.2299 | Residential_2029_SC D_GWh_After Competition Groups_High Efficiency Chiller (avg of water and air cooled)
Residential | Res ¦ Variable Frequency Drive (VFD) | 2029 | SC D | GWh | After Competition Groups | 5.1312 | 0 | 0 | 2408.6894 | 0.0021303 | 31 | Residential_2029_SC D_GWh_After Competition Groups_31 | Variable Frequency Drive (VFD) | 0.213% | 0 | 5.1312 | Residential_2029_SC D_GWh_After Competition Groups_Variable Frequency Drive (VFD)
Residential | Res ¦ Water Heater Temperature Setback | 2029 | SC D | GWh | After Competition Groups | 4.6462 | 0 | 0 | 2408.6894 | 0.0019289 | 32 | Residential_2029_SC D_GWh_After Competition Groups_32 | Water Heater Temperature Setback | 0.1929% | 0 | 4.6462 | Residential_2029_SC D_GWh_After Competition Groups_Water Heater Temperature Setback
Residential | Res ¦ CO Sensors for parking garage exhaust fans | 2029 | SC D | GWh | After Competition Groups | 4.5675 | 0 | 0 | 2408.6894 | 0.0018962 | 33 | Residential_2029_SC D_GWh_After Competition Groups_33 | CO Sensors for parking garage exhaust fans | 0.1896% | 0 | 4.5675 | Residential_2029_SC D_GWh_After Competition Groups_CO Sensors for parking garage exhaust fans
Residential | Res ¦ Demand Control Ventilation | 2029 | SC D | GWh | After Competition Groups | 3.3675 | 0 | 0 | 2408.6894 | 0.0013981 | 34 | Residential_2029_SC D_GWh_After Competition Groups_34 | Demand Control Ventilation | 0.1398% | 0 | 3.3675 | Residential_2029_SC D_GWh_After Competition Groups_Demand Control Ventilation
Residential | Res ¦ ENERGY STAR LED Lamps (General Service Lamps) | 2029 | SC D | GWh | After Competition Groups | 3.3559 | 0 | 0 | 2408.6894 | 0.0013933 | 35 | Residential_2029_SC D_GWh_After Competition Groups_35 | ENERGY STAR LED Lamps (General Service Lamps) | 0.1393% | 0 | 3.3559 | Residential_2029_SC D_GWh_After Competition Groups_ENERGY STAR LED Lamps (General Service Lamps)
Residential | Res ¦ Energy Star Dehumidifier | 2029 | SC D | GWh | After Competition Groups | 2.35 | 0 | 0 | 2408.6894 | 0.00097562 | 36 | Residential_2029_SC D_GWh_After Competition Groups_36 | Energy Star Dehumidifier | 0.09756% | 0 | 2.35 | Residential_2029_SC D_GWh_After Competition Groups_Energy Star Dehumidifier
Residential | Res ¦ Tankless Water Heater | 2029 | SC D | GWh | After Competition Groups | 2.2947 | 0 | 0 | 2408.6894 | 0.00095268 | 37 | Residential_2029_SC D_GWh_After Competition Groups_37 | Tankless Water Heater | 0.09527% | 0 | 2.2947 | Residential_2029_SC D_GWh_After Competition Groups_Tankless Water Heater
Residential | Res ¦ Clothes Drying Racks | 2029 | SC D | GWh | After Competition Groups | 2.1242 | 0 | 0 | 2408.6894 | 0.0008819 | 38 | Residential_2029_SC D_GWh_After Competition Groups_38 | Clothes Drying Racks | 0.08819% | 0 | 2.1242 | Residential_2029_SC D_GWh_After Competition Groups_Clothes Drying Racks
Residential | Res ¦ Condensing Make Up Air Unit | 2029 | SC D | GWh | After Competition Groups | 1.8575 | 0 | 0 | 2408.6894 | 0.00077115 | 39 | Residential_2029_SC D_GWh_After Competition Groups_39 | Condensing Make Up Air Unit | 0.07712% | 0 | 1.8575 | Residential_2029_SC D_GWh_After Competition Groups_Condensing Make Up Air Unit
Residential | Res ¦ Floor Insulation | 2029 | SC D | GWh | After Competition Groups | 1.4785 | 0 | 0 | 2408.6894 | 0.00061382 | 40 | Residential_2029_SC D_GWh_After Competition Groups_40 | Floor Insulation | 0.06138% | 0 | 1.4785 | Residential_2029_SC D_GWh_After Competition Groups_Floor Insulation
Residential | Res ¦ VFD on Pumps | 2029 | SC D | GWh | After Competition Groups | 1.4461 | 0 | 0 | 2408.6894 | 0.00060035 | 41 | Residential_2029_SC D_GWh_After Competition Groups_41 | VFD on Pumps | 0.06004% | 0 | 1.4461 | Residential_2029_SC D_GWh_After Competition Groups_VFD on Pumps
Residential | Res ¦ ECM MOTORS FOR HVAC APPLICATION (FAN-POWERED VAV BOX) | 2029 | SC D | GWh | After Competition Groups | 0.8614 | 0 | 0 | 2408.6894 | 0.00035762 | 42 | Residential_2029_SC D_GWh_After Competition Groups_42 | ECM MOTORS FOR HVAC APPLICATION (FAN-POWERED VAV BOX) | 0.03576% | 0 | 0.8614 | Residential_2029_SC D_GWh_After Competition Groups_ECM MOTORS FOR HVAC APPLICATION (FAN-POWERED VAV BOX)
Residential | Res ¦ Heat Recovery Ventilator | 2029 | SC D | GWh | After Competition Groups | 0.80224 | 0 | 0 | 2408.6894 | 0.00033306 | 43 | Residential_2029_SC D_GWh_After Competition Groups_43 | Heat Recovery Ventilator | 0.03331% | 0 | 0.80224 | Residential_2029_SC D_GWh_After Competition Groups_Heat Recovery Ventilator
Residential | Res ¦ Duct Insulation | 2029 | SC D | GWh | After Competition Groups | 0.78304 | 0 | 0 | 2408.6894 | 0.00032509 | 44 | Residential_2029_SC D_GWh_After Competition Groups_44 | Duct Insulation | 0.03251% | 0 | 0.78304 | Residential_2029_SC D_GWh_After Competition Groups_Duct Insulation
Residential | Res ¦ Beverage Vending Machine Controls | 2029 | SC D | GWh | After Competition Groups | 0.55513 | 0 | 0 | 2408.6894 | 0.00023047 | 45 | Residential_2029_SC D_GWh_After Competition Groups_45 | Beverage Vending Machine Controls | 0.02305% | 0 | 0.55513 | Residential_2029_SC D_GWh_After Competition Groups_Beverage Vending Machine Controls
Residential | Res ¦ Duct Insulation MF | 2029 | SC D | GWh | After Competition Groups | 0.46022 | 0 | 0 | 2408.6894 | 0.00019107 | 46 | Residential_2029_SC D_GWh_After Competition Groups_46 | Duct Insulation MF | 0.01911% | 0 | 0.46022 | Residential_2029_SC D_GWh_After Competition Groups_Duct Insulation MF
Residential | Res ¦ Chilled Water Optimization | 2029 | SC D | GWh | After Competition Groups | 0.1371 | 0 | 0 | 2408.6894 | 5.6918e-05 | 47 | Residential_2029_SC D_GWh_After Competition Groups_47 | Chilled Water Optimization | 0.005692% | 0 | 0.1371 | Residential_2029_SC D_GWh_After Competition Groups_Chilled Water Optimization
Residential | Res ¦ LED High Bay Fixture | 2029 | SC D | GWh | After Competition Groups | 0.059794 | 0 | 0 | 2408.6894 | 2.4824e-05 | 48 | Residential_2029_SC D_GWh_After Competition Groups_48 | LED High Bay Fixture | 0.002482% | 0 | 0.059794 | Residential_2029_SC D_GWh_After Competition Groups_LED High Bay Fixture
Residential | Res ¦ Wall Insulation MF | 2029 | SC D | GWh | After Competition Groups | 0.0058183 | 0 | 0 | 2408.6894 | 2.4156e-06 | 49 | Residential_2029_SC D_GWh_After Competition Groups_49 | Wall Insulation MF | 0.0002416% | 0 | 0.0058183 | Residential_2029_SC D_GWh_After Competition Groups_Wall Insulation MF
Residential | Res ¦ Wall Insulation | 2029 | SC D | GWh | After Competition Groups | 0.0048328 | 0 | 0 | 2408.6894 | 2.0064e-06 | 50 | Residential_2029_SC D_GWh_After Competition Groups_50 | Wall Insulation | 0.0002006% | 0 | 0.0048328 | Residential_2029_SC D_GWh_After Competition Groups_Wall Insulation
Residential | Res ¦ Freezer Recycling | 2029 | SC D | GWh | After Competition Groups | 0.0021336 | 0 | 0 | 2408.6894 | 8.858e-07 | 51 | Residential_2029_SC D_GWh_After Competition Groups_51 | Freezer Recycling | 8.858e-05% | 0 | 0.0021336 | Residential_2029_SC D_GWh_After Competition Groups_Freezer Recycling
Residential | Res ¦ LED Downlight | 2029 | SC D | GWh | After Competition Groups | 0 | 0 | 0 | 2408.6894 | 0 | 52 | Residential_2029_SC D_GWh_After Competition Groups_52 | LED Downlight | 0% | 0 | 0 | Residential_2029_SC D_GWh_After Competition Groups_LED Downlight
Residential | Res ¦ Smart Burners | 2029 | SC D | GWh | After Competition Groups | 0 | 0 | 0 | 2408.6894 | 0 | 53 | Residential_2029_SC D_GWh_After Competition Groups_53 | Smart Burners | 0% | 0 | 0 | Residential_2029_SC D_GWh_After Competition Groups_Smart Burners
Residential | Res ¦ Smart Power Bar | 2029 | SC D | GWh | After Competition Groups | 0 | 0 | 0 | 2408.6894 | 0 | 54 | Residential_2029_SC D_GWh_After Competition Groups_54 | Smart Power Bar | 0% | 0 | 0 | Residential_2029_SC D_GWh_After Competition Groups_Smart Power Bar
Residential | Res ¦ Smart Power Bar | 2029 | Technical | GWh | After Competition Groups | 1387.0203 | 0 | 0 | 14012.7575 | 0.098983 | 1 | Residential_2029_Technical_GWh_After Competition Groups_1 | Smart Power Bar | 9.898% | 0 | 1387.0203 | Residential_2029_Technical_GWh_After Competition Groups_Smart Power Bar
Residential | Res ¦ Energy Star LED Bulbs General Purpose LEDs | 2029 | Technical | GWh | After Competition Groups | 1176.1014 | 0 | 0 | 14012.7575 | 0.083931 | 2 | Residential_2029_Technical_GWh_After Competition Groups_2 | Energy Star LED Bulbs General Purpose LEDs | 8.393% | 0 | 1176.1014 | Residential_2029_Technical_GWh_After Competition Groups_Energy Star LED Bulbs General Purpose LEDs
Residential | Res ¦ Energy Star A Line, PAR, MR Lamps | 2029 | Technical | GWh | After Competition Groups | 813.4346 | 0 | 0 | 14012.7575 | 0.05805 | 3 | Residential_2029_Technical_GWh_After Competition Groups_3 | Energy Star A Line, PAR, MR Lamps | 5.805% | 0 | 813.4346 | Residential_2029_Technical_GWh_After Competition Groups_Energy Star A Line, PAR, MR Lamps
Residential | Res ¦ Energy Star Refrigerator | 2029 | Technical | GWh | After Competition Groups | 676.9874 | 0 | 0 | 14012.7575 | 0.048312 | 4 | Residential_2029_Technical_GWh_After Competition Groups_4 | Energy Star Refrigerator | 4.831% | 0 | 676.9874 | Residential_2029_Technical_GWh_After Competition Groups_Energy Star Refrigerator
Residential | Res ¦ Adaptive Thermostat | 2029 | Technical | GWh | After Competition Groups | 672.0405 | 0 | 0 | 14012.7575 | 0.047959 | 5 | Residential_2029_Technical_GWh_After Competition Groups_5 | Adaptive Thermostat | 4.796% | 0 | 672.0405 | Residential_2029_Technical_GWh_After Competition Groups_Adaptive Thermostat
Residential | Res ¦ Smart Burners | 2029 | Technical | GWh | After Competition Groups | 586.3926 | 0 | 0 | 14012.7575 | 0.041847 | 6 | Residential_2029_Technical_GWh_After Competition Groups_6 | Smart Burners | 4.185% | 0 | 586.3926 | Residential_2029_Technical_GWh_After Competition Groups_Smart Burners
Residential | Res ¦ Energy Star Clothes Washer | 2029 | Technical | GWh | After Competition Groups | 563.54 | 0 | 0 | 14012.7575 | 0.040216 | 7 | Residential_2029_Technical_GWh_After Competition Groups_7 | Energy Star Clothes Washer | 4.022% | 0 | 563.54 | Residential_2029_Technical_GWh_After Competition Groups_Energy Star Clothes Washer
Residential | Res ¦ Energy Star Ground Source Heat Pump | 2029 | Technical | GWh | After Competition Groups | 525.9391 | 0 | 0 | 14012.7575 | 0.037533 | 8 | Residential_2029_Technical_GWh_After Competition Groups_8 | Energy Star Ground Source Heat Pump | 3.753% | 0 | 525.9391 | Residential_2029_Technical_GWh_After Competition Groups_Energy Star Ground Source Heat Pump
Residential | Res ¦ Ductless Mini-Split Heat Pump | 2029 | Technical | GWh | After Competition Groups | 521.4419 | 0 | 0 | 14012.7575 | 0.037212 | 9 | Residential_2029_Technical_GWh_After Competition Groups_9 | Ductless Mini-Split Heat Pump | 3.721% | 0 | 521.4419 | Residential_2029_Technical_GWh_After Competition Groups_Ductless Mini-Split Heat Pump
Residential | Res ¦ Air Sealing | 2029 | Technical | GWh | After Competition Groups | 498.9097 | 0 | 0 | 14012.7575 | 0.035604 | 10 | Residential_2029_Technical_GWh_After Competition Groups_10 | Air Sealing | 3.56% | 0 | 498.9097 | Residential_2029_Technical_GWh_After Competition Groups_Air Sealing
Residential | Res ¦ Heat Pump Clothes Dryer | 2029 | Technical | GWh | After Competition Groups | 472.3478 | 0 | 0 | 14012.7575 | 0.033708 | 11 | Residential_2029_Technical_GWh_After Competition Groups_11 | Heat Pump Clothes Dryer | 3.371% | 0 | 472.3478 | Residential_2029_Technical_GWh_After Competition Groups_Heat Pump Clothes Dryer
Residential | Res ¦ Energy Star Central Air Conditioner | 2029 | Technical | GWh | After Competition Groups | 418.1237 | 0 | 0 | 14012.7575 | 0.029839 | 12 | Residential_2029_Technical_GWh_After Competition Groups_12 | Energy Star Central Air Conditioner | 2.984% | 0 | 418.1237 | Residential_2029_Technical_GWh_After Competition Groups_Energy Star Central Air Conditioner
Residential | Res ¦ Variable Speed Pool Pump Motor | 2029 | Technical | GWh | After Competition Groups | 366.386 | 0 | 0 | 14012.7575 | 0.026147 | 13 | Residential_2029_Technical_GWh_After Competition Groups_13 | Variable Speed Pool Pump Motor | 2.615% | 0 | 366.386 | Residential_2029_Technical_GWh_After Competition Groups_Variable Speed Pool Pump Motor
Residential | Res ¦ Car Block Heater Timer | 2029 | Technical | GWh | After Competition Groups | 350.9032 | 0 | 0 | 14012.7575 | 0.025042 | 14 | Residential_2029_Technical_GWh_After Competition Groups_14 | Car Block Heater Timer | 2.504% | 0 | 350.9032 | Residential_2029_Technical_GWh_After Competition Groups_Car Block Heater Timer
Residential | Res ¦ Energy Star Light Fixture | 2029 | Technical | GWh | After Competition Groups | 345.9352 | 0 | 0 | 14012.7575 | 0.024687 | 15 | Residential_2029_Technical_GWh_After Competition Groups_15 | Energy Star Light Fixture | 2.469% | 0 | 345.9352 | Residential_2029_Technical_GWh_After Competition Groups_Energy Star Light Fixture
Residential | Res ¦ Passive Attic Ventilation | 2029 | Technical | GWh | After Competition Groups | 295.4231 | 0 | 0 | 14012.7575 | 0.021082 | 16 | Residential_2029_Technical_GWh_After Competition Groups_16 | Passive Attic Ventilation | 2.108% | 0 | 295.4231 | Residential_2029_Technical_GWh_After Competition Groups_Passive Attic Ventilation
Residential | Res ¦ Building Recommissioning, Operations and Maintenance (O&M) Improvements | 2029 | Technical | GWh | After Competition Groups | 283.9425 | 0 | 0 | 14012.7575 | 0.020263 | 17 | Residential_2029_Technical_GWh_After Competition Groups_17 | Building Recommissioning, Operations and Maintenance (O&M) Improvements | 2.026% | 0 | 283.9425 | Residential_2029_Technical_GWh_After Competition Groups_Building Recommissioning, Operations and Maintenance (O&M) Improvements
Residential | Res ¦ Energy Star Windows | 2029 | Technical | GWh | After Competition Groups | 270.5953 | 0 | 0 | 14012.7575 | 0.019311 | 18 | Residential_2029_Technical_GWh_After Competition Groups_18 | Energy Star Windows | 1.931% | 0 | 270.5953 | Residential_2029_Technical_GWh_After Competition Groups_Energy Star Windows
Residential | Res ¦ Ductless Mini-Split Air Conditioner | 2029 | Technical | GWh | After Competition Groups | 263.2527 | 0 | 0 | 14012.7575 | 0.018787 | 19 | Residential_2029_Technical_GWh_After Competition Groups_19 | Ductless Mini-Split Air Conditioner | 1.879% | 0 | 263.2527 | Residential_2029_Technical_GWh_After Competition Groups_Ductless Mini-Split Air Conditioner
Residential | Res ¦ Basement Wall Insulation | 2029 | Technical | GWh | After Competition Groups | 261.8963 | 0 | 0 | 14012.7575 | 0.01869 | 20 | Residential_2029_Technical_GWh_After Competition Groups_20 | Basement Wall Insulation | 1.869% | 0 | 261.8963 | Residential_2029_Technical_GWh_After Competition Groups_Basement Wall Insulation
Residential | Res ¦ Energy Star Torchiere | 2029 | Technical | GWh | After Competition Groups | 259.8482 | 0 | 0 | 14012.7575 | 0.018544 | 21 | Residential_2029_Technical_GWh_After Competition Groups_21 | Energy Star Torchiere | 1.854% | 0 | 259.8482 | Residential_2029_Technical_GWh_After Competition Groups_Energy Star Torchiere
Residential | Res ¦ Basement or Crawlspace Insulation | 2029 | Technical | GWh | After Competition Groups | 217.4861 | 0 | 0 | 14012.7575 | 0.015521 | 22 | Residential_2029_Technical_GWh_After Competition Groups_22 | Basement or Crawlspace Insulation | 1.552% | 0 | 217.4861 | Residential_2029_Technical_GWh_After Competition Groups_Basement or Crawlspace Insulation
Residential | Res ¦ Attic Insulation | 2029 | Technical | GWh | After Competition Groups | 202.0362 | 0 | 0 | 14012.7575 | 0.014418 | 23 | Residential_2029_Technical_GWh_After Competition Groups_23 | Attic Insulation | 1.442% | 0 | 202.0362 | Residential_2029_Technical_GWh_After Competition Groups_Attic Insulation
Residential | Res ¦ Wall Insulation | 2029 | Technical | GWh | After Competition Groups | 157.8521 | 0 | 0 | 14012.7575 | 0.011265 | 24 | Residential_2029_Technical_GWh_After Competition Groups_24 | Wall Insulation | 1.126% | 0 | 157.8521 | Residential_2029_Technical_GWh_After Competition Groups_Wall Insulation
Residential | Res ¦ Comprehensive Draft Proofing | 2029 | Technical | GWh | After Competition Groups | 144.4167 | 0 | 0 | 14012.7575 | 0.010306 | 25 | Residential_2029_Technical_GWh_After Competition Groups_25 | Comprehensive Draft Proofing | 1.031% | 0 | 144.4167 | Residential_2029_Technical_GWh_After Competition Groups_Comprehensive Draft Proofing
Residential | Res ¦ Lighting Motion Sensors, Timers, Dimmers | 2029 | Technical | GWh | After Competition Groups | 133.6896 | 0 | 0 | 14012.7575 | 0.0095406 | 26 | Residential_2029_Technical_GWh_After Competition Groups_26 | Lighting Motion Sensors, Timers, Dimmers | 0.9541% | 0 | 133.6896 | Residential_2029_Technical_GWh_After Competition Groups_Lighting Motion Sensors, Timers, Dimmers
Residential | Res ¦ Heavy Duty Outdoor/Holiday Plug-in Timers | 2029 | Technical | GWh | After Competition Groups | 111.3306 | 0 | 0 | 14012.7575 | 0.0079449 | 27 | Residential_2029_Technical_GWh_After Competition Groups_27 | Heavy Duty Outdoor/Holiday Plug-in Timers | 0.7945% | 0 | 111.3306 | Residential_2029_Technical_GWh_After Competition Groups_Heavy Duty Outdoor/Holiday Plug-in Timers
Residential | Res ¦ Furnace with ECM | 2029 | Technical | GWh | After Competition Groups | 108.8139 | 0 | 0 | 14012.7575 | 0.0077653 | 28 | Residential_2029_Technical_GWh_After Competition Groups_28 | Furnace with ECM | 0.7765% | 0 | 108.8139 | Residential_2029_Technical_GWh_After Competition Groups_Furnace with ECM
Residential | Res ¦ Radiant Barrier | 2029 | Technical | GWh | After Competition Groups | 101.0205 | 0 | 0 | 14012.7575 | 0.0072092 | 29 | Residential_2029_Technical_GWh_After Competition Groups_29 | Radiant Barrier | 0.7209% | 0 | 101.0205 | Residential_2029_Technical_GWh_After Competition Groups_Radiant Barrier
Residential | Res ¦ Variable Refrigerant Flow Heat Pump | 2029 | Technical | GWh | After Competition Groups | 99.0128 | 0 | 0 | 14012.7575 | 0.0070659 | 30 | Residential_2029_Technical_GWh_After Competition Groups_30 | Variable Refrigerant Flow Heat Pump | 0.7066% | 0 | 99.0128 | Residential_2029_Technical_GWh_After Competition Groups_Variable Refrigerant Flow Heat Pump
Residential | Res ¦ Solar Powered Attic Fan | 2029 | Technical | GWh | After Competition Groups | 91.5576 | 0 | 0 | 14012.7575 | 0.0065339 | 31 | Residential_2029_Technical_GWh_After Competition Groups_31 | Solar Powered Attic Fan | 0.6534% | 0 | 91.5576 | Residential_2029_Technical_GWh_After Competition Groups_Solar Powered Attic Fan
Residential | Res ¦ LED Parking Lot Fixture | 2029 | Technical | GWh | After Competition Groups | 81.2267 | 0 | 0 | 14012.7575 | 0.0057966 | 32 | Residential_2029_Technical_GWh_After Competition Groups_32 | LED Parking Lot Fixture | 0.5797% | 0 | 81.2267 | Residential_2029_Technical_GWh_After Competition Groups_LED Parking Lot Fixture
Residential | Res ¦ LED Downlight | 2029 | Technical | GWh | After Competition Groups | 80.7604 | 0 | 0 | 14012.7575 | 0.0057634 | 33 | Residential_2029_Technical_GWh_After Competition Groups_33 | LED Downlight | 0.5763% | 0 | 80.7604 | Residential_2029_Technical_GWh_After Competition Groups_LED Downlight
Residential | Res ¦ Ceiling Insulation | 2029 | Technical | GWh | After Competition Groups | 79.127 | 0 | 0 | 14012.7575 | 0.0056468 | 34 | Residential_2029_Technical_GWh_After Competition Groups_34 | Ceiling Insulation | 0.5647% | 0 | 79.127 | Residential_2029_Technical_GWh_After Competition Groups_Ceiling Insulation
Residential | Res ¦ Window Film | 2029 | Technical | GWh | After Competition Groups | 77.5482 | 0 | 0 | 14012.7575 | 0.0055341 | 35 | Residential_2029_Technical_GWh_After Competition Groups_35 | Window Film | 0.5534% | 0 | 77.5482 | Residential_2029_Technical_GWh_After Competition Groups_Window Film
Residential | Res ¦ Refrigerator Recycling | 2029 | Technical | GWh | After Competition Groups | 74.431 | 0 | 0 | 14012.7575 | 0.0053117 | 36 | Residential_2029_Technical_GWh_After Competition Groups_36 | Refrigerator Recycling | 0.5312% | 0 | 74.431 | Residential_2029_Technical_GWh_After Competition Groups_Refrigerator Recycling
Residential | Res ¦ Occupancy Sensors MF | 2029 | Technical | GWh | After Competition Groups | 73.8035 | 0 | 0 | 14012.7575 | 0.0052669 | 37 | Residential_2029_Technical_GWh_After Competition Groups_37 | Occupancy Sensors MF | 0.5267% | 0 | 73.8035 | Residential_2029_Technical_GWh_After Competition Groups_Occupancy Sensors MF
Residential | Res ¦ Energy Star Ceiling Fan/Lighting | 2029 | Technical | GWh | After Competition Groups | 71.4297 | 0 | 0 | 14012.7575 | 0.0050975 | 38 | Residential_2029_Technical_GWh_After Competition Groups_38 | Energy Star Ceiling Fan/Lighting | 0.5097% | 0 | 71.4297 | Residential_2029_Technical_GWh_After Competition Groups_Energy Star Ceiling Fan/Lighting
Residential | Res ¦ Clothes Drying Racks | 2029 | Technical | GWh | After Competition Groups | 67.9662 | 0 | 0 | 14012.7575 | 0.0048503 | 39 | Residential_2029_Technical_GWh_After Competition Groups_39 | Clothes Drying Racks | 0.485% | 0 | 67.9662 | Residential_2029_Technical_GWh_After Competition Groups_Clothes Drying Racks
Residential | Res ¦ Home Energy Reports | 2029 | Technical | GWh | After Competition Groups | 66.5118 | 0 | 0 | 14012.7575 | 0.0047465 | 40 | Residential_2029_Technical_GWh_After Competition Groups_40 | Home Energy Reports | 0.4747% | 0 | 66.5118 | Residential_2029_Technical_GWh_After Competition Groups_Home Energy Reports
Residential | Res ¦ Freezer Recycling | 2029 | Technical | GWh | After Competition Groups | 65.3085 | 0 | 0 | 14012.7575 | 0.0046606 | 41 | Residential_2029_Technical_GWh_After Competition Groups_41 | Freezer Recycling | 0.4661% | 0 | 65.3085 | Residential_2029_Technical_GWh_After Competition Groups_Freezer Recycling
Residential | Res ¦ Duct Insulation | 2029 | Technical | GWh | After Competition Groups | 65.0484 | 0 | 0 | 14012.7575 | 0.0046421 | 42 | Residential_2029_Technical_GWh_After Competition Groups_42 | Duct Insulation | 0.4642% | 0 | 65.0484 | Residential_2029_Technical_GWh_After Competition Groups_Duct Insulation
Residential | Res ¦ Energy Star Freezer | 2029 | Technical | GWh | After Competition Groups | 63.6907 | 0 | 0 | 14012.7575 | 0.0045452 | 43 | Residential_2029_Technical_GWh_After Competition Groups_43 | Energy Star Freezer | 0.4545% | 0 | 63.6907 | Residential_2029_Technical_GWh_After Competition Groups_Energy Star Freezer
Residential | Res ¦ Floor Insulation | 2029 | Technical | GWh | After Competition Groups | 52.9507 | 0 | 0 | 14012.7575 | 0.0037788 | 44 | Residential_2029_Technical_GWh_After Competition Groups_44 | Floor Insulation | 0.3779% | 0 | 52.9507 | Residential_2029_Technical_GWh_After Competition Groups_Floor Insulation
Residential | Res ¦ Heat Pump Water Heater | 2029 | Technical | GWh | After Competition Groups | 48.8639 | 0 | 0 | 14012.7575 | 0.0034871 | 45 | Residential_2029_Technical_GWh_After Competition Groups_45 | Heat Pump Water Heater | 0.3487% | 0 | 48.8639 | Residential_2029_Technical_GWh_After Competition Groups_Heat Pump Water Heater
Residential | Res ¦ Dehumidifier Recycling | 2029 | Technical | GWh | After Competition Groups | 45.286 | 0 | 0 | 14012.7575 | 0.0032318 | 46 | Residential_2029_Technical_GWh_After Competition Groups_46 | Dehumidifier Recycling | 0.3232% | 0 | 45.286 | Residential_2029_Technical_GWh_After Competition Groups_Dehumidifier Recycling
Residential | Res ¦ Advanced BAS/Controllers | 2029 | Technical | GWh | After Competition Groups | 41.5584 | 0 | 0 | 14012.7575 | 0.0029658 | 47 | Residential_2029_Technical_GWh_After Competition Groups_47 | Advanced BAS/Controllers | 0.2966% | 0 | 41.5584 | Residential_2029_Technical_GWh_After Competition Groups_Advanced BAS/Controllers
Residential | Res ¦ INTEGRAL LED TROFFERS | 2029 | Technical | GWh | After Competition Groups | 40.38 | 0 | 0 | 14012.7575 | 0.0028817 | 48 | Residential_2029_Technical_GWh_After Competition Groups_48 | INTEGRAL LED TROFFERS | 0.2882% | 0 | 40.38 | Residential_2029_Technical_GWh_After Competition Groups_INTEGRAL LED TROFFERS
Residential | Res ¦ LED Exterior Area Lights - LED Fixture (200W) | 2029 | Technical | GWh | After Competition Groups | 37.8286 | 0 | 0 | 14012.7575 | 0.0026996 | 49 | Residential_2029_Technical_GWh_After Competition Groups_49 | LED Exterior Area Lights - LED Fixture (200W) | 0.27% | 0 | 37.8286 | Residential_2029_Technical_GWh_After Competition Groups_LED Exterior Area Lights - LED Fixture (200W)
Residential | Res ¦ Minimize Hot and Warm Clothes Wash | 2029 | Technical | GWh | After Competition Groups | 36.3263 | 0 | 0 | 14012.7575 | 0.0025924 | 50 | Residential_2029_Technical_GWh_After Competition Groups_50 | Minimize Hot and Warm Clothes Wash | 0.2592% | 0 | 36.3263 | Residential_2029_Technical_GWh_After Competition Groups_Minimize Hot and Warm Clothes Wash
Residential | Res ¦ Furnace Whistle | 2029 | Technical | GWh | After Competition Groups | 35.7857 | 0 | 0 | 14012.7575 | 0.0025538 | 51 | Residential_2029_Technical_GWh_After Competition Groups_51 | Furnace Whistle | 0.2554% | 0 | 35.7857 | Residential_2029_Technical_GWh_After Competition Groups_Furnace Whistle
Residential | Res ¦ Central Lighting Control System | 2029 | Technical | GWh | After Competition Groups | 35.464 | 0 | 0 | 14012.7575 | 0.0025308 | 52 | Residential_2029_Technical_GWh_After Competition Groups_52 | Central Lighting Control System | 0.2531% | 0 | 35.464 | Residential_2029_Technical_GWh_After Competition Groups_Central Lighting Control System
Residential | Res ¦ Heat Recovery Ventilator | 2029 | Technical | GWh | After Competition Groups | 34.4342 | 0 | 0 | 14012.7575 | 0.0024573 | 53 | Residential_2029_Technical_GWh_After Competition Groups_53 | Heat Recovery Ventilator | 0.2457% | 0 | 34.4342 | Residential_2029_Technical_GWh_After Competition Groups_Heat Recovery Ventilator
Residential | Res ¦ Early Hot Water Heater Replacement | 2029 | Technical | GWh | After Competition Groups | 32.4149 | 0 | 0 | 14012.7575 | 0.0023132 | 54 | Residential_2029_Technical_GWh_After Competition Groups_54 | Early Hot Water Heater Replacement | 0.2313% | 0 | 32.4149 | Residential_2029_Technical_GWh_After Competition Groups_Early Hot Water Heater Replacement
Residential | Res ¦ Duct Insulation MF | 2029 | Technical | GWh | After Competition Groups | 28.6964 | 0 | 0 | 14012.7575 | 0.0020479 | 55 | Residential_2029_Technical_GWh_After Competition Groups_55 | Duct Insulation MF | 0.2048% | 0 | 28.6964 | Residential_2029_Technical_GWh_After Competition Groups_Duct Insulation MF
Residential | Res ¦ Outside Air Economizer | 2029 | Technical | GWh | After Competition Groups | 28.6609 | 0 | 0 | 14012.7575 | 0.0020453 | 56 | Residential_2029_Technical_GWh_After Competition Groups_56 | Outside Air Economizer | 0.2045% | 0 | 28.6609 | Residential_2029_Technical_GWh_After Competition Groups_Outside Air Economizer
Residential | Res ¦ LED Tube Re-Lamp | 2029 | Technical | GWh | After Competition Groups | 28.4275 | 0 | 0 | 14012.7575 | 0.0020287 | 57 | Residential_2029_Technical_GWh_After Competition Groups_57 | LED Tube Re-Lamp | 0.2029% | 0 | 28.4275 | Residential_2029_Technical_GWh_After Competition Groups_LED Tube Re-Lamp
Residential | Res ¦ Energy Star Dehumidifier | 2029 | Technical | GWh | After Competition Groups | 26.6084 | 0 | 0 | 14012.7575 | 0.0018989 | 58 | Residential_2029_Technical_GWh_After Competition Groups_58 | Energy Star Dehumidifier | 0.1899% | 0 | 26.6084 | Residential_2029_Technical_GWh_After Competition Groups_Energy Star Dehumidifier
Residential | Res ¦ Central Air Conditioner Maintenance | 2029 | Technical | GWh | After Competition Groups | 26.4813 | 0 | 0 | 14012.7575 | 0.0018898 | 59 | Residential_2029_Technical_GWh_After Competition Groups_59 | Central Air Conditioner Maintenance | 0.189% | 0 | 26.4813 | Residential_2029_Technical_GWh_After Competition Groups_Central Air Conditioner Maintenance
Residential | Res ¦ Drain Water Heat Recovery | 2029 | Technical | GWh | After Competition Groups | 21.7717 | 0 | 0 | 14012.7575 | 0.0015537 | 60 | Residential_2029_Technical_GWh_After Competition Groups_60 | Drain Water Heat Recovery | 0.1554% | 0 | 21.7717 | Residential_2029_Technical_GWh_After Competition Groups_Drain Water Heat Recovery
Residential | Res ¦ Energy Star Dishwasher | 2029 | Technical | GWh | After Competition Groups | 20.9193 | 0 | 0 | 14012.7575 | 0.0014929 | 61 | Residential_2029_Technical_GWh_After Competition Groups_61 | Energy Star Dishwasher | 0.1493% | 0 | 20.9193 | Residential_2029_Technical_GWh_After Competition Groups_Energy Star Dishwasher
Residential | Res ¦ Demand Control Ventilation | 2029 | Technical | GWh | After Competition Groups | 19.1667 | 0 | 0 | 14012.7575 | 0.0013678 | 62 | Residential_2029_Technical_GWh_After Competition Groups_62 | Demand Control Ventilation | 0.1368% | 0 | 19.1667 | Residential_2029_Technical_GWh_After Competition Groups_Demand Control Ventilation
Residential | Res ¦ CO Sensors for parking garage exhaust fans | 2029 | Technical | GWh | After Competition Groups | 18.0828 | 0 | 0 | 14012.7575 | 0.0012905 | 63 | Residential_2029_Technical_GWh_After Competition Groups_63 | CO Sensors for parking garage exhaust fans | 0.129% | 0 | 18.0828 | Residential_2029_Technical_GWh_After Competition Groups_CO Sensors for parking garage exhaust fans
Residential | Res ¦ ENERGY STAR LED LAMPS (REFLECTOR LAMPs/MR16/PAR 16) | 2029 | Technical | GWh | After Competition Groups | 15.2728 | 0 | 0 | 14012.7575 | 0.0010899 | 64 | Residential_2029_Technical_GWh_After Competition Groups_64 | ENERGY STAR LED LAMPS (REFLECTOR LAMPs/MR16/PAR 16) | 0.109% | 0 | 15.2728 | Residential_2029_Technical_GWh_After Competition Groups_ENERGY STAR LED LAMPS (REFLECTOR LAMPs/MR16/PAR 16)
Residential | Res ¦ Variable Frequency Drive (VFD) | 2029 | Technical | GWh | After Competition Groups | 15.1803 | 0 | 0 | 14012.7575 | 0.0010833 | 65 | Residential_2029_Technical_GWh_After Competition Groups_65 | Variable Frequency Drive (VFD) | 0.1083% | 0 | 15.1803 | Residential_2029_Technical_GWh_After Competition Groups_Variable Frequency Drive (VFD)
Residential | Res ¦ Condensing Make Up Air Unit | 2029 | Technical | GWh | After Competition Groups | 13.8033 | 0 | 0 | 14012.7575 | 0.00098505 | 66 | Residential_2029_Technical_GWh_After Competition Groups_66 | Condensing Make Up Air Unit | 0.09851% | 0 | 13.8033 | Residential_2029_Technical_GWh_After Competition Groups_Condensing Make Up Air Unit
Residential | Res ¦ High Efficiency Chiller (avg of water and air cooled) | 2029 | Technical | GWh | After Competition Groups | 12.9471 | 0 | 0 | 14012.7575 | 0.00092395 | 67 | Residential_2029_Technical_GWh_After Competition Groups_67 | High Efficiency Chiller (avg of water and air cooled) | 0.0924% | 0 | 12.9471 | Residential_2029_Technical_GWh_After Competition Groups_High Efficiency Chiller (avg of water and air cooled)
Residential | Res ¦ Water Heater Temperature Setback | 2029 | Technical | GWh | After Competition Groups | 11.3436 | 0 | 0 | 14012.7575 | 0.00080952 | 68 | Residential_2029_Technical_GWh_After Competition Groups_68 | Water Heater Temperature Setback | 0.08095% | 0 | 11.3436 | Residential_2029_Technical_GWh_After Competition Groups_Water Heater Temperature Setback
Residential | Res ¦ DHW Recirculation Systems | 2029 | Technical | GWh | After Competition Groups | 10.2416 | 0 | 0 | 14012.7575 | 0.00073088 | 69 | Residential_2029_Technical_GWh_After Competition Groups_69 | DHW Recirculation Systems | 0.07309% | 0 | 10.2416 | Residential_2029_Technical_GWh_After Competition Groups_DHW Recirculation Systems
Residential | Res ¦ Air Source Heat Pump Maintenance | 2029 | Technical | GWh | After Competition Groups | 9.2622 | 0 | 0 | 14012.7575 | 0.00066099 | 70 | Residential_2029_Technical_GWh_After Competition Groups_70 | Air Source Heat Pump Maintenance | 0.0661% | 0 | 9.2622 | Residential_2029_Technical_GWh_After Competition Groups_Air Source Heat Pump Maintenance
Residential | Res ¦ VFD on Pumps | 2029 | Technical | GWh | After Competition Groups | 4.6681 | 0 | 0 | 14012.7575 | 0.00033313 | 71 | Residential_2029_Technical_GWh_After Competition Groups_71 | VFD on Pumps | 0.03331% | 0 | 4.6681 | Residential_2029_Technical_GWh_After Competition Groups_VFD on Pumps
Residential | Res ¦ ENERGY STAR LED Lamps (General Service Lamps) | 2029 | Technical | GWh | After Competition Groups | 3.5412 | 0 | 0 | 14012.7575 | 0.00025271 | 72 | Residential_2029_Technical_GWh_After Competition Groups_72 | ENERGY STAR LED Lamps (General Service Lamps) | 0.02527% | 0 | 3.5412 | Residential_2029_Technical_GWh_After Competition Groups_ENERGY STAR LED Lamps (General Service Lamps)
Residential | Res ¦ ECM MOTORS FOR HVAC APPLICATION (FAN-POWERED VAV BOX) | 2029 | Technical | GWh | After Competition Groups | 2.9186 | 0 | 0 | 14012.7575 | 0.00020828 | 73 | Residential_2029_Technical_GWh_After Competition Groups_73 | ECM MOTORS FOR HVAC APPLICATION (FAN-POWERED VAV BOX) | 0.02083% | 0 | 2.9186 | Residential_2029_Technical_GWh_After Competition Groups_ECM MOTORS FOR HVAC APPLICATION (FAN-POWERED VAV BOX)
Residential | Res ¦ HVAC Optimization | 2029 | Technical | GWh | After Competition Groups | 2.7846 | 0 | 0 | 14012.7575 | 0.00019872 | 74 | Residential_2029_Technical_GWh_After Competition Groups_74 | HVAC Optimization | 0.01987% | 0 | 2.7846 | Residential_2029_Technical_GWh_After Competition Groups_HVAC Optimization
Residential | Res ¦ Tankless Water Heater | 2029 | Technical | GWh | After Competition Groups | 2.6748 | 0 | 0 | 14012.7575 | 0.00019088 | 75 | Residential_2029_Technical_GWh_After Competition Groups_75 | Tankless Water Heater | 0.01909% | 0 | 2.6748 | Residential_2029_Technical_GWh_After Competition Groups_Tankless Water Heater
Residential | Res ¦ Beverage Vending Machine Controls | 2029 | Technical | GWh | After Competition Groups | 2.0952 | 0 | 0 | 14012.7575 | 0.00014952 | 76 | Residential_2029_Technical_GWh_After Competition Groups_76 | Beverage Vending Machine Controls | 0.01495% | 0 | 2.0952 | Residential_2029_Technical_GWh_After Competition Groups_Beverage Vending Machine Controls
Residential | Res ¦ Wall Insulation MF | 2029 | Technical | GWh | After Competition Groups | 0.57635 | 0 | 0 | 14012.7575 | 4.113e-05 | 77 | Residential_2029_Technical_GWh_After Competition Groups_77 | Wall Insulation MF | 0.004113% | 0 | 0.57635 | Residential_2029_Technical_GWh_After Competition Groups_Wall Insulation MF
Residential | Res ¦ Chilled Water Optimization | 2029 | Technical | GWh | After Competition Groups | 0.329 | 0 | 0 | 14012.7575 | 2.3479e-05 | 78 | Residential_2029_Technical_GWh_After Competition Groups_78 | Chilled Water Optimization | 0.002348% | 0 | 0.329 | Residential_2029_Technical_GWh_After Competition Groups_Chilled Water Optimization
Residential | Res ¦ LED Recessed Downlights | 2029 | Technical | GWh | After Competition Groups | 0.21796 | 0 | 0 | 14012.7575 | 1.5554e-05 | 79 | Residential_2029_Technical_GWh_After Competition Groups_79 | LED Recessed Downlights | 0.001555% | 0 | 0.21796 | Residential_2029_Technical_GWh_After Competition Groups_LED Recessed Downlights
Residential | Res ¦ LED High Bay Fixture | 2029 | Technical | GWh | After Competition Groups | 0.18625 | 0 | 0 | 14012.7575 | 1.3292e-05 | 80 | Residential_2029_Technical_GWh_After Competition Groups_80 | LED High Bay Fixture | 0.001329% | 0 | 0.18625 | Residential_2029_Technical_GWh_After Competition Groups_LED High Bay Fixture
Residential | Res ¦ Solar Water Preheat (Pools/DHW) | 2029 | Technical | GWh | After Competition Groups | 0.076747 | 0 | 0 | 14012.7575 | 5.477e-06 | 81 | Residential_2029_Technical_GWh_After Competition Groups_81 | Solar Water Preheat (Pools/DHW) | 0.0005477% | 0 | 0.076747 | Residential_2029_Technical_GWh_After Competition Groups_Solar Water Preheat (Pools/DHW)
Residential | Res ¦ Photocell Controls (Outdoor) | 2029 | Technical | GWh | After Competition Groups | 0.00023062 | 0 | 0 | 14012.7575 | 1.6458e-08 | 82 | Residential_2029_Technical_GWh_After Competition Groups_82 | Photocell Controls (Outdoor) | 1.646e-06% | 0 | 0.00023062 | Residential_2029_Technical_GWh_After Competition Groups_Photocell Controls (Outdoor)
Residential | Res ¦ Energy Star LED Bulbs General Purpose LEDs | 2030 | Economic | GWh | After Competition Groups | 1176.1014 | 0 | 0 | 7904.3281 | 0.14879 | 1 | Residential_2030_Economic_GWh_After Competition Groups_1 | Energy Star LED Bulbs General Purpose LEDs | 14.88% | 0 | 1176.1014 | Residential_2030_Economic_GWh_After Competition Groups_Energy Star LED Bulbs General Purpose LEDs
Residential | Res ¦ Energy Star A Line, PAR, MR Lamps | 2030 | Economic | GWh | After Competition Groups | 847.2329 | 0 | 0 | 7904.3281 | 0.10719 | 2 | Residential_2030_Economic_GWh_After Competition Groups_2 | Energy Star A Line, PAR, MR Lamps | 10.72% | 0 | 847.2329 | Residential_2030_Economic_GWh_After Competition Groups_Energy Star A Line, PAR, MR Lamps
Residential | Res ¦ Adaptive Thermostat | 2030 | Economic | GWh | After Competition Groups | 676.0021 | 0 | 0 | 7904.3281 | 0.085523 | 3 | Residential_2030_Economic_GWh_After Competition Groups_3 | Adaptive Thermostat | 8.552% | 0 | 676.0021 | Residential_2030_Economic_GWh_After Competition Groups_Adaptive Thermostat
Residential | Res ¦ Energy Star Clothes Washer | 2030 | Economic | GWh | After Competition Groups | 597.2439 | 0 | 0 | 7904.3281 | 0.075559 | 4 | Residential_2030_Economic_GWh_After Competition Groups_4 | Energy Star Clothes Washer | 7.556% | 0 | 597.2439 | Residential_2030_Economic_GWh_After Competition Groups_Energy Star Clothes Washer
Residential | Res ¦ Ductless Mini-Split Heat Pump | 2030 | Economic | GWh | After Competition Groups | 558.4999 | 0 | 0 | 7904.3281 | 0.070657 | 5 | Residential_2030_Economic_GWh_After Competition Groups_5 | Ductless Mini-Split Heat Pump | 7.066% | 0 | 558.4999 | Residential_2030_Economic_GWh_After Competition Groups_Ductless Mini-Split Heat Pump
Residential | Res ¦ Air Sealing | 2030 | Economic | GWh | After Competition Groups | 491.0269 | 0 | 0 | 7904.3281 | 0.062121 | 6 | Residential_2030_Economic_GWh_After Competition Groups_6 | Air Sealing | 6.212% | 0 | 491.0269 | Residential_2030_Economic_GWh_After Competition Groups_Air Sealing
Residential | Res ¦ Variable Speed Pool Pump Motor | 2030 | Economic | GWh | After Competition Groups | 360.5971 | 0 | 0 | 7904.3281 | 0.04562 | 7 | Residential_2030_Economic_GWh_After Competition Groups_7 | Variable Speed Pool Pump Motor | 4.562% | 0 | 360.5971 | Residential_2030_Economic_GWh_After Competition Groups_Variable Speed Pool Pump Motor
Residential | Res ¦ Car Block Heater Timer | 2030 | Economic | GWh | After Competition Groups | 353.9323 | 0 | 0 | 7904.3281 | 0.044777 | 8 | Residential_2030_Economic_GWh_After Competition Groups_8 | Car Block Heater Timer | 4.478% | 0 | 353.9323 | Residential_2030_Economic_GWh_After Competition Groups_Car Block Heater Timer
Residential | Res ¦ Energy Star Air Source Heat Pump | 2030 | Economic | GWh | After Competition Groups | 319.2459 | 0 | 0 | 7904.3281 | 0.040389 | 9 | Residential_2030_Economic_GWh_After Competition Groups_9 | Energy Star Air Source Heat Pump | 4.039% | 0 | 319.2459 | Residential_2030_Economic_GWh_After Competition Groups_Energy Star Air Source Heat Pump
Residential | Res ¦ Building Recommissioning, Operations and Maintenance (O&M) Improvements | 2030 | Economic | GWh | After Competition Groups | 279.4562 | 0 | 0 | 7904.3281 | 0.035355 | 10 | Residential_2030_Economic_GWh_After Competition Groups_10 | Building Recommissioning, Operations and Maintenance (O&M) Improvements | 3.535% | 0 | 279.4562 | Residential_2030_Economic_GWh_After Competition Groups_Building Recommissioning, Operations and Maintenance (O&M) Improvements
Residential | Res ¦ Energy Star Torchiere | 2030 | Economic | GWh | After Competition Groups | 270.3974 | 0 | 0 | 7904.3281 | 0.034209 | 11 | Residential_2030_Economic_GWh_After Competition Groups_11 | Energy Star Torchiere | 3.421% | 0 | 270.3974 | Residential_2030_Economic_GWh_After Competition Groups_Energy Star Torchiere
Residential | Res ¦ Basement Wall Insulation | 2030 | Economic | GWh | After Competition Groups | 257.7584 | 0 | 0 | 7904.3281 | 0.03261 | 12 | Residential_2030_Economic_GWh_After Competition Groups_12 | Basement Wall Insulation | 3.261% | 0 | 257.7584 | Residential_2030_Economic_GWh_After Competition Groups_Basement Wall Insulation
Residential | Res ¦ Attic Insulation | 2030 | Economic | GWh | After Competition Groups | 198.844 | 0 | 0 | 7904.3281 | 0.025156 | 13 | Residential_2030_Economic_GWh_After Competition Groups_13 | Attic Insulation | 2.516% | 0 | 198.844 | Residential_2030_Economic_GWh_After Competition Groups_Attic Insulation
Residential | Res ¦ Energy Star Clothes Dryer | 2030 | Economic | GWh | After Competition Groups | 178.2139 | 0 | 0 | 7904.3281 | 0.022546 | 14 | Residential_2030_Economic_GWh_After Competition Groups_14 | Energy Star Clothes Dryer | 2.255% | 0 | 178.2139 | Residential_2030_Economic_GWh_After Competition Groups_Energy Star Clothes Dryer
Residential | Res ¦ Comprehensive Draft Proofing | 2030 | Economic | GWh | After Competition Groups | 142.1349 | 0 | 0 | 7904.3281 | 0.017982 | 15 | Residential_2030_Economic_GWh_After Competition Groups_15 | Comprehensive Draft Proofing | 1.798% | 0 | 142.1349 | Residential_2030_Economic_GWh_After Competition Groups_Comprehensive Draft Proofing
Residential | Res ¦ Energy Star Light Fixture | 2030 | Economic | GWh | After Competition Groups | 117.3707 | 0 | 0 | 7904.3281 | 0.014849 | 16 | Residential_2030_Economic_GWh_After Competition Groups_16 | Energy Star Light Fixture | 1.485% | 0 | 117.3707 | Residential_2030_Economic_GWh_After Competition Groups_Energy Star Light Fixture
Residential | Res ¦ Energy Star Room Air Conditioner | 2030 | Economic | GWh | After Competition Groups | 107.1381 | 0 | 0 | 7904.3281 | 0.013554 | 17 | Residential_2030_Economic_GWh_After Competition Groups_17 | Energy Star Room Air Conditioner | 1.355% | 0 | 107.1381 | Residential_2030_Economic_GWh_After Competition Groups_Energy Star Room Air Conditioner
Residential | Res ¦ LED Parking Lot Fixture | 2030 | Economic | GWh | After Competition Groups | 81.3891 | 0 | 0 | 7904.3281 | 0.010297 | 18 | Residential_2030_Economic_GWh_After Competition Groups_18 | LED Parking Lot Fixture | 1.03% | 0 | 81.3891 | Residential_2030_Economic_GWh_After Competition Groups_LED Parking Lot Fixture
Residential | Res ¦ Refrigerator Recycling | 2030 | Economic | GWh | After Competition Groups | 73.255 | 0 | 0 | 7904.3281 | 0.0092677 | 19 | Residential_2030_Economic_GWh_After Competition Groups_19 | Refrigerator Recycling | 0.9268% | 0 | 73.255 | Residential_2030_Economic_GWh_After Competition Groups_Refrigerator Recycling
Residential | Res ¦ Occupancy Sensors MF | 2030 | Economic | GWh | After Competition Groups | 70.9241 | 0 | 0 | 7904.3281 | 0.0089728 | 20 | Residential_2030_Economic_GWh_After Competition Groups_20 | Occupancy Sensors MF | 0.8973% | 0 | 70.9241 | Residential_2030_Economic_GWh_After Competition Groups_Occupancy Sensors MF
Residential | Res ¦ Clothes Drying Racks | 2030 | Economic | GWh | After Competition Groups | 66.8924 | 0 | 0 | 7904.3281 | 0.0084628 | 21 | Residential_2030_Economic_GWh_After Competition Groups_21 | Clothes Drying Racks | 0.8463% | 0 | 66.8924 | Residential_2030_Economic_GWh_After Competition Groups_Clothes Drying Racks
Residential | Res ¦ Freezer Recycling | 2030 | Economic | GWh | After Competition Groups | 64.2766 | 0 | 0 | 7904.3281 | 0.0081318 | 22 | Residential_2030_Economic_GWh_After Competition Groups_22 | Freezer Recycling | 0.8132% | 0 | 64.2766 | Residential_2030_Economic_GWh_After Competition Groups_Freezer Recycling
Residential | Res ¦ Duct Insulation | 2030 | Economic | GWh | After Competition Groups | 56.0763 | 0 | 0 | 7904.3281 | 0.0070944 | 23 | Residential_2030_Economic_GWh_After Competition Groups_23 | Duct Insulation | 0.7094% | 0 | 56.0763 | Residential_2030_Economic_GWh_After Competition Groups_Duct Insulation
Residential | Res ¦ Floor Insulation | 2030 | Economic | GWh | After Competition Groups | 52.1141 | 0 | 0 | 7904.3281 | 0.0065931 | 24 | Residential_2030_Economic_GWh_After Competition Groups_24 | Floor Insulation | 0.6593% | 0 | 52.1141 | Residential_2030_Economic_GWh_After Competition Groups_Floor Insulation
Residential | Res ¦ Advanced BAS/Controllers | 2030 | Economic | GWh | After Competition Groups | 40.9017 | 0 | 0 | 7904.3281 | 0.0051746 | 25 | Residential_2030_Economic_GWh_After Competition Groups_25 | Advanced BAS/Controllers | 0.5175% | 0 | 40.9017 | Residential_2030_Economic_GWh_After Competition Groups_Advanced BAS/Controllers
Residential | Res ¦ Energy Star Freezer | 2030 | Economic | GWh | After Competition Groups | 38.3628 | 0 | 0 | 7904.3281 | 0.0048534 | 26 | Residential_2030_Economic_GWh_After Competition Groups_26 | Energy Star Freezer | 0.4853% | 0 | 38.3628 | Residential_2030_Economic_GWh_After Competition Groups_Energy Star Freezer
Residential | Res ¦ LED Exterior Area Lights - LED Fixture (200W) | 2030 | Economic | GWh | After Competition Groups | 37.9953 | 0 | 0 | 7904.3281 | 0.0048069 | 27 | Residential_2030_Economic_GWh_After Competition Groups_27 | LED Exterior Area Lights - LED Fixture (200W) | 0.4807% | 0 | 37.9953 | Residential_2030_Economic_GWh_After Competition Groups_LED Exterior Area Lights - LED Fixture (200W)
Residential | Res ¦ Heat Recovery Ventilator | 2030 | Economic | GWh | After Competition Groups | 36.1286 | 0 | 0 | 7904.3281 | 0.0045707 | 28 | Residential_2030_Economic_GWh_After Competition Groups_28 | Heat Recovery Ventilator | 0.4571% | 0 | 36.1286 | Residential_2030_Economic_GWh_After Competition Groups_Heat Recovery Ventilator
Residential | Res ¦ Home Energy Reports | 2030 | Economic | GWh | After Competition Groups | 35.8027 | 0 | 0 | 7904.3281 | 0.0045295 | 29 | Residential_2030_Economic_GWh_After Competition Groups_29 | Home Energy Reports | 0.453% | 0 | 35.8027 | Residential_2030_Economic_GWh_After Competition Groups_Home Energy Reports
Residential | Res ¦ Minimize Hot and Warm Clothes Wash | 2030 | Economic | GWh | After Competition Groups | 35.7523 | 0 | 0 | 7904.3281 | 0.0045231 | 30 | Residential_2030_Economic_GWh_After Competition Groups_30 | Minimize Hot and Warm Clothes Wash | 0.4523% | 0 | 35.7523 | Residential_2030_Economic_GWh_After Competition Groups_Minimize Hot and Warm Clothes Wash
Residential | Res ¦ Furnace Whistle | 2030 | Economic | GWh | After Competition Groups | 35.2203 | 0 | 0 | 7904.3281 | 0.0044558 | 31 | Residential_2030_Economic_GWh_After Competition Groups_31 | Furnace Whistle | 0.4456% | 0 | 35.2203 | Residential_2030_Economic_GWh_After Competition Groups_Furnace Whistle
Residential | Res ¦ LED Tube Re-Lamp | 2030 | Economic | GWh | After Competition Groups | 29.4721 | 0 | 0 | 7904.3281 | 0.0037286 | 32 | Residential_2030_Economic_GWh_After Competition Groups_32 | LED Tube Re-Lamp | 0.3729% | 0 | 29.4721 | Residential_2030_Economic_GWh_After Competition Groups_LED Tube Re-Lamp
Residential | Res ¦ Outside Air Economizer | 2030 | Economic | GWh | After Competition Groups | 29.0213 | 0 | 0 | 7904.3281 | 0.0036716 | 33 | Residential_2030_Economic_GWh_After Competition Groups_33 | Outside Air Economizer | 0.3672% | 0 | 29.0213 | Residential_2030_Economic_GWh_After Competition Groups_Outside Air Economizer
Residential | Res ¦ Energy Star Dehumidifier | 2030 | Economic | GWh | After Competition Groups | 26.188 | 0 | 0 | 7904.3281 | 0.0033131 | 34 | Residential_2030_Economic_GWh_After Competition Groups_34 | Energy Star Dehumidifier | 0.3313% | 0 | 26.188 | Residential_2030_Economic_GWh_After Competition Groups_Energy Star Dehumidifier
Residential | Res ¦ Tankless Water Heater | 2030 | Economic | GWh | After Competition Groups | 21.475 | 0 | 0 | 7904.3281 | 0.0027169 | 35 | Residential_2030_Economic_GWh_After Competition Groups_35 | Tankless Water Heater | 0.2717% | 0 | 21.475 | Residential_2030_Economic_GWh_After Competition Groups_Tankless Water Heater
Residential | Res ¦ Duct Insulation MF | 2030 | Economic | GWh | After Competition Groups | 20.0985 | 0 | 0 | 7904.3281 | 0.0025427 | 36 | Residential_2030_Economic_GWh_After Competition Groups_36 | Duct Insulation MF | 0.2543% | 0 | 20.0985 | Residential_2030_Economic_GWh_After Competition Groups_Duct Insulation MF
Residential | Res ¦ Demand Control Ventilation | 2030 | Economic | GWh | After Competition Groups | 18.8639 | 0 | 0 | 7904.3281 | 0.0023865 | 37 | Residential_2030_Economic_GWh_After Competition Groups_37 | Demand Control Ventilation | 0.2387% | 0 | 18.8639 | Residential_2030_Economic_GWh_After Competition Groups_Demand Control Ventilation
Residential | Res ¦ CO Sensors for parking garage exhaust fans | 2030 | Economic | GWh | After Competition Groups | 18.3102 | 0 | 0 | 7904.3281 | 0.0023165 | 38 | Residential_2030_Economic_GWh_After Competition Groups_38 | CO Sensors for parking garage exhaust fans | 0.2316% | 0 | 18.3102 | Residential_2030_Economic_GWh_After Competition Groups_CO Sensors for parking garage exhaust fans
Residential | Res ¦ ENERGY STAR LED LAMPS (REFLECTOR LAMPs/MR16/PAR 16) | 2030 | Economic | GWh | After Competition Groups | 15.2431 | 0 | 0 | 7904.3281 | 0.0019284 | 39 | Residential_2030_Economic_GWh_After Competition Groups_39 | ENERGY STAR LED LAMPS (REFLECTOR LAMPs/MR16/PAR 16) | 0.1928% | 0 | 15.2431 | Residential_2030_Economic_GWh_After Competition Groups_ENERGY STAR LED LAMPS (REFLECTOR LAMPs/MR16/PAR 16)
Residential | Res ¦ Variable Frequency Drive (VFD) | 2030 | Economic | GWh | After Competition Groups | 14.9405 | 0 | 0 | 7904.3281 | 0.0018902 | 40 | Residential_2030_Economic_GWh_After Competition Groups_40 | Variable Frequency Drive (VFD) | 0.189% | 0 | 14.9405 | Residential_2030_Economic_GWh_After Competition Groups_Variable Frequency Drive (VFD)
Residential | Res ¦ Condensing Make Up Air Unit | 2030 | Economic | GWh | After Competition Groups | 14.7963 | 0 | 0 | 7904.3281 | 0.0018719 | 41 | Residential_2030_Economic_GWh_After Competition Groups_41 | Condensing Make Up Air Unit | 0.1872% | 0 | 14.7963 | Residential_2030_Economic_GWh_After Competition Groups_Condensing Make Up Air Unit
Residential | Res ¦ High Efficiency Chiller (avg of water and air cooled) | 2030 | Economic | GWh | After Competition Groups | 13.9171 | 0 | 0 | 7904.3281 | 0.0017607 | 42 | Residential_2030_Economic_GWh_After Competition Groups_42 | High Efficiency Chiller (avg of water and air cooled) | 0.1761% | 0 | 13.9171 | Residential_2030_Economic_GWh_After Competition Groups_High Efficiency Chiller (avg of water and air cooled)
Residential | Res ¦ Water Heater Temperature Setback | 2030 | Economic | GWh | After Competition Groups | 11.1644 | 0 | 0 | 7904.3281 | 0.0014124 | 43 | Residential_2030_Economic_GWh_After Competition Groups_43 | Water Heater Temperature Setback | 0.1412% | 0 | 11.1644 | Residential_2030_Economic_GWh_After Competition Groups_Water Heater Temperature Setback
Residential | Res ¦ VFD on Pumps | 2030 | Economic | GWh | After Competition Groups | 4.5944 | 0 | 0 | 7904.3281 | 0.00058125 | 44 | Residential_2030_Economic_GWh_After Competition Groups_44 | VFD on Pumps | 0.05812% | 0 | 4.5944 | Residential_2030_Economic_GWh_After Competition Groups_VFD on Pumps
Residential | Res ¦ ENERGY STAR LED Lamps (General Service Lamps) | 2030 | Economic | GWh | After Competition Groups | 3.5479 | 0 | 0 | 7904.3281 | 0.00044886 | 45 | Residential_2030_Economic_GWh_After Competition Groups_45 | ENERGY STAR LED Lamps (General Service Lamps) | 0.04489% | 0 | 3.5479 | Residential_2030_Economic_GWh_After Competition Groups_ENERGY STAR LED Lamps (General Service Lamps)
Residential | Res ¦ ECM MOTORS FOR HVAC APPLICATION (FAN-POWERED VAV BOX) | 2030 | Economic | GWh | After Competition Groups | 2.955 | 0 | 0 | 7904.3281 | 0.00037384 | 46 | Residential_2030_Economic_GWh_After Competition Groups_46 | ECM MOTORS FOR HVAC APPLICATION (FAN-POWERED VAV BOX) | 0.03738% | 0 | 2.955 | Residential_2030_Economic_GWh_After Competition Groups_ECM MOTORS FOR HVAC APPLICATION (FAN-POWERED VAV BOX)
Residential | Res ¦ Beverage Vending Machine Controls | 2030 | Economic | GWh | After Competition Groups | 2.1271 | 0 | 0 | 7904.3281 | 0.00026911 | 47 | Residential_2030_Economic_GWh_After Competition Groups_47 | Beverage Vending Machine Controls | 0.02691% | 0 | 2.1271 | Residential_2030_Economic_GWh_After Competition Groups_Beverage Vending Machine Controls
Residential | Res ¦ Wall Insulation | 2030 | Economic | GWh | After Competition Groups | 0.74912 | 0 | 0 | 7904.3281 | 9.4773e-05 | 48 | Residential_2030_Economic_GWh_After Competition Groups_48 | Wall Insulation | 0.009477% | 0 | 0.74912 | Residential_2030_Economic_GWh_After Competition Groups_Wall Insulation
Residential | Res ¦ Chilled Water Optimization | 2030 | Economic | GWh | After Competition Groups | 0.35244 | 0 | 0 | 7904.3281 | 4.4589e-05 | 49 | Residential_2030_Economic_GWh_After Competition Groups_49 | Chilled Water Optimization | 0.004459% | 0 | 0.35244 | Residential_2030_Economic_GWh_After Competition Groups_Chilled Water Optimization
Residential | Res ¦ LED High Bay Fixture | 2030 | Economic | GWh | After Competition Groups | 0.17899 | 0 | 0 | 7904.3281 | 2.2644e-05 | 50 | Residential_2030_Economic_GWh_After Competition Groups_50 | LED High Bay Fixture | 0.002264% | 0 | 0.17899 | Residential_2030_Economic_GWh_After Competition Groups_LED High Bay Fixture
Residential | Res ¦ Wall Insulation MF | 2030 | Economic | GWh | After Competition Groups | 0.045401 | 0 | 0 | 7904.3281 | 5.7438e-06 | 51 | Residential_2030_Economic_GWh_After Competition Groups_51 | Wall Insulation MF | 0.0005744% | 0 | 0.045401 | Residential_2030_Economic_GWh_After Competition Groups_Wall Insulation MF
Residential | Res ¦ Heavy Duty Outdoor/Holiday Plug-in Timers | 2030 | Economic | GWh | After Competition Groups | 0 | 0 | 0 | 7904.3281 | 0 | 52 | Residential_2030_Economic_GWh_After Competition Groups_52 | Heavy Duty Outdoor/Holiday Plug-in Timers | 0% | 0 | 0 | Residential_2030_Economic_GWh_After Competition Groups_Heavy Duty Outdoor/Holiday Plug-in Timers
Residential | Res ¦ LED Downlight | 2030 | Economic | GWh | After Competition Groups | 0 | 0 | 0 | 7904.3281 | 0 | 53 | Residential_2030_Economic_GWh_After Competition Groups_53 | LED Downlight | 0% | 0 | 0 | Residential_2030_Economic_GWh_After Competition Groups_LED Downlight
Residential | Res ¦ Smart Burners | 2030 | Economic | GWh | After Competition Groups | 0 | 0 | 0 | 7904.3281 | 0 | 54 | Residential_2030_Economic_GWh_After Competition Groups_54 | Smart Burners | 0% | 0 | 0 | Residential_2030_Economic_GWh_After Competition Groups_Smart Burners
Residential | Res ¦ Smart Power Bar | 2030 | Economic | GWh | After Competition Groups | 0 | 0 | 0 | 7904.3281 | 0 | 55 | Residential_2030_Economic_GWh_After Competition Groups_55 | Smart Power Bar | 0% | 0 | 0 | Residential_2030_Economic_GWh_After Competition Groups_Smart Power Bar
Residential | Res ¦ Energy Star LED Specialty Bulbs | 2030 | SC A | GWh | After Competition Groups | 532.478 | 37477.5389 | 0.037478 | 2873.4255 | 0.18531 | 1 | Residential_2030_SC A_GWh_After Competition Groups_1 | Energy Star LED Specialty Bulbs | 18.53% | 0.037478 | 532.478 | Residential_2030_SC A_GWh_After Competition Groups_Energy Star LED Specialty Bulbs
Residential | Res ¦ Energy Star Clothes Washer | 2030 | SC A | GWh | After Competition Groups | 298.4684 | 6749386.2475 | 6.7494 | 2873.4255 | 0.10387 | 2 | Residential_2030_SC A_GWh_After Competition Groups_2 | Energy Star Clothes Washer | 10.39% | 6.7494 | 298.4684 | Residential_2030_SC A_GWh_After Competition Groups_Energy Star Clothes Washer
Residential | Res ¦ Ductless Mini-Split Heat Pump | 2030 | SC A | GWh | After Competition Groups | 242.9572 | 4851478.1752 | 4.8515 | 2873.4255 | 0.084553 | 3 | Residential_2030_SC A_GWh_After Competition Groups_3 | Ductless Mini-Split Heat Pump | 8.455% | 4.8515 | 242.9572 | Residential_2030_SC A_GWh_After Competition Groups_Ductless Mini-Split Heat Pump
Residential | Res ¦ Energy Star A Line, PAR, MR Lamps | 2030 | SC A | GWh | After Competition Groups | 228.8764 | 21274.6928 | 0.021275 | 2873.4255 | 0.079653 | 4 | Residential_2030_SC A_GWh_After Competition Groups_4 | Energy Star A Line, PAR, MR Lamps | 7.965% | 0.021275 | 228.8764 | Residential_2030_SC A_GWh_After Competition Groups_Energy Star A Line, PAR, MR Lamps
Residential | Res ¦ Car Block Heater Timer | 2030 | SC A | GWh | After Competition Groups | 178.7643 | 461607.3789 | 0.46161 | 2873.4255 | 0.062213 | 5 | Residential_2030_SC A_GWh_After Competition Groups_5 | Car Block Heater Timer | 6.221% | 0.46161 | 178.7643 | Residential_2030_SC A_GWh_After Competition Groups_Car Block Heater Timer
Residential | Res ¦ Energy Star LED Bulbs General Purpose LEDs | 2030 | SC A | GWh | After Competition Groups | 162.6497 | 0 | 0 | 2873.4255 | 0.056605 | 6 | Residential_2030_SC A_GWh_After Competition Groups_6 | Energy Star LED Bulbs General Purpose LEDs | 5.66% | 0 | 162.6497 | Residential_2030_SC A_GWh_After Competition Groups_Energy Star LED Bulbs General Purpose LEDs
Residential | Res ¦ Building Recommissioning, Operations and Maintenance (O&M) Improvements | 2030 | SC A | GWh | After Competition Groups | 145.0959 | 192334.332 | 0.19233 | 2873.4255 | 0.050496 | 7 | Residential_2030_SC A_GWh_After Competition Groups_7 | Building Recommissioning, Operations and Maintenance (O&M) Improvements | 5.05% | 0.19233 | 145.0959 | Residential_2030_SC A_GWh_After Competition Groups_Building Recommissioning, Operations and Maintenance (O&M) Improvements
Residential | Res ¦ Variable Speed Pool Pump Motor | 2030 | SC A | GWh | After Competition Groups | 132.7906 | 3538115.4615 | 3.5381 | 2873.4255 | 0.046213 | 8 | Residential_2030_SC A_GWh_After Competition Groups_8 | Variable Speed Pool Pump Motor | 4.621% | 3.5381 | 132.7906 | Residential_2030_SC A_GWh_After Competition Groups_Variable Speed Pool Pump Motor
Residential | Res ¦ Energy Star Torchiere | 2030 | SC A | GWh | After Competition Groups | 108.1311 | 1508295.5745 | 1.5083 | 2873.4255 | 0.037631 | 9 | Residential_2030_SC A_GWh_After Competition Groups_9 | Energy Star Torchiere | 3.763% | 1.5083 | 108.1311 | Residential_2030_SC A_GWh_After Competition Groups_Energy Star Torchiere
Residential | Res ¦ Adaptive Thermostat | 2030 | SC A | GWh | After Competition Groups | 85.9697 | 487008.8905 | 0.48701 | 2873.4255 | 0.029919 | 10 | Residential_2030_SC A_GWh_After Competition Groups_10 | Adaptive Thermostat | 2.992% | 0.48701 | 85.9697 | Residential_2030_SC A_GWh_After Competition Groups_Adaptive Thermostat
Residential | Res ¦ LED Parking Lot Fixture | 2030 | SC A | GWh | After Competition Groups | 74.3016 | 0 | 0 | 2873.4255 | 0.025858 | 11 | Residential_2030_SC A_GWh_After Competition Groups_11 | LED Parking Lot Fixture | 2.586% | 0 | 74.3016 | Residential_2030_SC A_GWh_After Competition Groups_LED Parking Lot Fixture
Residential | Res ¦ Comprehensive Draft Proofing | 2030 | SC A | GWh | After Competition Groups | 70.05 | 0 | 0 | 2873.4255 | 0.024379 | 12 | Residential_2030_SC A_GWh_After Competition Groups_12 | Comprehensive Draft Proofing | 2.438% | 0 | 70.05 | Residential_2030_SC A_GWh_After Competition Groups_Comprehensive Draft Proofing
Residential | Res ¦ Air Sealing | 2030 | SC A | GWh | After Competition Groups | 61.0043 | 1884102.2462 | 1.8841 | 2873.4255 | 0.021231 | 13 | Residential_2030_SC A_GWh_After Competition Groups_13 | Air Sealing | 2.123% | 1.8841 | 61.0043 | Residential_2030_SC A_GWh_After Competition Groups_Air Sealing
Residential | Res ¦ Basement Wall Insulation | 2030 | SC A | GWh | After Competition Groups | 58.2142 | 2381918.6087 | 2.3819 | 2873.4255 | 0.02026 | 14 | Residential_2030_SC A_GWh_After Competition Groups_14 | Basement Wall Insulation | 2.026% | 2.3819 | 58.2142 | Residential_2030_SC A_GWh_After Competition Groups_Basement Wall Insulation
Residential | Res ¦ Energy Star Air Source Heat Pump | 2030 | SC A | GWh | After Competition Groups | 57.511 | 2482964.1161 | 2.483 | 2873.4255 | 0.020015 | 15 | Residential_2030_SC A_GWh_After Competition Groups_15 | Energy Star Air Source Heat Pump | 2.001% | 2.483 | 57.511 | Residential_2030_SC A_GWh_After Competition Groups_Energy Star Air Source Heat Pump
Residential | Res ¦ Occupancy Sensors MF | 2030 | SC A | GWh | After Competition Groups | 42.4756 | 23658.3959 | 0.023658 | 2873.4255 | 0.014782 | 16 | Residential_2030_SC A_GWh_After Competition Groups_16 | Occupancy Sensors MF | 1.478% | 0.023658 | 42.4756 | Residential_2030_SC A_GWh_After Competition Groups_Occupancy Sensors MF
Residential | Res ¦ Energy Star Light Fixture | 2030 | SC A | GWh | After Competition Groups | 42.1407 | 1163698.8561 | 1.1637 | 2873.4255 | 0.014666 | 17 | Residential_2030_SC A_GWh_After Competition Groups_17 | Energy Star Light Fixture | 1.467% | 1.1637 | 42.1407 | Residential_2030_SC A_GWh_After Competition Groups_Energy Star Light Fixture
Residential | Res ¦ Energy Star Clothes Dryer | 2030 | SC A | GWh | After Competition Groups | 40.7749 | 1308300.9801 | 1.3083 | 2873.4255 | 0.01419 | 18 | Residential_2030_SC A_GWh_After Competition Groups_18 | Energy Star Clothes Dryer | 1.419% | 1.3083 | 40.7749 | Residential_2030_SC A_GWh_After Competition Groups_Energy Star Clothes Dryer
Residential | Res ¦ LED Exterior Area Lights - LED Fixture (200W) | 2030 | SC A | GWh | After Competition Groups | 36.5222 | 478211.3766 | 0.47821 | 2873.4255 | 0.01271 | 19 | Residential_2030_SC A_GWh_After Competition Groups_19 | LED Exterior Area Lights - LED Fixture (200W) | 1.271% | 0.47821 | 36.5222 | Residential_2030_SC A_GWh_After Competition Groups_LED Exterior Area Lights - LED Fixture (200W)
Residential | Res ¦ Refrigerator Recycling | 2030 | SC A | GWh | After Competition Groups | 27.226 | 900372.9574 | 0.90037 | 2873.4255 | 0.0094751 | 20 | Residential_2030_SC A_GWh_After Competition Groups_20 | Refrigerator Recycling | 0.9475% | 0.90037 | 27.226 | Residential_2030_SC A_GWh_After Competition Groups_Refrigerator Recycling
Residential | Res ¦ LED Tube Re-Lamp | 2030 | SC A | GWh | After Competition Groups | 25.3622 | 256423.5383 | 0.25642 | 2873.4255 | 0.0088265 | 21 | Residential_2030_SC A_GWh_After Competition Groups_21 | LED Tube Re-Lamp | 0.8826% | 0.25642 | 25.3622 | Residential_2030_SC A_GWh_After Competition Groups_LED Tube Re-Lamp
Residential | Res ¦ Energy Star Room Air Conditioner | 2030 | SC A | GWh | After Competition Groups | 20.4204 | 595315.973 | 0.59532 | 2873.4255 | 0.0071066 | 22 | Residential_2030_SC A_GWh_After Competition Groups_22 | Energy Star Room Air Conditioner | 0.7107% | 0.59532 | 20.4204 | Residential_2030_SC A_GWh_After Competition Groups_Energy Star Room Air Conditioner
Residential | Res ¦ Home Energy Reports | 2030 | SC A | GWh | After Competition Groups | 20.3318 | 1123686.6104 | 1.1237 | 2873.4255 | 0.0070758 | 23 | Residential_2030_SC A_GWh_After Competition Groups_23 | Home Energy Reports | 0.7076% | 1.1237 | 20.3318 | Residential_2030_SC A_GWh_After Competition Groups_Home Energy Reports
Residential | Res ¦ Outside Air Economizer | 2030 | SC A | GWh | After Competition Groups | 19.0438 | 228577.5641 | 0.22858 | 2873.4255 | 0.0066276 | 24 | Residential_2030_SC A_GWh_After Competition Groups_24 | Outside Air Economizer | 0.6628% | 0.22858 | 19.0438 | Residential_2030_SC A_GWh_After Competition Groups_Outside Air Economizer
Residential | Res ¦ Minimize Hot and Warm Clothes Wash | 2030 | SC A | GWh | After Competition Groups | 18.8852 | 0 | 0 | 2873.4255 | 0.0065724 | 25 | Residential_2030_SC A_GWh_After Competition Groups_25 | Minimize Hot and Warm Clothes Wash | 0.6572% | 0 | 18.8852 | Residential_2030_SC A_GWh_After Competition Groups_Minimize Hot and Warm Clothes Wash
Residential | Res ¦ Attic Insulation | 2030 | SC A | GWh | After Competition Groups | 18.6093 | 795170.7064 | 0.79517 | 2873.4255 | 0.0064763 | 26 | Residential_2030_SC A_GWh_After Competition Groups_26 | Attic Insulation | 0.6476% | 0.79517 | 18.6093 | Residential_2030_SC A_GWh_After Competition Groups_Attic Insulation
Residential | Res ¦ Furnace Whistle | 2030 | SC A | GWh | After Competition Groups | 18.3111 | 37603.043 | 0.037603 | 2873.4255 | 0.0063726 | 27 | Residential_2030_SC A_GWh_After Competition Groups_27 | Furnace Whistle | 0.6373% | 0.037603 | 18.3111 | Residential_2030_SC A_GWh_After Competition Groups_Furnace Whistle
Residential | Res ¦ Energy Star Freezer | 2030 | SC A | GWh | After Competition Groups | 18.0949 | 653388.8628 | 0.65339 | 2873.4255 | 0.0062973 | 28 | Residential_2030_SC A_GWh_After Competition Groups_28 | Energy Star Freezer | 0.6297% | 0.65339 | 18.0949 | Residential_2030_SC A_GWh_After Competition Groups_Energy Star Freezer
Residential | Res ¦ ENERGY STAR LED LAMPS (REFLECTOR LAMPs/MR16/PAR 16) | 2030 | SC A | GWh | After Competition Groups | 15.3584 | 73464.3534 | 0.073464 | 2873.4255 | 0.005345 | 29 | Residential_2030_SC A_GWh_After Competition Groups_29 | ENERGY STAR LED LAMPS (REFLECTOR LAMPs/MR16/PAR 16) | 0.5345% | 0.073464 | 15.3584 | Residential_2030_SC A_GWh_After Competition Groups_ENERGY STAR LED LAMPS (REFLECTOR LAMPs/MR16/PAR 16)
Residential | Res ¦ Advanced BAS/Controllers | 2030 | SC A | GWh | After Competition Groups | 13.8547 | 478687.7327 | 0.47869 | 2873.4255 | 0.0048217 | 30 | Residential_2030_SC A_GWh_After Competition Groups_30 | Advanced BAS/Controllers | 0.4822% | 0.47869 | 13.8547 | Residential_2030_SC A_GWh_After Competition Groups_Advanced BAS/Controllers
Residential | Res ¦ High Efficiency Chiller (avg of water and air cooled) | 2030 | SC A | GWh | After Competition Groups | 12.1358 | 171966.9462 | 0.17197 | 2873.4255 | 0.0042235 | 31 | Residential_2030_SC A_GWh_After Competition Groups_31 | High Efficiency Chiller (avg of water and air cooled) | 0.4223% | 0.17197 | 12.1358 | Residential_2030_SC A_GWh_After Competition Groups_High Efficiency Chiller (avg of water and air cooled)
Residential | Res ¦ Variable Frequency Drive (VFD) | 2030 | SC A | GWh | After Competition Groups | 7.7676 | 228300.2248 | 0.2283 | 2873.4255 | 0.0027032 | 32 | Residential_2030_SC A_GWh_After Competition Groups_32 | Variable Frequency Drive (VFD) | 0.2703% | 0.2283 | 7.7676 | Residential_2030_SC A_GWh_After Competition Groups_Variable Frequency Drive (VFD)
Residential | Res ¦ CO Sensors for parking garage exhaust fans | 2030 | SC A | GWh | After Competition Groups | 6.2468 | 232371.1833 | 0.23237 | 2873.4255 | 0.002174 | 33 | Residential_2030_SC A_GWh_After Competition Groups_33 | CO Sensors for parking garage exhaust fans | 0.2174% | 0.23237 | 6.2468 | Residential_2030_SC A_GWh_After Competition Groups_CO Sensors for parking garage exhaust fans
Residential | Res ¦ Water Heater Temperature Setback | 2030 | SC A | GWh | After Competition Groups | 5.7655 | 36293.2273 | 0.036293 | 2873.4255 | 0.0020065 | 34 | Residential_2030_SC A_GWh_After Competition Groups_34 | Water Heater Temperature Setback | 0.2006% | 0.036293 | 5.7655 | Residential_2030_SC A_GWh_After Competition Groups_Water Heater Temperature Setback
Residential | Res ¦ Demand Control Ventilation | 2030 | SC A | GWh | After Competition Groups | 5.0523 | 0 | 0 | 2873.4255 | 0.0017583 | 35 | Residential_2030_SC A_GWh_After Competition Groups_35 | Demand Control Ventilation | 0.1758% | 0 | 5.0523 | Residential_2030_SC A_GWh_After Competition Groups_Demand Control Ventilation
Residential | Res ¦ ENERGY STAR LED Lamps (General Service Lamps) | 2030 | SC A | GWh | After Competition Groups | 3.4264 | 20568.8878 | 0.020569 | 2873.4255 | 0.0011924 | 36 | Residential_2030_SC A_GWh_After Competition Groups_36 | ENERGY STAR LED Lamps (General Service Lamps) | 0.1192% | 0.020569 | 3.4264 | Residential_2030_SC A_GWh_After Competition Groups_ENERGY STAR LED Lamps (General Service Lamps)
Residential | Res ¦ Tankless Water Heater | 2030 | SC A | GWh | After Competition Groups | 3.3464 | 206559.3088 | 0.20656 | 2873.4255 | 0.0011646 | 37 | Residential_2030_SC A_GWh_After Competition Groups_37 | Tankless Water Heater | 0.1165% | 0.20656 | 3.3464 | Residential_2030_SC A_GWh_After Competition Groups_Tankless Water Heater
Residential | Res ¦ Clothes Drying Racks | 2030 | SC A | GWh | After Competition Groups | 2.3765 | 0 | 0 | 2873.4255 | 0.00082705 | 38 | Residential_2030_SC A_GWh_After Competition Groups_38 | Clothes Drying Racks | 0.08271% | 0 | 2.3765 | Residential_2030_SC A_GWh_After Competition Groups_Clothes Drying Racks
Residential | Res ¦ Condensing Make Up Air Unit | 2030 | SC A | GWh | After Competition Groups | 2.358 | 124559.3488 | 0.12456 | 2873.4255 | 0.00082063 | 39 | Residential_2030_SC A_GWh_After Competition Groups_39 | Condensing Make Up Air Unit | 0.08206% | 0.12456 | 2.358 | Residential_2030_SC A_GWh_After Competition Groups_Condensing Make Up Air Unit
Residential | Res ¦ VFD on Pumps | 2030 | SC A | GWh | After Competition Groups | 2.2277 | 75275.5374 | 0.075276 | 2873.4255 | 0.00077527 | 40 | Residential_2030_SC A_GWh_After Competition Groups_40 | VFD on Pumps | 0.07753% | 0.075276 | 2.2277 | Residential_2030_SC A_GWh_After Competition Groups_VFD on Pumps
Residential | Res ¦ Energy Star Dehumidifier | 2030 | SC A | GWh | After Competition Groups | 2.0693 | 113473.6859 | 0.11347 | 2873.4255 | 0.00072017 | 41 | Residential_2030_SC A_GWh_After Competition Groups_41 | Energy Star Dehumidifier | 0.07202% | 0.11347 | 2.0693 | Residential_2030_SC A_GWh_After Competition Groups_Energy Star Dehumidifier
Residential | Res ¦ Floor Insulation | 2030 | SC A | GWh | After Competition Groups | 1.3317 | 51205.8897 | 0.051206 | 2873.4255 | 0.00046344 | 42 | Residential_2030_SC A_GWh_After Competition Groups_42 | Floor Insulation | 0.04634% | 0.051206 | 1.3317 | Residential_2030_SC A_GWh_After Competition Groups_Floor Insulation
Residential | Res ¦ ECM MOTORS FOR HVAC APPLICATION (FAN-POWERED VAV BOX) | 2030 | SC A | GWh | After Competition Groups | 1.2821 | 45405.5167 | 0.045406 | 2873.4255 | 0.00044617 | 43 | Residential_2030_SC A_GWh_After Competition Groups_43 | ECM MOTORS FOR HVAC APPLICATION (FAN-POWERED VAV BOX) | 0.04462% | 0.045406 | 1.2821 | Residential_2030_SC A_GWh_After Competition Groups_ECM MOTORS FOR HVAC APPLICATION (FAN-POWERED VAV BOX)
Residential | Res ¦ Heat Recovery Ventilator | 2030 | SC A | GWh | After Competition Groups | 1.103 | 0 | 0 | 2873.4255 | 0.00038386 | 44 | Residential_2030_SC A_GWh_After Competition Groups_44 | Heat Recovery Ventilator | 0.03839% | 0 | 1.103 | Residential_2030_SC A_GWh_After Competition Groups_Heat Recovery Ventilator
Residential | Res ¦ Duct Insulation | 2030 | SC A | GWh | After Competition Groups | 0.78072 | 1142.9006 | 0.0011429 | 2873.4255 | 0.0002717 | 45 | Residential_2030_SC A_GWh_After Competition Groups_45 | Duct Insulation | 0.02717% | 0.0011429 | 0.78072 | Residential_2030_SC A_GWh_After Competition Groups_Duct Insulation
Residential | Res ¦ Beverage Vending Machine Controls | 2030 | SC A | GWh | After Competition Groups | 0.75159 | 13916.2266 | 0.013916 | 2873.4255 | 0.00026157 | 46 | Residential_2030_SC A_GWh_After Competition Groups_46 | Beverage Vending Machine Controls | 0.02616% | 0.013916 | 0.75159 | Residential_2030_SC A_GWh_After Competition Groups_Beverage Vending Machine Controls
Residential | Res ¦ Duct Insulation MF | 2030 | SC A | GWh | After Competition Groups | 0.45844 | 14641.8383 | 0.014642 | 2873.4255 | 0.00015955 | 47 | Residential_2030_SC A_GWh_After Competition Groups_47 | Duct Insulation MF | 0.01595% | 0.014642 | 0.45844 | Residential_2030_SC A_GWh_After Competition Groups_Duct Insulation MF
Residential | Res ¦ Chilled Water Optimization | 2030 | SC A | GWh | After Competition Groups | 0.15741 | 174.3305 | 0.00017433 | 2873.4255 | 5.4782e-05 | 48 | Residential_2030_SC A_GWh_After Competition Groups_48 | Chilled Water Optimization | 0.005478% | 0.00017433 | 0.15741 | Residential_2030_SC A_GWh_After Competition Groups_Chilled Water Optimization
Residential | Res ¦ LED High Bay Fixture | 2030 | SC A | GWh | After Competition Groups | 0.096266 | 7309.0788 | 0.0073091 | 2873.4255 | 3.3502e-05 | 49 | Residential_2030_SC A_GWh_After Competition Groups_49 | LED High Bay Fixture | 0.00335% | 0.0073091 | 0.096266 | Residential_2030_SC A_GWh_After Competition Groups_LED High Bay Fixture
Residential | Res ¦ Wall Insulation MF | 2030 | SC A | GWh | After Competition Groups | 0.0093984 | 0 | 0 | 2873.4255 | 3.2708e-06 | 50 | Residential_2030_SC A_GWh_After Competition Groups_50 | Wall Insulation MF | 0.0003271% | 0 | 0.0093984 | Residential_2030_SC A_GWh_After Competition Groups_Wall Insulation MF
Residential | Res ¦ Wall Insulation | 2030 | SC A | GWh | After Competition Groups | 0.0061192 | 0 | 0 | 2873.4255 | 2.1296e-06 | 51 | Residential_2030_SC A_GWh_After Competition Groups_51 | Wall Insulation | 0.000213% | 0 | 0.0061192 | Residential_2030_SC A_GWh_After Competition Groups_Wall Insulation
Residential | Res ¦ Freezer Recycling | 2030 | SC A | GWh | After Competition Groups | 0.0029655 | 0 | 0 | 2873.4255 | 1.032e-06 | 52 | Residential_2030_SC A_GWh_After Competition Groups_52 | Freezer Recycling | 0.0001032% | 0 | 0.0029655 | Residential_2030_SC A_GWh_After Competition Groups_Freezer Recycling
Residential | Res ¦ Heavy Duty Outdoor/Holiday Plug-in Timers | 2030 | SC A | GWh | After Competition Groups | 0 | 0 | 0 | 2873.4255 | 0 | 53 | Residential_2030_SC A_GWh_After Competition Groups_53 | Heavy Duty Outdoor/Holiday Plug-in Timers | 0% | 0 | 0 | Residential_2030_SC A_GWh_After Competition Groups_Heavy Duty Outdoor/Holiday Plug-in Timers
Residential | Res ¦ LED Downlight | 2030 | SC A | GWh | After Competition Groups | 0 | 0 | 0 | 2873.4255 | 0 | 54 | Residential_2030_SC A_GWh_After Competition Groups_54 | LED Downlight | 0% | 0 | 0 | Residential_2030_SC A_GWh_After Competition Groups_LED Downlight
Residential | Res ¦ Smart Burners | 2030 | SC A | GWh | After Competition Groups | 0 | 0 | 0 | 2873.4255 | 0 | 55 | Residential_2030_SC A_GWh_After Competition Groups_55 | Smart Burners | 0% | 0 | 0 | Residential_2030_SC A_GWh_After Competition Groups_Smart Burners
Residential | Res ¦ Smart Power Bar | 2030 | SC A | GWh | After Competition Groups | 0 | 0 | 0 | 2873.4255 | 0 | 56 | Residential_2030_SC A_GWh_After Competition Groups_56 | Smart Power Bar | 0% | 0 | 0 | Residential_2030_SC A_GWh_After Competition Groups_Smart Power Bar
Residential | Res ¦ Energy Star Clothes Washer | 2030 | SC B | GWh | After Competition Groups | 472.3207 | 17366142.8934 | 17.3661 | 4449.1363 | 0.10616 | 1 | Residential_2030_SC B_GWh_After Competition Groups_1 | Energy Star Clothes Washer | 10.62% | 17.3661 | 472.3207 | Residential_2030_SC B_GWh_After Competition Groups_Energy Star Clothes Washer
Residential | Res ¦ Variable Speed Pool Pump Motor | 2030 | SC B | GWh | After Competition Groups | 346.1862 | 4647859.3877 | 4.6479 | 4449.1363 | 0.07781 | 2 | Residential_2030_SC B_GWh_After Competition Groups_2 | Variable Speed Pool Pump Motor | 7.781% | 4.6479 | 346.1862 | Residential_2030_SC B_GWh_After Competition Groups_Variable Speed Pool Pump Motor
Residential | Res ¦ Energy Star LED Bulbs General Purpose LEDs | 2030 | SC B | GWh | After Competition Groups | 338.3039 | 0 | 0 | 4449.1363 | 0.076038 | 3 | Residential_2030_SC B_GWh_After Competition Groups_3 | Energy Star LED Bulbs General Purpose LEDs | 7.604% | 0 | 338.3039 | Residential_2030_SC B_GWh_After Competition Groups_Energy Star LED Bulbs General Purpose LEDs
Residential | Res ¦ Energy Star A Line, PAR, MR Lamps | 2030 | SC B | GWh | After Competition Groups | 332.1237 | 26279.9505 | 0.02628 | 4449.1363 | 0.074649 | 4 | Residential_2030_SC B_GWh_After Competition Groups_4 | Energy Star A Line, PAR, MR Lamps | 7.465% | 0.02628 | 332.1237 | Residential_2030_SC B_GWh_After Competition Groups_Energy Star A Line, PAR, MR Lamps
Residential | Res ¦ Ductless Mini-Split Heat Pump | 2030 | SC B | GWh | After Competition Groups | 315.721 | 5903533.4818 | 5.9035 | 4449.1363 | 0.070962 | 5 | Residential_2030_SC B_GWh_After Competition Groups_5 | Ductless Mini-Split Heat Pump | 7.096% | 5.9035 | 315.721 | Residential_2030_SC B_GWh_After Competition Groups_Ductless Mini-Split Heat Pump
Residential | Res ¦ Energy Star LED Specialty Bulbs | 2030 | SC B | GWh | After Competition Groups | 306.5287 | 35211.9125 | 0.035212 | 4449.1363 | 0.068896 | 6 | Residential_2030_SC B_GWh_After Competition Groups_6 | Energy Star LED Specialty Bulbs | 6.89% | 0.035212 | 306.5287 | Residential_2030_SC B_GWh_After Competition Groups_Energy Star LED Specialty Bulbs
Residential | Res ¦ Car Block Heater Timer | 2030 | SC B | GWh | After Competition Groups | 304.4317 | 402600.3376 | 0.4026 | 4449.1363 | 0.068425 | 7 | Residential_2030_SC B_GWh_After Competition Groups_7 | Car Block Heater Timer | 6.842% | 0.4026 | 304.4317 | Residential_2030_SC B_GWh_After Competition Groups_Car Block Heater Timer
Residential | Res ¦ Building Recommissioning, Operations and Maintenance (O&M) Improvements | 2030 | SC B | GWh | After Competition Groups | 268.2988 | 141927.9222 | 0.14193 | 4449.1363 | 0.060304 | 8 | Residential_2030_SC B_GWh_After Competition Groups_8 | Building Recommissioning, Operations and Maintenance (O&M) Improvements | 6.03% | 0.14193 | 268.2988 | Residential_2030_SC B_GWh_After Competition Groups_Building Recommissioning, Operations and Maintenance (O&M) Improvements
Residential | Res ¦ Adaptive Thermostat | 2030 | SC B | GWh | After Competition Groups | 209.1891 | 7009411.903 | 7.0094 | 4449.1363 | 0.047018 | 9 | Residential_2030_SC B_GWh_After Competition Groups_9 | Adaptive Thermostat | 4.702% | 7.0094 | 209.1891 | Residential_2030_SC B_GWh_After Competition Groups_Adaptive Thermostat
Residential | Res ¦ Energy Star Torchiere | 2030 | SC B | GWh | After Competition Groups | 158.8656 | 1873397.4602 | 1.8734 | 4449.1363 | 0.035707 | 10 | Residential_2030_SC B_GWh_After Competition Groups_10 | Energy Star Torchiere | 3.571% | 1.8734 | 158.8656 | Residential_2030_SC B_GWh_After Competition Groups_Energy Star Torchiere
Residential | Res ¦ Comprehensive Draft Proofing | 2030 | SC B | GWh | After Competition Groups | 136.4604 | 0 | 0 | 4449.1363 | 0.030671 | 11 | Residential_2030_SC B_GWh_After Competition Groups_11 | Comprehensive Draft Proofing | 3.067% | 0 | 136.4604 | Residential_2030_SC B_GWh_After Competition Groups_Comprehensive Draft Proofing
Residential | Res ¦ Air Sealing | 2030 | SC B | GWh | After Competition Groups | 112.9698 | 5580764.9795 | 5.5808 | 4449.1363 | 0.025391 | 12 | Residential_2030_SC B_GWh_After Competition Groups_12 | Air Sealing | 2.539% | 5.5808 | 112.9698 | Residential_2030_SC B_GWh_After Competition Groups_Air Sealing
Residential | Res ¦ Energy Star Air Source Heat Pump | 2030 | SC B | GWh | After Competition Groups | 91.4069 | 3667706.1986 | 3.6677 | 4449.1363 | 0.020545 | 13 | Residential_2030_SC B_GWh_After Competition Groups_13 | Energy Star Air Source Heat Pump | 2.054% | 3.6677 | 91.4069 | Residential_2030_SC B_GWh_After Competition Groups_Energy Star Air Source Heat Pump
Residential | Res ¦ Occupancy Sensors MF | 2030 | SC B | GWh | After Competition Groups | 81.4434 | 17457.4603 | 0.017457 | 4449.1363 | 0.018305 | 14 | Residential_2030_SC B_GWh_After Competition Groups_14 | Occupancy Sensors MF | 1.831% | 0.017457 | 81.4434 | Residential_2030_SC B_GWh_After Competition Groups_Occupancy Sensors MF
Residential | Res ¦ LED Parking Lot Fixture | 2030 | SC B | GWh | After Competition Groups | 80.9348 | 809232.0651 | 0.80923 | 4449.1363 | 0.018191 | 15 | Residential_2030_SC B_GWh_After Competition Groups_15 | LED Parking Lot Fixture | 1.819% | 0.80923 | 80.9348 | Residential_2030_SC B_GWh_After Competition Groups_LED Parking Lot Fixture
Residential | Res ¦ Energy Star Clothes Dryer | 2030 | SC B | GWh | After Competition Groups | 73.9663 | 5830807.4219 | 5.8308 | 4449.1363 | 0.016625 | 16 | Residential_2030_SC B_GWh_After Competition Groups_16 | Energy Star Clothes Dryer | 1.662% | 5.8308 | 73.9663 | Residential_2030_SC B_GWh_After Competition Groups_Energy Star Clothes Dryer
Residential | Res ¦ Refrigerator Recycling | 2030 | SC B | GWh | After Competition Groups | 70.327 | 1181774.2965 | 1.1818 | 4449.1363 | 0.015807 | 17 | Residential_2030_SC B_GWh_After Competition Groups_17 | Refrigerator Recycling | 1.581% | 1.1818 | 70.327 | Residential_2030_SC B_GWh_After Competition Groups_Refrigerator Recycling
Residential | Res ¦ Clothes Drying Racks | 2030 | SC B | GWh | After Competition Groups | 64.206 | 5109839.9915 | 5.1098 | 4449.1363 | 0.014431 | 18 | Residential_2030_SC B_GWh_After Competition Groups_18 | Clothes Drying Racks | 1.443% | 5.1098 | 64.206 | Residential_2030_SC B_GWh_After Competition Groups_Clothes Drying Racks
Residential | Res ¦ Freezer Recycling | 2030 | SC B | GWh | After Competition Groups | 61.6297 | 25580140.7899 | 25.5801 | 4449.1363 | 0.013852 | 19 | Residential_2030_SC B_GWh_After Competition Groups_19 | Freezer Recycling | 1.385% | 25.5801 | 61.6297 | Residential_2030_SC B_GWh_After Competition Groups_Freezer Recycling
Residential | Res ¦ Energy Star Light Fixture | 2030 | SC B | GWh | After Competition Groups | 60.2956 | 3751249.41 | 3.7512 | 4449.1363 | 0.013552 | 20 | Residential_2030_SC B_GWh_After Competition Groups_20 | Energy Star Light Fixture | 1.355% | 3.7512 | 60.2956 | Residential_2030_SC B_GWh_After Competition Groups_Energy Star Light Fixture
Residential | Res ¦ Basement Wall Insulation | 2030 | SC B | GWh | After Competition Groups | 59.3062 | 2381324.7716 | 2.3813 | 4449.1363 | 0.01333 | 21 | Residential_2030_SC B_GWh_After Competition Groups_21 | Basement Wall Insulation | 1.333% | 2.3813 | 59.3062 | Residential_2030_SC B_GWh_After Competition Groups_Basement Wall Insulation
Residential | Res ¦ Attic Insulation | 2030 | SC B | GWh | After Competition Groups | 45.7424 | 4164975.4748 | 4.165 | 4449.1363 | 0.010281 | 22 | Residential_2030_SC B_GWh_After Competition Groups_22 | Attic Insulation | 1.028% | 4.165 | 45.7424 | Residential_2030_SC B_GWh_After Competition Groups_Attic Insulation
Residential | Res ¦ Energy Star Room Air Conditioner | 2030 | SC B | GWh | After Competition Groups | 39.9329 | 2381894.7907 | 2.3819 | 4449.1363 | 0.0089754 | 23 | Residential_2030_SC B_GWh_After Competition Groups_23 | Energy Star Room Air Conditioner | 0.8975% | 2.3819 | 39.9329 | Residential_2030_SC B_GWh_After Competition Groups_Energy Star Room Air Conditioner
Residential | Res ¦ Energy Star Freezer | 2030 | SC B | GWh | After Competition Groups | 39.2742 | 3077674.1414 | 3.0777 | 4449.1363 | 0.0088274 | 24 | Residential_2030_SC B_GWh_After Competition Groups_24 | Energy Star Freezer | 0.8827% | 3.0777 | 39.2742 | Residential_2030_SC B_GWh_After Competition Groups_Energy Star Freezer
Residential | Res ¦ Advanced BAS/Controllers | 2030 | SC B | GWh | After Competition Groups | 39.2663 | 694108.6826 | 0.69411 | 4449.1363 | 0.0088256 | 25 | Residential_2030_SC B_GWh_After Competition Groups_25 | Advanced BAS/Controllers | 0.8826% | 0.69411 | 39.2663 | Residential_2030_SC B_GWh_After Competition Groups_Advanced BAS/Controllers
Residential | Res ¦ LED Exterior Area Lights - LED Fixture (200W) | 2030 | SC B | GWh | After Competition Groups | 36.5222 | 756397.466 | 0.7564 | 4449.1363 | 0.0082088 | 26 | Residential_2030_SC B_GWh_After Competition Groups_26 | LED Exterior Area Lights - LED Fixture (200W) | 0.8209% | 0.7564 | 36.5222 | Residential_2030_SC B_GWh_After Competition Groups_LED Exterior Area Lights - LED Fixture (200W)
Residential | Res ¦ Furnace Whistle | 2030 | SC B | GWh | After Competition Groups | 33.8142 | 27747.4008 | 0.027747 | 4449.1363 | 0.0076002 | 27 | Residential_2030_SC B_GWh_After Competition Groups_27 | Furnace Whistle | 0.76% | 0.027747 | 33.8142 | Residential_2030_SC B_GWh_After Competition Groups_Furnace Whistle
Residential | Res ¦ Outside Air Economizer | 2030 | SC B | GWh | After Competition Groups | 27.9272 | 191912.6994 | 0.19191 | 4449.1363 | 0.006277 | 28 | Residential_2030_SC B_GWh_After Competition Groups_28 | Outside Air Economizer | 0.6277% | 0.19191 | 27.9272 | Residential_2030_SC B_GWh_After Competition Groups_Outside Air Economizer
Residential | Res ¦ LED Tube Re-Lamp | 2030 | SC B | GWh | After Competition Groups | 25.3622 | 588661.6859 | 0.58866 | 4449.1363 | 0.0057005 | 29 | Residential_2030_SC B_GWh_After Competition Groups_29 | LED Tube Re-Lamp | 0.57% | 0.58866 | 25.3622 | Residential_2030_SC B_GWh_After Competition Groups_LED Tube Re-Lamp
Residential | Res ¦ Home Energy Reports | 2030 | SC B | GWh | After Competition Groups | 20.3318 | 1123686.6104 | 1.1237 | 4449.1363 | 0.0045698 | 30 | Residential_2030_SC B_GWh_After Competition Groups_30 | Home Energy Reports | 0.457% | 1.1237 | 20.3318 | Residential_2030_SC B_GWh_After Competition Groups_Home Energy Reports
Residential | Res ¦ Energy Star Dehumidifier | 2030 | SC B | GWh | After Competition Groups | 20.1972 | 2638665.1598 | 2.6387 | 4449.1363 | 0.0045396 | 31 | Residential_2030_SC B_GWh_After Competition Groups_31 | Energy Star Dehumidifier | 0.454% | 2.6387 | 20.1972 | Residential_2030_SC B_GWh_After Competition Groups_Energy Star Dehumidifier
Residential | Res ¦ Minimize Hot and Warm Clothes Wash | 2030 | SC B | GWh | After Competition Groups | 18.8852 | 0 | 0 | 4449.1363 | 0.0042447 | 32 | Residential_2030_SC B_GWh_After Competition Groups_32 | Minimize Hot and Warm Clothes Wash | 0.4245% | 0 | 18.8852 | Residential_2030_SC B_GWh_After Competition Groups_Minimize Hot and Warm Clothes Wash
Residential | Res ¦ Demand Control Ventilation | 2030 | SC B | GWh | After Competition Groups | 18.1091 | 397312.1112 | 0.39731 | 4449.1363 | 0.0040702 | 33 | Residential_2030_SC B_GWh_After Competition Groups_33 | Demand Control Ventilation | 0.407% | 0.39731 | 18.1091 | Residential_2030_SC B_GWh_After Competition Groups_Demand Control Ventilation
Residential | Res ¦ ENERGY STAR LED LAMPS (REFLECTOR LAMPs/MR16/PAR 16) | 2030 | SC B | GWh | After Competition Groups | 15.3584 | 99820.1853 | 0.09982 | 4449.1363 | 0.003452 | 34 | Residential_2030_SC B_GWh_After Competition Groups_34 | ENERGY STAR LED LAMPS (REFLECTOR LAMPs/MR16/PAR 16) | 0.3452% | 0.09982 | 15.3584 | Residential_2030_SC B_GWh_After Competition Groups_ENERGY STAR LED LAMPS (REFLECTOR LAMPs/MR16/PAR 16)
Residential | Res ¦ CO Sensors for parking garage exhaust fans | 2030 | SC B | GWh | After Competition Groups | 14.833 | 392029.8068 | 0.39203 | 4449.1363 | 0.0033339 | 35 | Residential_2030_SC B_GWh_After Competition Groups_35 | CO Sensors for parking garage exhaust fans | 0.3334% | 0.39203 | 14.833 | Residential_2030_SC B_GWh_After Competition Groups_CO Sensors for parking garage exhaust fans
Residential | Res ¦ Variable Frequency Drive (VFD) | 2030 | SC B | GWh | After Competition Groups | 14.3436 | 168481.5959 | 0.16848 | 4449.1363 | 0.0032239 | 36 | Residential_2030_SC B_GWh_After Competition Groups_36 | Variable Frequency Drive (VFD) | 0.3224% | 0.16848 | 14.3436 | Residential_2030_SC B_GWh_After Competition Groups_Variable Frequency Drive (VFD)
Residential | Res ¦ Heat Recovery Ventilator | 2030 | SC B | GWh | After Competition Groups | 13.2846 | 4248948.0652 | 4.2489 | 4449.1363 | 0.0029859 | 37 | Residential_2030_SC B_GWh_After Competition Groups_37 | Heat Recovery Ventilator | 0.2986% | 4.2489 | 13.2846 | Residential_2030_SC B_GWh_After Competition Groups_Heat Recovery Ventilator
Residential | Res ¦ High Efficiency Chiller (avg of water and air cooled) | 2030 | SC B | GWh | After Competition Groups | 12.4772 | 173728.4332 | 0.17373 | 4449.1363 | 0.0028044 | 38 | Residential_2030_SC B_GWh_After Competition Groups_38 | High Efficiency Chiller (avg of water and air cooled) | 0.2804% | 0.17373 | 12.4772 | Residential_2030_SC B_GWh_After Competition Groups_High Efficiency Chiller (avg of water and air cooled)
Residential | Res ¦ Floor Insulation | 2030 | SC B | GWh | After Competition Groups | 11.9833 | 1706051.7915 | 1.7061 | 4449.1363 | 0.0026934 | 39 | Residential_2030_SC B_GWh_After Competition Groups_39 | Floor Insulation | 0.2693% | 1.7061 | 11.9833 | Residential_2030_SC B_GWh_After Competition Groups_Floor Insulation
Residential | Res ¦ Duct Insulation | 2030 | SC B | GWh | After Competition Groups | 10.894 | 1478371.2508 | 1.4784 | 4449.1363 | 0.0024486 | 40 | Residential_2030_SC B_GWh_After Competition Groups_40 | Duct Insulation | 0.2449% | 1.4784 | 10.894 | Residential_2030_SC B_GWh_After Competition Groups_Duct Insulation
Residential | Res ¦ Water Heater Temperature Setback | 2030 | SC B | GWh | After Competition Groups | 10.7186 | 27938.8871 | 0.027939 | 4449.1363 | 0.0024092 | 41 | Residential_2030_SC B_GWh_After Competition Groups_41 | Water Heater Temperature Setback | 0.2409% | 0.027939 | 10.7186 | Residential_2030_SC B_GWh_After Competition Groups_Water Heater Temperature Setback
Residential | Res ¦ Tankless Water Heater | 2030 | SC B | GWh | After Competition Groups | 9.2246 | 1226108.3433 | 1.2261 | 4449.1363 | 0.0020733 | 42 | Residential_2030_SC B_GWh_After Competition Groups_42 | Tankless Water Heater | 0.2073% | 1.2261 | 9.2246 | Residential_2030_SC B_GWh_After Competition Groups_Tankless Water Heater
Residential | Res ¦ Condensing Make Up Air Unit | 2030 | SC B | GWh | After Competition Groups | 8.7786 | 1216083.5084 | 1.2161 | 4449.1363 | 0.0019731 | 43 | Residential_2030_SC B_GWh_After Competition Groups_43 | Condensing Make Up Air Unit | 0.1973% | 1.2161 | 8.7786 | Residential_2030_SC B_GWh_After Competition Groups_Condensing Make Up Air Unit
Residential | Res ¦ Duct Insulation MF | 2030 | SC B | GWh | After Competition Groups | 4.6213 | 1089053.3408 | 1.0891 | 4449.1363 | 0.0010387 | 44 | Residential_2030_SC B_GWh_After Competition Groups_44 | Duct Insulation MF | 0.1039% | 1.0891 | 4.6213 | Residential_2030_SC B_GWh_After Competition Groups_Duct Insulation MF
Residential | Res ¦ VFD on Pumps | 2030 | SC B | GWh | After Competition Groups | 4.4108 | 63112.6941 | 0.063113 | 4449.1363 | 0.00099138 | 45 | Residential_2030_SC B_GWh_After Competition Groups_45 | VFD on Pumps | 0.09914% | 0.063113 | 4.4108 | Residential_2030_SC B_GWh_After Competition Groups_VFD on Pumps
Residential | Res ¦ ENERGY STAR LED Lamps (General Service Lamps) | 2030 | SC B | GWh | After Competition Groups | 3.4264 | 20690.5903 | 0.020691 | 4449.1363 | 0.00077013 | 46 | Residential_2030_SC B_GWh_After Competition Groups_46 | ENERGY STAR LED Lamps (General Service Lamps) | 0.07701% | 0.020691 | 3.4264 | Residential_2030_SC B_GWh_After Competition Groups_ENERGY STAR LED Lamps (General Service Lamps)
Residential | Res ¦ ECM MOTORS FOR HVAC APPLICATION (FAN-POWERED VAV BOX) | 2030 | SC B | GWh | After Competition Groups | 2.3406 | 43482.5263 | 0.043483 | 4449.1363 | 0.00052608 | 47 | Residential_2030_SC B_GWh_After Competition Groups_47 | ECM MOTORS FOR HVAC APPLICATION (FAN-POWERED VAV BOX) | 0.05261% | 0.043483 | 2.3406 | Residential_2030_SC B_GWh_After Competition Groups_ECM MOTORS FOR HVAC APPLICATION (FAN-POWERED VAV BOX)
Residential | Res ¦ Beverage Vending Machine Controls | 2030 | SC B | GWh | After Competition Groups | 1.5736 | 22371.0298 | 0.022371 | 4449.1363 | 0.00035369 | 48 | Residential_2030_SC B_GWh_After Competition Groups_48 | Beverage Vending Machine Controls | 0.03537% | 0.022371 | 1.5736 | Residential_2030_SC B_GWh_After Competition Groups_Beverage Vending Machine Controls
Residential | Res ¦ Chilled Water Optimization | 2030 | SC B | GWh | After Competition Groups | 0.21516 | 216.1648 | 0.00021616 | 4449.1363 | 4.8361e-05 | 49 | Residential_2030_SC B_GWh_After Competition Groups_49 | Chilled Water Optimization | 0.004836% | 0.00021616 | 0.21516 | Residential_2030_SC B_GWh_After Competition Groups_Chilled Water Optimization
Residential | Res ¦ LED High Bay Fixture | 2030 | SC B | GWh | After Competition Groups | 0.18922 | 20298.7635 | 0.020299 | 4449.1363 | 4.2529e-05 | 50 | Residential_2030_SC B_GWh_After Competition Groups_50 | LED High Bay Fixture | 0.004253% | 0.020299 | 0.18922 | Residential_2030_SC B_GWh_After Competition Groups_LED High Bay Fixture
Residential | Res ¦ Wall Insulation | 2030 | SC B | GWh | After Competition Groups | 0.17223 | 0 | 0 | 4449.1363 | 3.8711e-05 | 51 | Residential_2030_SC B_GWh_After Competition Groups_51 | Wall Insulation | 0.003871% | 0 | 0.17223 | Residential_2030_SC B_GWh_After Competition Groups_Wall Insulation
Residential | Res ¦ Wall Insulation MF | 2030 | SC B | GWh | After Competition Groups | 0.010447 | 0 | 0 | 4449.1363 | 2.3481e-06 | 52 | Residential_2030_SC B_GWh_After Competition Groups_52 | Wall Insulation MF | 0.0002348% | 0 | 0.010447 | Residential_2030_SC B_GWh_After Competition Groups_Wall Insulation MF
Residential | Res ¦ Heavy Duty Outdoor/Holiday Plug-in Timers | 2030 | SC B | GWh | After Competition Groups | 0 | 0 | 0 | 4449.1363 | 0 | 53 | Residential_2030_SC B_GWh_After Competition Groups_53 | Heavy Duty Outdoor/Holiday Plug-in Timers | 0% | 0 | 0 | Residential_2030_SC B_GWh_After Competition Groups_Heavy Duty Outdoor/Holiday Plug-in Timers
Residential | Res ¦ LED Downlight | 2030 | SC B | GWh | After Competition Groups | 0 | 0 | 0 | 4449.1363 | 0 | 54 | Residential_2030_SC B_GWh_After Competition Groups_54 | LED Downlight | 0% | 0 | 0 | Residential_2030_SC B_GWh_After Competition Groups_LED Downlight
Residential | Res ¦ Smart Burners | 2030 | SC B | GWh | After Competition Groups | 0 | 0 | 0 | 4449.1363 | 0 | 55 | Residential_2030_SC B_GWh_After Competition Groups_55 | Smart Burners | 0% | 0 | 0 | Residential_2030_SC B_GWh_After Competition Groups_Smart Burners
Residential | Res ¦ Smart Power Bar | 2030 | SC B | GWh | After Competition Groups | 0 | 0 | 0 | 4449.1363 | 0 | 56 | Residential_2030_SC B_GWh_After Competition Groups_56 | Smart Power Bar | 0% | 0 | 0 | Residential_2030_SC B_GWh_After Competition Groups_Smart Power Bar
Residential | Res ¦ Energy Star LED Specialty Bulbs | 2030 | SC C | GWh | After Competition Groups | 532.478 | 37477.5389 | 0.037478 | 3307.8893 | 0.16097 | 1 | Residential_2030_SC C_GWh_After Competition Groups_1 | Energy Star LED Specialty Bulbs | 16.1% | 0.037478 | 532.478 | Residential_2030_SC C_GWh_After Competition Groups_Energy Star LED Specialty Bulbs
Residential | Res ¦ Energy Star Clothes Washer | 2030 | SC C | GWh | After Competition Groups | 420.6469 | 16761091.9554 | 16.7611 | 3307.8893 | 0.12716 | 2 | Residential_2030_SC C_GWh_After Competition Groups_2 | Energy Star Clothes Washer | 12.72% | 16.7611 | 420.6469 | Residential_2030_SC C_GWh_After Competition Groups_Energy Star Clothes Washer
Residential | Res ¦ Ductless Mini-Split Heat Pump | 2030 | SC C | GWh | After Competition Groups | 242.9499 | 4851184.6165 | 4.8512 | 3307.8893 | 0.073446 | 3 | Residential_2030_SC C_GWh_After Competition Groups_3 | Ductless Mini-Split Heat Pump | 7.345% | 4.8512 | 242.9499 | Residential_2030_SC C_GWh_After Competition Groups_Ductless Mini-Split Heat Pump
Residential | Res ¦ Energy Star A Line, PAR, MR Lamps | 2030 | SC C | GWh | After Competition Groups | 228.8764 | 21274.6928 | 0.021275 | 3307.8893 | 0.069191 | 4 | Residential_2030_SC C_GWh_After Competition Groups_4 | Energy Star A Line, PAR, MR Lamps | 6.919% | 0.021275 | 228.8764 | Residential_2030_SC C_GWh_After Competition Groups_Energy Star A Line, PAR, MR Lamps
Residential | Res ¦ Variable Speed Pool Pump Motor | 2030 | SC C | GWh | After Competition Groups | 187.4749 | 6297670.6117 | 6.2977 | 3307.8893 | 0.056675 | 5 | Residential_2030_SC C_GWh_After Competition Groups_5 | Variable Speed Pool Pump Motor | 5.668% | 6.2977 | 187.4749 | Residential_2030_SC C_GWh_After Competition Groups_Variable Speed Pool Pump Motor
Residential | Res ¦ Car Block Heater Timer | 2030 | SC C | GWh | After Competition Groups | 178.7643 | 461607.3789 | 0.46161 | 3307.8893 | 0.054042 | 6 | Residential_2030_SC C_GWh_After Competition Groups_6 | Car Block Heater Timer | 5.404% | 0.46161 | 178.7643 | Residential_2030_SC C_GWh_After Competition Groups_Car Block Heater Timer
Residential | Res ¦ Energy Star LED Bulbs General Purpose LEDs | 2030 | SC C | GWh | After Competition Groups | 162.6497 | 0 | 0 | 3307.8893 | 0.04917 | 7 | Residential_2030_SC C_GWh_After Competition Groups_7 | Energy Star LED Bulbs General Purpose LEDs | 4.917% | 0 | 162.6497 | Residential_2030_SC C_GWh_After Competition Groups_Energy Star LED Bulbs General Purpose LEDs
Residential | Res ¦ Building Recommissioning, Operations and Maintenance (O&M) Improvements | 2030 | SC C | GWh | After Competition Groups | 145.2897 | 192334.332 | 0.19233 | 3307.8893 | 0.043922 | 8 | Residential_2030_SC C_GWh_After Competition Groups_8 | Building Recommissioning, Operations and Maintenance (O&M) Improvements | 4.392% | 0.19233 | 145.2897 | Residential_2030_SC C_GWh_After Competition Groups_Building Recommissioning, Operations and Maintenance (O&M) Improvements
Residential | Res ¦ Adaptive Thermostat | 2030 | SC C | GWh | After Competition Groups | 143.6979 | 7013462.0645 | 7.0135 | 3307.8893 | 0.043441 | 9 | Residential_2030_SC C_GWh_After Competition Groups_9 | Adaptive Thermostat | 4.344% | 7.0135 | 143.6979 | Residential_2030_SC C_GWh_After Competition Groups_Adaptive Thermostat
Residential | Res ¦ Energy Star Torchiere | 2030 | SC C | GWh | After Competition Groups | 108.1311 | 1508295.5745 | 1.5083 | 3307.8893 | 0.032689 | 10 | Residential_2030_SC C_GWh_After Competition Groups_10 | Energy Star Torchiere | 3.269% | 1.5083 | 108.1311 | Residential_2030_SC C_GWh_After Competition Groups_Energy Star Torchiere
Residential | Res ¦ Air Sealing | 2030 | SC C | GWh | After Competition Groups | 103.0668 | 5582481.3683 | 5.5825 | 3307.8893 | 0.031158 | 11 | Residential_2030_SC C_GWh_After Competition Groups_11 | Air Sealing | 3.116% | 5.5825 | 103.0668 | Residential_2030_SC C_GWh_After Competition Groups_Air Sealing
Residential | Res ¦ LED Parking Lot Fixture | 2030 | SC C | GWh | After Competition Groups | 74.3016 | 0 | 0 | 3307.8893 | 0.022462 | 12 | Residential_2030_SC C_GWh_After Competition Groups_12 | LED Parking Lot Fixture | 2.246% | 0 | 74.3016 | Residential_2030_SC C_GWh_After Competition Groups_LED Parking Lot Fixture
Residential | Res ¦ Energy Star Clothes Dryer | 2030 | SC C | GWh | After Competition Groups | 73.9909 | 5833580.0628 | 5.8336 | 3307.8893 | 0.022368 | 13 | Residential_2030_SC C_GWh_After Competition Groups_13 | Energy Star Clothes Dryer | 2.237% | 5.8336 | 73.9909 | Residential_2030_SC C_GWh_After Competition Groups_Energy Star Clothes Dryer
Residential | Res ¦ Comprehensive Draft Proofing | 2030 | SC C | GWh | After Competition Groups | 73.8961 | 0 | 0 | 3307.8893 | 0.022339 | 14 | Residential_2030_SC C_GWh_After Competition Groups_14 | Comprehensive Draft Proofing | 2.234% | 0 | 73.8961 | Residential_2030_SC C_GWh_After Competition Groups_Comprehensive Draft Proofing
Residential | Res ¦ Basement Wall Insulation | 2030 | SC C | GWh | After Competition Groups | 59.3148 | 2381918.6087 | 2.3819 | 3307.8893 | 0.017931 | 15 | Residential_2030_SC C_GWh_After Competition Groups_15 | Basement Wall Insulation | 1.793% | 2.3819 | 59.3148 | Residential_2030_SC C_GWh_After Competition Groups_Basement Wall Insulation
Residential | Res ¦ Energy Star Air Source Heat Pump | 2030 | SC C | GWh | After Competition Groups | 57.511 | 2482964.1104 | 2.483 | 3307.8893 | 0.017386 | 16 | Residential_2030_SC C_GWh_After Competition Groups_16 | Energy Star Air Source Heat Pump | 1.739% | 2.483 | 57.511 | Residential_2030_SC C_GWh_After Competition Groups_Energy Star Air Source Heat Pump
Residential | Res ¦ Energy Star Light Fixture | 2030 | SC C | GWh | After Competition Groups | 55.4606 | 3615241.9337 | 3.6152 | 3307.8893 | 0.016766 | 17 | Residential_2030_SC C_GWh_After Competition Groups_17 | Energy Star Light Fixture | 1.677% | 3.6152 | 55.4606 | Residential_2030_SC C_GWh_After Competition Groups_Energy Star Light Fixture
Residential | Res ¦ Attic Insulation | 2030 | SC C | GWh | After Competition Groups | 44.6679 | 4166876.8976 | 4.1669 | 3307.8893 | 0.013503 | 18 | Residential_2030_SC C_GWh_After Competition Groups_18 | Attic Insulation | 1.35% | 4.1669 | 44.6679 | Residential_2030_SC C_GWh_After Competition Groups_Attic Insulation
Residential | Res ¦ Occupancy Sensors MF | 2030 | SC C | GWh | After Competition Groups | 42.4756 | 23658.3959 | 0.023658 | 3307.8893 | 0.012841 | 19 | Residential_2030_SC C_GWh_After Competition Groups_19 | Occupancy Sensors MF | 1.284% | 0.023658 | 42.4756 | Residential_2030_SC C_GWh_After Competition Groups_Occupancy Sensors MF
Residential | Res ¦ Refrigerator Recycling | 2030 | SC C | GWh | After Competition Groups | 38.0853 | 1601220.029 | 1.6012 | 3307.8893 | 0.011513 | 20 | Residential_2030_SC C_GWh_After Competition Groups_20 | Refrigerator Recycling | 1.151% | 1.6012 | 38.0853 | Residential_2030_SC C_GWh_After Competition Groups_Refrigerator Recycling
Residential | Res ¦ LED Exterior Area Lights - LED Fixture (200W) | 2030 | SC C | GWh | After Competition Groups | 36.5222 | 756473.1133 | 0.75647 | 3307.8893 | 0.011041 | 21 | Residential_2030_SC C_GWh_After Competition Groups_21 | LED Exterior Area Lights - LED Fixture (200W) | 1.104% | 0.75647 | 36.5222 | Residential_2030_SC C_GWh_After Competition Groups_LED Exterior Area Lights - LED Fixture (200W)
Residential | Res ¦ Energy Star Room Air Conditioner | 2030 | SC C | GWh | After Competition Groups | 32.027 | 2023081.8289 | 2.0231 | 3307.8893 | 0.009682 | 22 | Residential_2030_SC C_GWh_After Competition Groups_22 | Energy Star Room Air Conditioner | 0.9682% | 2.0231 | 32.027 | Residential_2030_SC C_GWh_After Competition Groups_Energy Star Room Air Conditioner
Residential | Res ¦ Energy Star Freezer | 2030 | SC C | GWh | After Competition Groups | 31.5003 | 2752656.9539 | 2.7527 | 3307.8893 | 0.0095228 | 23 | Residential_2030_SC C_GWh_After Competition Groups_23 | Energy Star Freezer | 0.9523% | 2.7527 | 31.5003 | Residential_2030_SC C_GWh_After Competition Groups_Energy Star Freezer
Residential | Res ¦ LED Tube Re-Lamp | 2030 | SC C | GWh | After Competition Groups | 25.3622 | 588720.5579 | 0.58872 | 3307.8893 | 0.0076672 | 24 | Residential_2030_SC C_GWh_After Competition Groups_24 | LED Tube Re-Lamp | 0.7667% | 0.58872 | 25.3622 | Residential_2030_SC C_GWh_After Competition Groups_LED Tube Re-Lamp
Residential | Res ¦ Advanced BAS/Controllers | 2030 | SC C | GWh | After Competition Groups | 21.2649 | 940415.2218 | 0.94042 | 3307.8893 | 0.0064285 | 25 | Residential_2030_SC C_GWh_After Competition Groups_25 | Advanced BAS/Controllers | 0.6429% | 0.94042 | 21.2649 | Residential_2030_SC C_GWh_After Competition Groups_Advanced BAS/Controllers
Residential | Res ¦ Home Energy Reports | 2030 | SC C | GWh | After Competition Groups | 20.3318 | 1123686.6104 | 1.1237 | 3307.8893 | 0.0061465 | 26 | Residential_2030_SC C_GWh_After Competition Groups_26 | Home Energy Reports | 0.6146% | 1.1237 | 20.3318 | Residential_2030_SC C_GWh_After Competition Groups_Home Energy Reports
Residential | Res ¦ Outside Air Economizer | 2030 | SC C | GWh | After Competition Groups | 19.0438 | 228577.5641 | 0.22858 | 3307.8893 | 0.0057571 | 27 | Residential_2030_SC C_GWh_After Competition Groups_27 | Outside Air Economizer | 0.5757% | 0.22858 | 19.0438 | Residential_2030_SC C_GWh_After Competition Groups_Outside Air Economizer
Residential | Res ¦ Minimize Hot and Warm Clothes Wash | 2030 | SC C | GWh | After Competition Groups | 18.8852 | 0 | 0 | 3307.8893 | 0.0057092 | 28 | Residential_2030_SC C_GWh_After Competition Groups_28 | Minimize Hot and Warm Clothes Wash | 0.5709% | 0 | 18.8852 | Residential_2030_SC C_GWh_After Competition Groups_Minimize Hot and Warm Clothes Wash
Residential | Res ¦ Furnace Whistle | 2030 | SC C | GWh | After Competition Groups | 18.3111 | 37603.043 | 0.037603 | 3307.8893 | 0.0055356 | 29 | Residential_2030_SC C_GWh_After Competition Groups_29 | Furnace Whistle | 0.5536% | 0.037603 | 18.3111 | Residential_2030_SC C_GWh_After Competition Groups_Furnace Whistle
Residential | Res ¦ ENERGY STAR LED LAMPS (REFLECTOR LAMPs/MR16/PAR 16) | 2030 | SC C | GWh | After Competition Groups | 15.3584 | 99830.1683 | 0.09983 | 3307.8893 | 0.004643 | 30 | Residential_2030_SC C_GWh_After Competition Groups_30 | ENERGY STAR LED LAMPS (REFLECTOR LAMPs/MR16/PAR 16) | 0.4643% | 0.09983 | 15.3584 | Residential_2030_SC C_GWh_After Competition Groups_ENERGY STAR LED LAMPS (REFLECTOR LAMPs/MR16/PAR 16)
Residential | Res ¦ High Efficiency Chiller (avg of water and air cooled) | 2030 | SC C | GWh | After Competition Groups | 12.1358 | 171966.9462 | 0.17197 | 3307.8893 | 0.0036687 | 31 | Residential_2030_SC C_GWh_After Competition Groups_31 | High Efficiency Chiller (avg of water and air cooled) | 0.3669% | 0.17197 | 12.1358 | Residential_2030_SC C_GWh_After Competition Groups_High Efficiency Chiller (avg of water and air cooled)
Residential | Res ¦ Demand Control Ventilation | 2030 | SC C | GWh | After Competition Groups | 9.8074 | 537806.6113 | 0.53781 | 3307.8893 | 0.0029648 | 32 | Residential_2030_SC C_GWh_After Competition Groups_32 | Demand Control Ventilation | 0.2965% | 0.53781 | 9.8074 | Residential_2030_SC C_GWh_After Competition Groups_Demand Control Ventilation
Residential | Res ¦ Floor Insulation | 2030 | SC C | GWh | After Competition Groups | 9.3792 | 1707446.8984 | 1.7074 | 3307.8893 | 0.0028354 | 33 | Residential_2030_SC C_GWh_After Competition Groups_33 | Floor Insulation | 0.2835% | 1.7074 | 9.3792 | Residential_2030_SC C_GWh_After Competition Groups_Floor Insulation
Residential | Res ¦ Energy Star Dehumidifier | 2030 | SC C | GWh | After Competition Groups | 9.2897 | 1932567.1189 | 1.9326 | 3307.8893 | 0.0028083 | 34 | Residential_2030_SC C_GWh_After Competition Groups_34 | Energy Star Dehumidifier | 0.2808% | 1.9326 | 9.2897 | Residential_2030_SC C_GWh_After Competition Groups_Energy Star Dehumidifier
Residential | Res ¦ CO Sensors for parking garage exhaust fans | 2030 | SC C | GWh | After Competition Groups | 8.4029 | 423102.415 | 0.4231 | 3307.8893 | 0.0025403 | 35 | Residential_2030_SC C_GWh_After Competition Groups_35 | CO Sensors for parking garage exhaust fans | 0.254% | 0.4231 | 8.4029 | Residential_2030_SC C_GWh_After Competition Groups_CO Sensors for parking garage exhaust fans
Residential | Res ¦ Variable Frequency Drive (VFD) | 2030 | SC C | GWh | After Competition Groups | 7.7676 | 228300.2248 | 0.2283 | 3307.8893 | 0.0023482 | 36 | Residential_2030_SC C_GWh_After Competition Groups_36 | Variable Frequency Drive (VFD) | 0.2348% | 0.2283 | 7.7676 | Residential_2030_SC C_GWh_After Competition Groups_Variable Frequency Drive (VFD)
Residential | Res ¦ Condensing Make Up Air Unit | 2030 | SC C | GWh | After Competition Groups | 6.3145 | 963273.541 | 0.96327 | 3307.8893 | 0.0019089 | 37 | Residential_2030_SC C_GWh_After Competition Groups_37 | Condensing Make Up Air Unit | 0.1909% | 0.96327 | 6.3145 | Residential_2030_SC C_GWh_After Competition Groups_Condensing Make Up Air Unit
Residential | Res ¦ Water Heater Temperature Setback | 2030 | SC C | GWh | After Competition Groups | 5.8044 | 37861.8394 | 0.037862 | 3307.8893 | 0.0017547 | 38 | Residential_2030_SC C_GWh_After Competition Groups_38 | Water Heater Temperature Setback | 0.1755% | 0.037862 | 5.8044 | Residential_2030_SC C_GWh_After Competition Groups_Water Heater Temperature Setback
Residential | Res ¦ Tankless Water Heater | 2030 | SC C | GWh | After Competition Groups | 5.6177 | 821931.1756 | 0.82193 | 3307.8893 | 0.0016983 | 39 | Residential_2030_SC C_GWh_After Competition Groups_39 | Tankless Water Heater | 0.1698% | 0.82193 | 5.6177 | Residential_2030_SC C_GWh_After Competition Groups_Tankless Water Heater
Residential | Res ¦ Duct Insulation MF | 2030 | SC C | GWh | After Competition Groups | 4.2268 | 1090189.2411 | 1.0902 | 3307.8893 | 0.0012778 | 40 | Residential_2030_SC C_GWh_After Competition Groups_40 | Duct Insulation MF | 0.1278% | 1.0902 | 4.2268 | Residential_2030_SC C_GWh_After Competition Groups_Duct Insulation MF
Residential | Res ¦ ENERGY STAR LED Lamps (General Service Lamps) | 2030 | SC C | GWh | After Competition Groups | 3.4264 | 20692.6595 | 0.020693 | 3307.8893 | 0.0010358 | 41 | Residential_2030_SC C_GWh_After Competition Groups_41 | ENERGY STAR LED Lamps (General Service Lamps) | 0.1036% | 0.020693 | 3.4264 | Residential_2030_SC C_GWh_After Competition Groups_ENERGY STAR LED Lamps (General Service Lamps)
Residential | Res ¦ Duct Insulation | 2030 | SC C | GWh | After Competition Groups | 3.2718 | 1482913.4561 | 1.4829 | 3307.8893 | 0.0009891 | 42 | Residential_2030_SC C_GWh_After Competition Groups_42 | Duct Insulation | 0.09891% | 1.4829 | 3.2718 | Residential_2030_SC C_GWh_After Competition Groups_Duct Insulation
Residential | Res ¦ Heat Recovery Ventilator | 2030 | SC C | GWh | After Competition Groups | 2.8688 | 2155282.2641 | 2.1553 | 3307.8893 | 0.00086727 | 43 | Residential_2030_SC C_GWh_After Competition Groups_43 | Heat Recovery Ventilator | 0.08673% | 2.1553 | 2.8688 | Residential_2030_SC C_GWh_After Competition Groups_Heat Recovery Ventilator
Residential | Res ¦ VFD on Pumps | 2030 | SC C | GWh | After Competition Groups | 2.3886 | 85518.3713 | 0.085518 | 3307.8893 | 0.0007221 | 44 | Residential_2030_SC C_GWh_After Competition Groups_44 | VFD on Pumps | 0.07221% | 0.085518 | 2.3886 | Residential_2030_SC C_GWh_After Competition Groups_VFD on Pumps
Residential | Res ¦ Clothes Drying Racks | 2030 | SC C | GWh | After Competition Groups | 2.3765 | 0 | 0 | 3307.8893 | 0.00071843 | 45 | Residential_2030_SC C_GWh_After Competition Groups_45 | Clothes Drying Racks | 0.07184% | 0 | 2.3765 | Residential_2030_SC C_GWh_After Competition Groups_Clothes Drying Racks
Residential | Res ¦ ECM MOTORS FOR HVAC APPLICATION (FAN-POWERED VAV BOX) | 2030 | SC C | GWh | After Competition Groups | 1.285 | 45690.3913 | 0.04569 | 3307.8893 | 0.00038846 | 46 | Residential_2030_SC C_GWh_After Competition Groups_46 | ECM MOTORS FOR HVAC APPLICATION (FAN-POWERED VAV BOX) | 0.03885% | 0.04569 | 1.285 | Residential_2030_SC C_GWh_After Competition Groups_ECM MOTORS FOR HVAC APPLICATION (FAN-POWERED VAV BOX)
Residential | Res ¦ Beverage Vending Machine Controls | 2030 | SC C | GWh | After Competition Groups | 0.81885 | 18883.0783 | 0.018883 | 3307.8893 | 0.00024755 | 47 | Residential_2030_SC C_GWh_After Competition Groups_47 | Beverage Vending Machine Controls | 0.02475% | 0.018883 | 0.81885 | Residential_2030_SC C_GWh_After Competition Groups_Beverage Vending Machine Controls
Residential | Res ¦ LED High Bay Fixture | 2030 | SC C | GWh | After Competition Groups | 0.18922 | 20300.7936 | 0.020301 | 3307.8893 | 5.7201e-05 | 48 | Residential_2030_SC C_GWh_After Competition Groups_48 | LED High Bay Fixture | 0.00572% | 0.020301 | 0.18922 | Residential_2030_SC C_GWh_After Competition Groups_LED High Bay Fixture
Residential | Res ¦ Chilled Water Optimization | 2030 | SC C | GWh | After Competition Groups | 0.15741 | 174.3305 | 0.00017433 | 3307.8893 | 4.7587e-05 | 49 | Residential_2030_SC C_GWh_After Competition Groups_49 | Chilled Water Optimization | 0.004759% | 0.00017433 | 0.15741 | Residential_2030_SC C_GWh_After Competition Groups_Chilled Water Optimization
Residential | Res ¦ Wall Insulation | 2030 | SC C | GWh | After Competition Groups | 0.010875 | 0 | 0 | 3307.8893 | 3.2875e-06 | 50 | Residential_2030_SC C_GWh_After Competition Groups_50 | Wall Insulation | 0.0003288% | 0 | 0.010875 | Residential_2030_SC C_GWh_After Competition Groups_Wall Insulation
Residential | Res ¦ Wall Insulation MF | 2030 | SC C | GWh | After Competition Groups | 0.010448 | 0 | 0 | 3307.8893 | 3.1584e-06 | 51 | Residential_2030_SC C_GWh_After Competition Groups_51 | Wall Insulation MF | 0.0003158% | 0 | 0.010448 | Residential_2030_SC C_GWh_After Competition Groups_Wall Insulation MF
Residential | Res ¦ Freezer Recycling | 2030 | SC C | GWh | After Competition Groups | 0.0029655 | 0 | 0 | 3307.8893 | 8.9648e-07 | 52 | Residential_2030_SC C_GWh_After Competition Groups_52 | Freezer Recycling | 8.965e-05% | 0 | 0.0029655 | Residential_2030_SC C_GWh_After Competition Groups_Freezer Recycling
Residential | Res ¦ Heavy Duty Outdoor/Holiday Plug-in Timers | 2030 | SC C | GWh | After Competition Groups | 0 | 0 | 0 | 3307.8893 | 0 | 53 | Residential_2030_SC C_GWh_After Competition Groups_53 | Heavy Duty Outdoor/Holiday Plug-in Timers | 0% | 0 | 0 | Residential_2030_SC C_GWh_After Competition Groups_Heavy Duty Outdoor/Holiday Plug-in Timers
Residential | Res ¦ LED Downlight | 2030 | SC C | GWh | After Competition Groups | 0 | 0 | 0 | 3307.8893 | 0 | 54 | Residential_2030_SC C_GWh_After Competition Groups_54 | LED Downlight | 0% | 0 | 0 | Residential_2030_SC C_GWh_After Competition Groups_LED Downlight
Residential | Res ¦ Smart Burners | 2030 | SC C | GWh | After Competition Groups | 0 | 0 | 0 | 3307.8893 | 0 | 55 | Residential_2030_SC C_GWh_After Competition Groups_55 | Smart Burners | 0% | 0 | 0 | Residential_2030_SC C_GWh_After Competition Groups_Smart Burners
Residential | Res ¦ Smart Power Bar | 2030 | SC C | GWh | After Competition Groups | 0 | 0 | 0 | 3307.8893 | 0 | 56 | Residential_2030_SC C_GWh_After Competition Groups_56 | Smart Power Bar | 0% | 0 | 0 | Residential_2030_SC C_GWh_After Competition Groups_Smart Power Bar
Residential | Res ¦ Energy Star LED Bulbs General Purpose LEDs | 2030 | SC D | GWh | After Competition Groups | 360.3539 | 0 | 0 | 2631.5902 | 0.13693 | 1 | Residential_2030_SC D_GWh_After Competition Groups_1 | Energy Star LED Bulbs General Purpose LEDs | 13.69% | 0 | 360.3539 | Residential_2030_SC D_GWh_After Competition Groups_Energy Star LED Bulbs General Purpose LEDs
Residential | Res ¦ Energy Star LED Specialty Bulbs | 2030 | SC D | GWh | After Competition Groups | 348.4546 | 0 | 0 | 2631.5902 | 0.13241 | 2 | Residential_2030_SC D_GWh_After Competition Groups_2 | Energy Star LED Specialty Bulbs | 13.24% | 0 | 348.4546 | Residential_2030_SC D_GWh_After Competition Groups_Energy Star LED Specialty Bulbs
Residential | Res ¦ Energy Star Clothes Washer | 2030 | SC D | GWh | After Competition Groups | 274.948 | 0 | 0 | 2631.5902 | 0.10448 | 3 | Residential_2030_SC D_GWh_After Competition Groups_3 | Energy Star Clothes Washer | 10.45% | 0 | 274.948 | Residential_2030_SC D_GWh_After Competition Groups_Energy Star Clothes Washer
Residential | Res ¦ Ductless Mini-Split Heat Pump | 2030 | SC D | GWh | After Competition Groups | 242.9572 | 0 | 0 | 2631.5902 | 0.092323 | 4 | Residential_2030_SC D_GWh_After Competition Groups_4 | Ductless Mini-Split Heat Pump | 9.232% | 0 | 242.9572 | Residential_2030_SC D_GWh_After Competition Groups_Ductless Mini-Split Heat Pump
Residential | Res ¦ Energy Star A Line, PAR, MR Lamps | 2030 | SC D | GWh | After Competition Groups | 229.3298 | 0 | 0 | 2631.5902 | 0.087145 | 5 | Residential_2030_SC D_GWh_After Competition Groups_5 | Energy Star A Line, PAR, MR Lamps | 8.714% | 0 | 229.3298 | Residential_2030_SC D_GWh_After Competition Groups_Energy Star A Line, PAR, MR Lamps
Residential | Res ¦ Building Recommissioning, Operations and Maintenance (O&M) Improvements | 2030 | SC D | GWh | After Competition Groups | 145.2897 | 0 | 0 | 2631.5902 | 0.05521 | 6 | Residential_2030_SC D_GWh_After Competition Groups_6 | Building Recommissioning, Operations and Maintenance (O&M) Improvements | 5.521% | 0 | 145.2897 | Residential_2030_SC D_GWh_After Competition Groups_Building Recommissioning, Operations and Maintenance (O&M) Improvements
Residential | Res ¦ Variable Speed Pool Pump Motor | 2030 | SC D | GWh | After Competition Groups | 119.6598 | 0 | 0 | 2631.5902 | 0.045471 | 7 | Residential_2030_SC D_GWh_After Competition Groups_7 | Variable Speed Pool Pump Motor | 4.547% | 0 | 119.6598 | Residential_2030_SC D_GWh_After Competition Groups_Variable Speed Pool Pump Motor
Residential | Res ¦ Energy Star Torchiere | 2030 | SC D | GWh | After Competition Groups | 95.969 | 0 | 0 | 2631.5902 | 0.036468 | 8 | Residential_2030_SC D_GWh_After Competition Groups_8 | Energy Star Torchiere | 3.647% | 0 | 95.969 | Residential_2030_SC D_GWh_After Competition Groups_Energy Star Torchiere
Residential | Res ¦ Adaptive Thermostat | 2030 | SC D | GWh | After Competition Groups | 85.6703 | 0 | 0 | 2631.5902 | 0.032555 | 9 | Residential_2030_SC D_GWh_After Competition Groups_9 | Adaptive Thermostat | 3.255% | 0 | 85.6703 | Residential_2030_SC D_GWh_After Competition Groups_Adaptive Thermostat
Residential | Res ¦ LED Parking Lot Fixture | 2030 | SC D | GWh | After Competition Groups | 74.3016 | 0 | 0 | 2631.5902 | 0.028234 | 10 | Residential_2030_SC D_GWh_After Competition Groups_10 | LED Parking Lot Fixture | 2.823% | 0 | 74.3016 | Residential_2030_SC D_GWh_After Competition Groups_LED Parking Lot Fixture
Residential | Res ¦ Comprehensive Draft Proofing | 2030 | SC D | GWh | After Competition Groups | 66.1686 | 0 | 0 | 2631.5902 | 0.025144 | 11 | Residential_2030_SC D_GWh_After Competition Groups_11 | Comprehensive Draft Proofing | 2.514% | 0 | 66.1686 | Residential_2030_SC D_GWh_After Competition Groups_Comprehensive Draft Proofing
Residential | Res ¦ Energy Star Air Source Heat Pump | 2030 | SC D | GWh | After Competition Groups | 57.511 | 0 | 0 | 2631.5902 | 0.021854 | 12 | Residential_2030_SC D_GWh_After Competition Groups_12 | Energy Star Air Source Heat Pump | 2.185% | 0 | 57.511 | Residential_2030_SC D_GWh_After Competition Groups_Energy Star Air Source Heat Pump
Residential | Res ¦ Basement Wall Insulation | 2030 | SC D | GWh | After Competition Groups | 57.0127 | 0 | 0 | 2631.5902 | 0.021665 | 13 | Residential_2030_SC D_GWh_After Competition Groups_13 | Basement Wall Insulation | 2.166% | 0 | 57.0127 | Residential_2030_SC D_GWh_After Competition Groups_Basement Wall Insulation
Residential | Res ¦ Occupancy Sensors MF | 2030 | SC D | GWh | After Competition Groups | 42.4756 | 0 | 0 | 2631.5902 | 0.016141 | 14 | Residential_2030_SC D_GWh_After Competition Groups_14 | Occupancy Sensors MF | 1.614% | 0 | 42.4756 | Residential_2030_SC D_GWh_After Competition Groups_Occupancy Sensors MF
Residential | Res ¦ Air Sealing | 2030 | SC D | GWh | After Competition Groups | 39.6799 | 0 | 0 | 2631.5902 | 0.015078 | 15 | Residential_2030_SC D_GWh_After Competition Groups_15 | Air Sealing | 1.508% | 0 | 39.6799 | Residential_2030_SC D_GWh_After Competition Groups_Air Sealing
Residential | Res ¦ Energy Star Clothes Dryer | 2030 | SC D | GWh | After Competition Groups | 38.6936 | 0 | 0 | 2631.5902 | 0.014704 | 16 | Residential_2030_SC D_GWh_After Competition Groups_16 | Energy Star Clothes Dryer | 1.47% | 0 | 38.6936 | Residential_2030_SC D_GWh_After Competition Groups_Energy Star Clothes Dryer
Residential | Res ¦ Energy Star Light Fixture | 2030 | SC D | GWh | After Competition Groups | 33.3769 | 0 | 0 | 2631.5902 | 0.012683 | 17 | Residential_2030_SC D_GWh_After Competition Groups_17 | Energy Star Light Fixture | 1.268% | 0 | 33.3769 | Residential_2030_SC D_GWh_After Competition Groups_Energy Star Light Fixture
Residential | Res ¦ LED Exterior Area Lights - LED Fixture (200W) | 2030 | SC D | GWh | After Competition Groups | 32.7759 | 0 | 0 | 2631.5902 | 0.012455 | 18 | Residential_2030_SC D_GWh_After Competition Groups_18 | LED Exterior Area Lights - LED Fixture (200W) | 1.245% | 0 | 32.7759 | Residential_2030_SC D_GWh_After Competition Groups_LED Exterior Area Lights - LED Fixture (200W)
Residential | Res ¦ Energy Star Room Air Conditioner | 2030 | SC D | GWh | After Competition Groups | 31.8784 | 0 | 0 | 2631.5902 | 0.012114 | 19 | Residential_2030_SC D_GWh_After Competition Groups_19 | Energy Star Room Air Conditioner | 1.211% | 0 | 31.8784 | Residential_2030_SC D_GWh_After Competition Groups_Energy Star Room Air Conditioner
Residential | Res ¦ LED Tube Re-Lamp | 2030 | SC D | GWh | After Competition Groups | 25.2969 | 0 | 0 | 2631.5902 | 0.0096128 | 20 | Residential_2030_SC D_GWh_After Competition Groups_20 | LED Tube Re-Lamp | 0.9613% | 0 | 25.2969 | Residential_2030_SC D_GWh_After Competition Groups_LED Tube Re-Lamp
Residential | Res ¦ Attic Insulation | 2030 | SC D | GWh | After Competition Groups | 24.1408 | 0 | 0 | 2631.5902 | 0.0091735 | 21 | Residential_2030_SC D_GWh_After Competition Groups_21 | Attic Insulation | 0.9173% | 0 | 24.1408 | Residential_2030_SC D_GWh_After Competition Groups_Attic Insulation
Residential | Res ¦ Refrigerator Recycling | 2030 | SC D | GWh | After Competition Groups | 22.644 | 0 | 0 | 2631.5902 | 0.0086047 | 22 | Residential_2030_SC D_GWh_After Competition Groups_22 | Refrigerator Recycling | 0.8605% | 0 | 22.644 | Residential_2030_SC D_GWh_After Competition Groups_Refrigerator Recycling
Residential | Res ¦ Advanced BAS/Controllers | 2030 | SC D | GWh | After Competition Groups | 21.2649 | 0 | 0 | 2631.5902 | 0.0080806 | 23 | Residential_2030_SC D_GWh_After Competition Groups_23 | Advanced BAS/Controllers | 0.8081% | 0 | 21.2649 | Residential_2030_SC D_GWh_After Competition Groups_Advanced BAS/Controllers
Residential | Res ¦ Home Energy Reports | 2030 | SC D | GWh | After Competition Groups | 20.3318 | 0 | 0 | 2631.5902 | 0.0077261 | 24 | Residential_2030_SC D_GWh_After Competition Groups_24 | Home Energy Reports | 0.7726% | 0 | 20.3318 | Residential_2030_SC D_GWh_After Competition Groups_Home Energy Reports
Residential | Res ¦ Outside Air Economizer | 2030 | SC D | GWh | After Competition Groups | 19.0438 | 0 | 0 | 2631.5902 | 0.0072366 | 25 | Residential_2030_SC D_GWh_After Competition Groups_25 | Outside Air Economizer | 0.7237% | 0 | 19.0438 | Residential_2030_SC D_GWh_After Competition Groups_Outside Air Economizer
Residential | Res ¦ Minimize Hot and Warm Clothes Wash | 2030 | SC D | GWh | After Competition Groups | 18.8852 | 0 | 0 | 2631.5902 | 0.0071764 | 26 | Residential_2030_SC D_GWh_After Competition Groups_26 | Minimize Hot and Warm Clothes Wash | 0.7176% | 0 | 18.8852 | Residential_2030_SC D_GWh_After Competition Groups_Minimize Hot and Warm Clothes Wash
Residential | Res ¦ Furnace Whistle | 2030 | SC D | GWh | After Competition Groups | 18.3111 | 0 | 0 | 2631.5902 | 0.0069582 | 27 | Residential_2030_SC D_GWh_After Competition Groups_27 | Furnace Whistle | 0.6958% | 0 | 18.3111 | Residential_2030_SC D_GWh_After Competition Groups_Furnace Whistle
Residential | Res ¦ Energy Star Freezer | 2030 | SC D | GWh | After Competition Groups | 16.5504 | 0 | 0 | 2631.5902 | 0.0062891 | 28 | Residential_2030_SC D_GWh_After Competition Groups_28 | Energy Star Freezer | 0.6289% | 0 | 16.5504 | Residential_2030_SC D_GWh_After Competition Groups_Energy Star Freezer
Residential | Res ¦ ENERGY STAR LED LAMPS (REFLECTOR LAMPs/MR16/PAR 16) | 2030 | SC D | GWh | After Competition Groups | 15.3584 | 0 | 0 | 2631.5902 | 0.0058362 | 29 | Residential_2030_SC D_GWh_After Competition Groups_29 | ENERGY STAR LED LAMPS (REFLECTOR LAMPs/MR16/PAR 16) | 0.5836% | 0 | 15.3584 | Residential_2030_SC D_GWh_After Competition Groups_ENERGY STAR LED LAMPS (REFLECTOR LAMPs/MR16/PAR 16)
Residential | Res ¦ High Efficiency Chiller (avg of water and air cooled) | 2030 | SC D | GWh | After Competition Groups | 12.1358 | 0 | 0 | 2631.5902 | 0.0046116 | 30 | Residential_2030_SC D_GWh_After Competition Groups_30 | High Efficiency Chiller (avg of water and air cooled) | 0.4612% | 0 | 12.1358 | Residential_2030_SC D_GWh_After Competition Groups_High Efficiency Chiller (avg of water and air cooled)
Residential | Res ¦ Variable Frequency Drive (VFD) | 2030 | SC D | GWh | After Competition Groups | 5.774 | 0 | 0 | 2631.5902 | 0.0021941 | 31 | Residential_2030_SC D_GWh_After Competition Groups_31 | Variable Frequency Drive (VFD) | 0.2194% | 0 | 5.774 | Residential_2030_SC D_GWh_After Competition Groups_Variable Frequency Drive (VFD)
Residential | Res ¦ Water Heater Temperature Setback | 2030 | SC D | GWh | After Competition Groups | 5.2213 | 0 | 0 | 2631.5902 | 0.0019841 | 32 | Residential_2030_SC D_GWh_After Competition Groups_32 | Water Heater Temperature Setback | 0.1984% | 0 | 5.2213 | Residential_2030_SC D_GWh_After Competition Groups_Water Heater Temperature Setback
Residential | Res ¦ CO Sensors for parking garage exhaust fans | 2030 | SC D | GWh | After Competition Groups | 5.2046 | 0 | 0 | 2631.5902 | 0.0019777 | 33 | Residential_2030_SC D_GWh_After Competition Groups_33 | CO Sensors for parking garage exhaust fans | 0.1978% | 0 | 5.2046 | Residential_2030_SC D_GWh_After Competition Groups_CO Sensors for parking garage exhaust fans
Residential | Res ¦ Demand Control Ventilation | 2030 | SC D | GWh | After Competition Groups | 3.7816 | 0 | 0 | 2631.5902 | 0.001437 | 34 | Residential_2030_SC D_GWh_After Competition Groups_34 | Demand Control Ventilation | 0.1437% | 0 | 3.7816 | Residential_2030_SC D_GWh_After Competition Groups_Demand Control Ventilation
Residential | Res ¦ ENERGY STAR LED Lamps (General Service Lamps) | 2030 | SC D | GWh | After Competition Groups | 3.4264 | 0 | 0 | 2631.5902 | 0.001302 | 35 | Residential_2030_SC D_GWh_After Competition Groups_35 | ENERGY STAR LED Lamps (General Service Lamps) | 0.1302% | 0 | 3.4264 | Residential_2030_SC D_GWh_After Competition Groups_ENERGY STAR LED Lamps (General Service Lamps)
Residential | Res ¦ Tankless Water Heater | 2030 | SC D | GWh | After Competition Groups | 2.9331 | 0 | 0 | 2631.5902 | 0.0011146 | 36 | Residential_2030_SC D_GWh_After Competition Groups_36 | Tankless Water Heater | 0.1115% | 0 | 2.9331 | Residential_2030_SC D_GWh_After Competition Groups_Tankless Water Heater
Residential | Res ¦ Energy Star Dehumidifier | 2030 | SC D | GWh | After Competition Groups | 2.7165 | 0 | 0 | 2631.5902 | 0.0010323 | 37 | Residential_2030_SC D_GWh_After Competition Groups_37 | Energy Star Dehumidifier | 0.1032% | 0 | 2.7165 | Residential_2030_SC D_GWh_After Competition Groups_Energy Star Dehumidifier
Residential | Res ¦ Clothes Drying Racks | 2030 | SC D | GWh | After Competition Groups | 2.3765 | 0 | 0 | 2631.5902 | 0.00090306 | 38 | Residential_2030_SC D_GWh_After Competition Groups_38 | Clothes Drying Racks | 0.09031% | 0 | 2.3765 | Residential_2030_SC D_GWh_After Competition Groups_Clothes Drying Racks
Residential | Res ¦ Condensing Make Up Air Unit | 2030 | SC D | GWh | After Competition Groups | 2.1737 | 0 | 0 | 2631.5902 | 0.00082602 | 39 | Residential_2030_SC D_GWh_After Competition Groups_39 | Condensing Make Up Air Unit | 0.0826% | 0 | 2.1737 | Residential_2030_SC D_GWh_After Competition Groups_Condensing Make Up Air Unit
Residential | Res ¦ Floor Insulation | 2030 | SC D | GWh | After Competition Groups | 1.6455 | 0 | 0 | 2631.5902 | 0.00062527 | 40 | Residential_2030_SC D_GWh_After Competition Groups_40 | Floor Insulation | 0.06253% | 0 | 1.6455 | Residential_2030_SC D_GWh_After Competition Groups_Floor Insulation
Residential | Res ¦ VFD on Pumps | 2030 | SC D | GWh | After Competition Groups | 1.6293 | 0 | 0 | 2631.5902 | 0.00061913 | 41 | Residential_2030_SC D_GWh_After Competition Groups_41 | VFD on Pumps | 0.06191% | 0 | 1.6293 | Residential_2030_SC D_GWh_After Competition Groups_VFD on Pumps
Residential | Res ¦ Heat Recovery Ventilator | 2030 | SC D | GWh | After Competition Groups | 0.98522 | 0 | 0 | 2631.5902 | 0.00037438 | 42 | Residential_2030_SC D_GWh_After Competition Groups_42 | Heat Recovery Ventilator | 0.03744% | 0 | 0.98522 | Residential_2030_SC D_GWh_After Competition Groups_Heat Recovery Ventilator
Residential | Res ¦ ECM MOTORS FOR HVAC APPLICATION (FAN-POWERED VAV BOX) | 2030 | SC D | GWh | After Competition Groups | 0.98059 | 0 | 0 | 2631.5902 | 0.00037262 | 43 | Residential_2030_SC D_GWh_After Competition Groups_43 | ECM MOTORS FOR HVAC APPLICATION (FAN-POWERED VAV BOX) | 0.03726% | 0 | 0.98059 | Residential_2030_SC D_GWh_After Competition Groups_ECM MOTORS FOR HVAC APPLICATION (FAN-POWERED VAV BOX)
Residential | Res ¦ Duct Insulation | 2030 | SC D | GWh | After Competition Groups | 0.87637 | 0 | 0 | 2631.5902 | 0.00033302 | 44 | Residential_2030_SC D_GWh_After Competition Groups_44 | Duct Insulation | 0.0333% | 0 | 0.87637 | Residential_2030_SC D_GWh_After Competition Groups_Duct Insulation
Residential | Res ¦ Beverage Vending Machine Controls | 2030 | SC D | GWh | After Competition Groups | 0.64526 | 0 | 0 | 2631.5902 | 0.0002452 | 45 | Residential_2030_SC D_GWh_After Competition Groups_45 | Beverage Vending Machine Controls | 0.02452% | 0 | 0.64526 | Residential_2030_SC D_GWh_After Competition Groups_Beverage Vending Machine Controls
Residential | Res ¦ Duct Insulation MF | 2030 | SC D | GWh | After Competition Groups | 0.51224 | 0 | 0 | 2631.5902 | 0.00019465 | 46 | Residential_2030_SC D_GWh_After Competition Groups_46 | Duct Insulation MF | 0.01947% | 0 | 0.51224 | Residential_2030_SC D_GWh_After Competition Groups_Duct Insulation MF
Residential | Res ¦ Chilled Water Optimization | 2030 | SC D | GWh | After Competition Groups | 0.15741 | 0 | 0 | 2631.5902 | 5.9816e-05 | 47 | Residential_2030_SC D_GWh_After Competition Groups_47 | Chilled Water Optimization | 0.005982% | 0 | 0.15741 | Residential_2030_SC D_GWh_After Competition Groups_Chilled Water Optimization
Residential | Res ¦ LED High Bay Fixture | 2030 | SC D | GWh | After Competition Groups | 0.066243 | 0 | 0 | 2631.5902 | 2.5172e-05 | 48 | Residential_2030_SC D_GWh_After Competition Groups_48 | LED High Bay Fixture | 0.002517% | 0 | 0.066243 | Residential_2030_SC D_GWh_After Competition Groups_LED High Bay Fixture
Residential | Res ¦ Wall Insulation MF | 2030 | SC D | GWh | After Competition Groups | 0.0065411 | 0 | 0 | 2631.5902 | 2.4856e-06 | 49 | Residential_2030_SC D_GWh_After Competition Groups_49 | Wall Insulation MF | 0.0002486% | 0 | 0.0065411 | Residential_2030_SC D_GWh_After Competition Groups_Wall Insulation MF
Residential | Res ¦ Wall Insulation | 2030 | SC D | GWh | After Competition Groups | 0.005255 | 0 | 0 | 2631.5902 | 1.9969e-06 | 50 | Residential_2030_SC D_GWh_After Competition Groups_50 | Wall Insulation | 0.0001997% | 0 | 0.005255 | Residential_2030_SC D_GWh_After Competition Groups_Wall Insulation
Residential | Res ¦ Freezer Recycling | 2030 | SC D | GWh | After Competition Groups | 0.0029655 | 0 | 0 | 2631.5902 | 1.1269e-06 | 51 | Residential_2030_SC D_GWh_After Competition Groups_51 | Freezer Recycling | 0.0001127% | 0 | 0.0029655 | Residential_2030_SC D_GWh_After Competition Groups_Freezer Recycling
Residential | Res ¦ LED Downlight | 2030 | SC D | GWh | After Competition Groups | 0 | 0 | 0 | 2631.5902 | 0 | 52 | Residential_2030_SC D_GWh_After Competition Groups_52 | LED Downlight | 0% | 0 | 0 | Residential_2030_SC D_GWh_After Competition Groups_LED Downlight
Residential | Res ¦ Smart Burners | 2030 | SC D | GWh | After Competition Groups | 0 | 0 | 0 | 2631.5902 | 0 | 53 | Residential_2030_SC D_GWh_After Competition Groups_53 | Smart Burners | 0% | 0 | 0 | Residential_2030_SC D_GWh_After Competition Groups_Smart Burners
Residential | Res ¦ Smart Power Bar | 2030 | SC D | GWh | After Competition Groups | 0 | 0 | 0 | 2631.5902 | 0 | 54 | Residential_2030_SC D_GWh_After Competition Groups_54 | Smart Power Bar | 0% | 0 | 0 | Residential_2030_SC D_GWh_After Competition Groups_Smart Power Bar
Residential | Res ¦ Smart Power Bar | 2030 | Technical | GWh | After Competition Groups | 1365.1054 | 0 | 0 | 14269.5267 | 0.095666 | 1 | Residential_2030_Technical_GWh_After Competition Groups_1 | Smart Power Bar | 9.567% | 0 | 1365.1054 | Residential_2030_Technical_GWh_After Competition Groups_Smart Power Bar
Residential | Res ¦ Energy Star LED Bulbs General Purpose LEDs | 2030 | Technical | GWh | After Competition Groups | 1176.1014 | 0 | 0 | 14269.5267 | 0.08242 | 2 | Residential_2030_Technical_GWh_After Competition Groups_2 | Energy Star LED Bulbs General Purpose LEDs | 8.242% | 0 | 1176.1014 | Residential_2030_Technical_GWh_After Competition Groups_Energy Star LED Bulbs General Purpose LEDs
Residential | Res ¦ Energy Star A Line, PAR, MR Lamps | 2030 | Technical | GWh | After Competition Groups | 847.2329 | 0 | 0 | 14269.5267 | 0.059374 | 3 | Residential_2030_Technical_GWh_After Competition Groups_3 | Energy Star A Line, PAR, MR Lamps | 5.937% | 0 | 847.2329 | Residential_2030_Technical_GWh_After Competition Groups_Energy Star A Line, PAR, MR Lamps
Residential | Res ¦ Energy Star Refrigerator | 2030 | Technical | GWh | After Competition Groups | 721.6773 | 0 | 0 | 14269.5267 | 0.050575 | 4 | Residential_2030_Technical_GWh_After Competition Groups_4 | Energy Star Refrigerator | 5.057% | 0 | 721.6773 | Residential_2030_Technical_GWh_After Competition Groups_Energy Star Refrigerator
Residential | Res ¦ Adaptive Thermostat | 2030 | Technical | GWh | After Competition Groups | 676.0021 | 0 | 0 | 14269.5267 | 0.047374 | 5 | Residential_2030_Technical_GWh_After Competition Groups_5 | Adaptive Thermostat | 4.737% | 0 | 676.0021 | Residential_2030_Technical_GWh_After Competition Groups_Adaptive Thermostat
Residential | Res ¦ Smart Burners | 2030 | Technical | GWh | After Competition Groups | 629.0283 | 0 | 0 | 14269.5267 | 0.044082 | 6 | Residential_2030_Technical_GWh_After Competition Groups_6 | Smart Burners | 4.408% | 0 | 629.0283 | Residential_2030_Technical_GWh_After Competition Groups_Smart Burners
Residential | Res ¦ Energy Star Clothes Washer | 2030 | Technical | GWh | After Competition Groups | 597.2439 | 0 | 0 | 14269.5267 | 0.041855 | 7 | Residential_2030_Technical_GWh_After Competition Groups_7 | Energy Star Clothes Washer | 4.185% | 0 | 597.2439 | Residential_2030_Technical_GWh_After Competition Groups_Energy Star Clothes Washer
Residential | Res ¦ Energy Star Ground Source Heat Pump | 2030 | Technical | GWh | After Competition Groups | 563.1721 | 0 | 0 | 14269.5267 | 0.039467 | 8 | Residential_2030_Technical_GWh_After Competition Groups_8 | Energy Star Ground Source Heat Pump | 3.947% | 0 | 563.1721 | Residential_2030_Technical_GWh_After Competition Groups_Energy Star Ground Source Heat Pump
Residential | Res ¦ Ductless Mini-Split Heat Pump | 2030 | Technical | GWh | After Competition Groups | 558.4999 | 0 | 0 | 14269.5267 | 0.039139 | 9 | Residential_2030_Technical_GWh_After Competition Groups_9 | Ductless Mini-Split Heat Pump | 3.914% | 0 | 558.4999 | Residential_2030_Technical_GWh_After Competition Groups_Ductless Mini-Split Heat Pump
Residential | Res ¦ Heat Pump Clothes Dryer | 2030 | Technical | GWh | After Competition Groups | 501.7211 | 0 | 0 | 14269.5267 | 0.03516 | 10 | Residential_2030_Technical_GWh_After Competition Groups_10 | Heat Pump Clothes Dryer | 3.516% | 0 | 501.7211 | Residential_2030_Technical_GWh_After Competition Groups_Heat Pump Clothes Dryer
Residential | Res ¦ Air Sealing | 2030 | Technical | GWh | After Competition Groups | 491.0269 | 0 | 0 | 14269.5267 | 0.034411 | 11 | Residential_2030_Technical_GWh_After Competition Groups_11 | Air Sealing | 3.441% | 0 | 491.0269 | Residential_2030_Technical_GWh_After Competition Groups_Air Sealing
Residential | Res ¦ Energy Star Central Air Conditioner | 2030 | Technical | GWh | After Competition Groups | 421.1488 | 0 | 0 | 14269.5267 | 0.029514 | 12 | Residential_2030_Technical_GWh_After Competition Groups_12 | Energy Star Central Air Conditioner | 2.951% | 0 | 421.1488 | Residential_2030_Technical_GWh_After Competition Groups_Energy Star Central Air Conditioner
Residential | Res ¦ Variable Speed Pool Pump Motor | 2030 | Technical | GWh | After Competition Groups | 360.5971 | 0 | 0 | 14269.5267 | 0.02527 | 13 | Residential_2030_Technical_GWh_After Competition Groups_13 | Variable Speed Pool Pump Motor | 2.527% | 0 | 360.5971 | Residential_2030_Technical_GWh_After Competition Groups_Variable Speed Pool Pump Motor
Residential | Res ¦ Energy Star Light Fixture | 2030 | Technical | GWh | After Competition Groups | 354.8452 | 0 | 0 | 14269.5267 | 0.024867 | 14 | Residential_2030_Technical_GWh_After Competition Groups_14 | Energy Star Light Fixture | 2.487% | 0 | 354.8452 | Residential_2030_Technical_GWh_After Competition Groups_Energy Star Light Fixture
Residential | Res ¦ Car Block Heater Timer | 2030 | Technical | GWh | After Competition Groups | 353.9323 | 0 | 0 | 14269.5267 | 0.024803 | 15 | Residential_2030_Technical_GWh_After Competition Groups_15 | Car Block Heater Timer | 2.48% | 0 | 353.9323 | Residential_2030_Technical_GWh_After Competition Groups_Car Block Heater Timer
Residential | Res ¦ Passive Attic Ventilation | 2030 | Technical | GWh | After Competition Groups | 290.7554 | 0 | 0 | 14269.5267 | 0.020376 | 16 | Residential_2030_Technical_GWh_After Competition Groups_16 | Passive Attic Ventilation | 2.038% | 0 | 290.7554 | Residential_2030_Technical_GWh_After Competition Groups_Passive Attic Ventilation
Residential | Res ¦ Building Recommissioning, Operations and Maintenance (O&M) Improvements | 2030 | Technical | GWh | After Competition Groups | 279.4562 | 0 | 0 | 14269.5267 | 0.019584 | 17 | Residential_2030_Technical_GWh_After Competition Groups_17 | Building Recommissioning, Operations and Maintenance (O&M) Improvements | 1.958% | 0 | 279.4562 | Residential_2030_Technical_GWh_After Competition Groups_Building Recommissioning, Operations and Maintenance (O&M) Improvements
Residential | Res ¦ Ductless Mini-Split Air Conditioner | 2030 | Technical | GWh | After Competition Groups | 278.3867 | 0 | 0 | 14269.5267 | 0.019509 | 18 | Residential_2030_Technical_GWh_After Competition Groups_18 | Ductless Mini-Split Air Conditioner | 1.951% | 0 | 278.3867 | Residential_2030_Technical_GWh_After Competition Groups_Ductless Mini-Split Air Conditioner
Residential | Res ¦ Energy Star Torchiere | 2030 | Technical | GWh | After Competition Groups | 270.3974 | 0 | 0 | 14269.5267 | 0.018949 | 19 | Residential_2030_Technical_GWh_After Competition Groups_19 | Energy Star Torchiere | 1.895% | 0 | 270.3974 | Residential_2030_Technical_GWh_After Competition Groups_Energy Star Torchiere
Residential | Res ¦ Energy Star Windows | 2030 | Technical | GWh | After Competition Groups | 266.3199 | 0 | 0 | 14269.5267 | 0.018664 | 20 | Residential_2030_Technical_GWh_After Competition Groups_20 | Energy Star Windows | 1.866% | 0 | 266.3199 | Residential_2030_Technical_GWh_After Competition Groups_Energy Star Windows
Residential | Res ¦ Basement Wall Insulation | 2030 | Technical | GWh | After Competition Groups | 257.7584 | 0 | 0 | 14269.5267 | 0.018064 | 21 | Residential_2030_Technical_GWh_After Competition Groups_21 | Basement Wall Insulation | 1.806% | 0 | 257.7584 | Residential_2030_Technical_GWh_After Competition Groups_Basement Wall Insulation
Residential | Res ¦ Basement or Crawlspace Insulation | 2030 | Technical | GWh | After Competition Groups | 214.0498 | 0 | 0 | 14269.5267 | 0.015 | 22 | Residential_2030_Technical_GWh_After Competition Groups_22 | Basement or Crawlspace Insulation | 1.5% | 0 | 214.0498 | Residential_2030_Technical_GWh_After Competition Groups_Basement or Crawlspace Insulation
Residential | Res ¦ Attic Insulation | 2030 | Technical | GWh | After Competition Groups | 198.844 | 0 | 0 | 14269.5267 | 0.013935 | 23 | Residential_2030_Technical_GWh_After Competition Groups_23 | Attic Insulation | 1.393% | 0 | 198.844 | Residential_2030_Technical_GWh_After Competition Groups_Attic Insulation
Residential | Res ¦ Wall Insulation | 2030 | Technical | GWh | After Competition Groups | 155.358 | 0 | 0 | 14269.5267 | 0.010887 | 24 | Residential_2030_Technical_GWh_After Competition Groups_24 | Wall Insulation | 1.089% | 0 | 155.358 | Residential_2030_Technical_GWh_After Competition Groups_Wall Insulation
Residential | Res ¦ Comprehensive Draft Proofing | 2030 | Technical | GWh | After Competition Groups | 142.1349 | 0 | 0 | 14269.5267 | 0.0099607 | 25 | Residential_2030_Technical_GWh_After Competition Groups_25 | Comprehensive Draft Proofing | 0.9961% | 0 | 142.1349 | Residential_2030_Technical_GWh_After Competition Groups_Comprehensive Draft Proofing
Residential | Res ¦ Lighting Motion Sensors, Timers, Dimmers | 2030 | Technical | GWh | After Competition Groups | 139.9016 | 0 | 0 | 14269.5267 | 0.0098042 | 26 | Residential_2030_Technical_GWh_After Competition Groups_26 | Lighting Motion Sensors, Timers, Dimmers | 0.9804% | 0 | 139.9016 | Residential_2030_Technical_GWh_After Competition Groups_Lighting Motion Sensors, Timers, Dimmers
Residential | Res ¦ Furnace with ECM | 2030 | Technical | GWh | After Competition Groups | 107.0946 | 0 | 0 | 14269.5267 | 0.0075051 | 27 | Residential_2030_Technical_GWh_After Competition Groups_27 | Furnace with ECM | 0.7505% | 0 | 107.0946 | Residential_2030_Technical_GWh_After Competition Groups_Furnace with ECM
Residential | Res ¦ Heavy Duty Outdoor/Holiday Plug-in Timers | 2030 | Technical | GWh | After Competition Groups | 106.9872 | 0 | 0 | 14269.5267 | 0.0074976 | 28 | Residential_2030_Technical_GWh_After Competition Groups_28 | Heavy Duty Outdoor/Holiday Plug-in Timers | 0.7498% | 0 | 106.9872 | Residential_2030_Technical_GWh_After Competition Groups_Heavy Duty Outdoor/Holiday Plug-in Timers
Residential | Res ¦ Variable Refrigerant Flow Heat Pump | 2030 | Technical | GWh | After Competition Groups | 101.6522 | 0 | 0 | 14269.5267 | 0.0071237 | 29 | Residential_2030_Technical_GWh_After Competition Groups_29 | Variable Refrigerant Flow Heat Pump | 0.7124% | 0 | 101.6522 | Residential_2030_Technical_GWh_After Competition Groups_Variable Refrigerant Flow Heat Pump
Residential | Res ¦ Radiant Barrier | 2030 | Technical | GWh | After Competition Groups | 99.4244 | 0 | 0 | 14269.5267 | 0.0069676 | 30 | Residential_2030_Technical_GWh_After Competition Groups_30 | Radiant Barrier | 0.6968% | 0 | 99.4244 | Residential_2030_Technical_GWh_After Competition Groups_Radiant Barrier
Residential | Res ¦ Solar Powered Attic Fan | 2030 | Technical | GWh | After Competition Groups | 99.0266 | 0 | 0 | 14269.5267 | 0.0069397 | 31 | Residential_2030_Technical_GWh_After Competition Groups_31 | Solar Powered Attic Fan | 0.694% | 0 | 99.0266 | Residential_2030_Technical_GWh_After Competition Groups_Solar Powered Attic Fan
Residential | Res ¦ LED Downlight | 2030 | Technical | GWh | After Competition Groups | 81.9751 | 0 | 0 | 14269.5267 | 0.0057448 | 32 | Residential_2030_Technical_GWh_After Competition Groups_32 | LED Downlight | 0.5745% | 0 | 81.9751 | Residential_2030_Technical_GWh_After Competition Groups_LED Downlight
Residential | Res ¦ LED Parking Lot Fixture | 2030 | Technical | GWh | After Competition Groups | 81.3891 | 0 | 0 | 14269.5267 | 0.0057037 | 33 | Residential_2030_Technical_GWh_After Competition Groups_33 | LED Parking Lot Fixture | 0.5704% | 0 | 81.3891 | Residential_2030_Technical_GWh_After Competition Groups_LED Parking Lot Fixture
Residential | Res ¦ Ceiling Insulation | 2030 | Technical | GWh | After Competition Groups | 77.8768 | 0 | 0 | 14269.5267 | 0.0054576 | 34 | Residential_2030_Technical_GWh_After Competition Groups_34 | Ceiling Insulation | 0.5458% | 0 | 77.8768 | Residential_2030_Technical_GWh_After Competition Groups_Ceiling Insulation
Residential | Res ¦ Window Film | 2030 | Technical | GWh | After Competition Groups | 76.3229 | 0 | 0 | 14269.5267 | 0.0053487 | 35 | Residential_2030_Technical_GWh_After Competition Groups_35 | Window Film | 0.5349% | 0 | 76.3229 | Residential_2030_Technical_GWh_After Competition Groups_Window Film
Residential | Res ¦ Energy Star Ceiling Fan/Lighting | 2030 | Technical | GWh | After Competition Groups | 75.5088 | 0 | 0 | 14269.5267 | 0.0052916 | 36 | Residential_2030_Technical_GWh_After Competition Groups_36 | Energy Star Ceiling Fan/Lighting | 0.5292% | 0 | 75.5088 | Residential_2030_Technical_GWh_After Competition Groups_Energy Star Ceiling Fan/Lighting
Residential | Res ¦ Refrigerator Recycling | 2030 | Technical | GWh | After Competition Groups | 73.255 | 0 | 0 | 14269.5267 | 0.0051337 | 37 | Residential_2030_Technical_GWh_After Competition Groups_37 | Refrigerator Recycling | 0.5134% | 0 | 73.255 | Residential_2030_Technical_GWh_After Competition Groups_Refrigerator Recycling
Residential | Res ¦ Home Energy Reports | 2030 | Technical | GWh | After Competition Groups | 71.8874 | 0 | 0 | 14269.5267 | 0.0050378 | 38 | Residential_2030_Technical_GWh_After Competition Groups_38 | Home Energy Reports | 0.5038% | 0 | 71.8874 | Residential_2030_Technical_GWh_After Competition Groups_Home Energy Reports
Residential | Res ¦ Occupancy Sensors MF | 2030 | Technical | GWh | After Competition Groups | 70.9241 | 0 | 0 | 14269.5267 | 0.0049703 | 39 | Residential_2030_Technical_GWh_After Competition Groups_39 | Occupancy Sensors MF | 0.497% | 0 | 70.9241 | Residential_2030_Technical_GWh_After Competition Groups_Occupancy Sensors MF
Residential | Res ¦ Energy Star Freezer | 2030 | Technical | GWh | After Competition Groups | 67.4987 | 0 | 0 | 14269.5267 | 0.0047303 | 40 | Residential_2030_Technical_GWh_After Competition Groups_40 | Energy Star Freezer | 0.473% | 0 | 67.4987 | Residential_2030_Technical_GWh_After Competition Groups_Energy Star Freezer
Residential | Res ¦ Clothes Drying Racks | 2030 | Technical | GWh | After Competition Groups | 66.8924 | 0 | 0 | 14269.5267 | 0.0046878 | 41 | Residential_2030_Technical_GWh_After Competition Groups_41 | Clothes Drying Racks | 0.4688% | 0 | 66.8924 | Residential_2030_Technical_GWh_After Competition Groups_Clothes Drying Racks
Residential | Res ¦ Freezer Recycling | 2030 | Technical | GWh | After Competition Groups | 64.2766 | 0 | 0 | 14269.5267 | 0.0045045 | 42 | Residential_2030_Technical_GWh_After Competition Groups_42 | Freezer Recycling | 0.4504% | 0 | 64.2766 | Residential_2030_Technical_GWh_After Competition Groups_Freezer Recycling
Residential | Res ¦ Duct Insulation | 2030 | Technical | GWh | After Competition Groups | 64.0207 | 0 | 0 | 14269.5267 | 0.0044865 | 43 | Residential_2030_Technical_GWh_After Competition Groups_43 | Duct Insulation | 0.4487% | 0 | 64.0207 | Residential_2030_Technical_GWh_After Competition Groups_Duct Insulation
Residential | Res ¦ Floor Insulation | 2030 | Technical | GWh | After Competition Groups | 52.1141 | 0 | 0 | 14269.5267 | 0.0036521 | 44 | Residential_2030_Technical_GWh_After Competition Groups_44 | Floor Insulation | 0.3652% | 0 | 52.1141 | Residential_2030_Technical_GWh_After Competition Groups_Floor Insulation
Residential | Res ¦ Heat Pump Water Heater | 2030 | Technical | GWh | After Competition Groups | 51.97 | 0 | 0 | 14269.5267 | 0.003642 | 45 | Residential_2030_Technical_GWh_After Competition Groups_45 | Heat Pump Water Heater | 0.3642% | 0 | 51.97 | Residential_2030_Technical_GWh_After Competition Groups_Heat Pump Water Heater
Residential | Res ¦ Dehumidifier Recycling | 2030 | Technical | GWh | After Competition Groups | 44.5705 | 0 | 0 | 14269.5267 | 0.0031235 | 46 | Residential_2030_Technical_GWh_After Competition Groups_46 | Dehumidifier Recycling | 0.3123% | 0 | 44.5705 | Residential_2030_Technical_GWh_After Competition Groups_Dehumidifier Recycling
Residential | Res ¦ Advanced BAS/Controllers | 2030 | Technical | GWh | After Competition Groups | 40.9017 | 0 | 0 | 14269.5267 | 0.0028664 | 47 | Residential_2030_Technical_GWh_After Competition Groups_47 | Advanced BAS/Controllers | 0.2866% | 0 | 40.9017 | Residential_2030_Technical_GWh_After Competition Groups_Advanced BAS/Controllers
Residential | Res ¦ INTEGRAL LED TROFFERS | 2030 | Technical | GWh | After Competition Groups | 38.8046 | 0 | 0 | 14269.5267 | 0.0027194 | 48 | Residential_2030_Technical_GWh_After Competition Groups_48 | INTEGRAL LED TROFFERS | 0.2719% | 0 | 38.8046 | Residential_2030_Technical_GWh_After Competition Groups_INTEGRAL LED TROFFERS
Residential | Res ¦ LED Exterior Area Lights - LED Fixture (200W) | 2030 | Technical | GWh | After Competition Groups | 37.9953 | 0 | 0 | 14269.5267 | 0.0026627 | 49 | Residential_2030_Technical_GWh_After Competition Groups_49 | LED Exterior Area Lights - LED Fixture (200W) | 0.2663% | 0 | 37.9953 | Residential_2030_Technical_GWh_After Competition Groups_LED Exterior Area Lights - LED Fixture (200W)
Residential | Res ¦ Heat Recovery Ventilator | 2030 | Technical | GWh | After Competition Groups | 37.2428 | 0 | 0 | 14269.5267 | 0.00261 | 50 | Residential_2030_Technical_GWh_After Competition Groups_50 | Heat Recovery Ventilator | 0.261% | 0 | 37.2428 | Residential_2030_Technical_GWh_After Competition Groups_Heat Recovery Ventilator
Residential | Res ¦ Central Lighting Control System | 2030 | Technical | GWh | After Competition Groups | 36.928 | 0 | 0 | 14269.5267 | 0.0025879 | 51 | Residential_2030_Technical_GWh_After Competition Groups_51 | Central Lighting Control System | 0.2588% | 0 | 36.928 | Residential_2030_Technical_GWh_After Competition Groups_Central Lighting Control System
Residential | Res ¦ Minimize Hot and Warm Clothes Wash | 2030 | Technical | GWh | After Competition Groups | 35.7523 | 0 | 0 | 14269.5267 | 0.0025055 | 52 | Residential_2030_Technical_GWh_After Competition Groups_52 | Minimize Hot and Warm Clothes Wash | 0.2506% | 0 | 35.7523 | Residential_2030_Technical_GWh_After Competition Groups_Minimize Hot and Warm Clothes Wash
Residential | Res ¦ Furnace Whistle | 2030 | Technical | GWh | After Competition Groups | 35.2203 | 0 | 0 | 14269.5267 | 0.0024682 | 53 | Residential_2030_Technical_GWh_After Competition Groups_53 | Furnace Whistle | 0.2468% | 0 | 35.2203 | Residential_2030_Technical_GWh_After Competition Groups_Furnace Whistle
Residential | Res ¦ Early Hot Water Heater Replacement | 2030 | Technical | GWh | After Competition Groups | 31.9028 | 0 | 0 | 14269.5267 | 0.0022357 | 54 | Residential_2030_Technical_GWh_After Competition Groups_54 | Early Hot Water Heater Replacement | 0.2236% | 0 | 31.9028 | Residential_2030_Technical_GWh_After Competition Groups_Early Hot Water Heater Replacement
Residential | Res ¦ LED Tube Re-Lamp | 2030 | Technical | GWh | After Competition Groups | 29.4721 | 0 | 0 | 14269.5267 | 0.0020654 | 55 | Residential_2030_Technical_GWh_After Competition Groups_55 | LED Tube Re-Lamp | 0.2065% | 0 | 29.4721 | Residential_2030_Technical_GWh_After Competition Groups_LED Tube Re-Lamp
Residential | Res ¦ Outside Air Economizer | 2030 | Technical | GWh | After Competition Groups | 29.0213 | 0 | 0 | 14269.5267 | 0.0020338 | 56 | Residential_2030_Technical_GWh_After Competition Groups_56 | Outside Air Economizer | 0.2034% | 0 | 29.0213 | Residential_2030_Technical_GWh_After Competition Groups_Outside Air Economizer
Residential | Res ¦ Duct Insulation MF | 2030 | Technical | GWh | After Competition Groups | 28.243 | 0 | 0 | 14269.5267 | 0.0019793 | 57 | Residential_2030_Technical_GWh_After Competition Groups_57 | Duct Insulation MF | 0.1979% | 0 | 28.243 | Residential_2030_Technical_GWh_After Competition Groups_Duct Insulation MF
Residential | Res ¦ Energy Star Dehumidifier | 2030 | Technical | GWh | After Competition Groups | 26.188 | 0 | 0 | 14269.5267 | 0.0018352 | 58 | Residential_2030_Technical_GWh_After Competition Groups_58 | Energy Star Dehumidifier | 0.1835% | 0 | 26.188 | Residential_2030_Technical_GWh_After Competition Groups_Energy Star Dehumidifier
Residential | Res ¦ Central Air Conditioner Maintenance | 2030 | Technical | GWh | After Competition Groups | 26.0629 | 0 | 0 | 14269.5267 | 0.0018265 | 59 | Residential_2030_Technical_GWh_After Competition Groups_59 | Central Air Conditioner Maintenance | 0.1826% | 0 | 26.0629 | Residential_2030_Technical_GWh_After Competition Groups_Central Air Conditioner Maintenance
Residential | Res ¦ Energy Star Dishwasher | 2030 | Technical | GWh | After Competition Groups | 22.262 | 0 | 0 | 14269.5267 | 0.0015601 | 60 | Residential_2030_Technical_GWh_After Competition Groups_60 | Energy Star Dishwasher | 0.156% | 0 | 22.262 | Residential_2030_Technical_GWh_After Competition Groups_Energy Star Dishwasher
Residential | Res ¦ Drain Water Heat Recovery | 2030 | Technical | GWh | After Competition Groups | 21.4277 | 0 | 0 | 14269.5267 | 0.0015016 | 61 | Residential_2030_Technical_GWh_After Competition Groups_61 | Drain Water Heat Recovery | 0.1502% | 0 | 21.4277 | Residential_2030_Technical_GWh_After Competition Groups_Drain Water Heat Recovery
Residential | Res ¦ Demand Control Ventilation | 2030 | Technical | GWh | After Competition Groups | 18.8639 | 0 | 0 | 14269.5267 | 0.001322 | 62 | Residential_2030_Technical_GWh_After Competition Groups_62 | Demand Control Ventilation | 0.1322% | 0 | 18.8639 | Residential_2030_Technical_GWh_After Competition Groups_Demand Control Ventilation
Residential | Res ¦ CO Sensors for parking garage exhaust fans | 2030 | Technical | GWh | After Competition Groups | 18.3102 | 0 | 0 | 14269.5267 | 0.0012832 | 63 | Residential_2030_Technical_GWh_After Competition Groups_63 | CO Sensors for parking garage exhaust fans | 0.1283% | 0 | 18.3102 | Residential_2030_Technical_GWh_After Competition Groups_CO Sensors for parking garage exhaust fans
Residential | Res ¦ ENERGY STAR LED LAMPS (REFLECTOR LAMPs/MR16/PAR 16) | 2030 | Technical | GWh | After Competition Groups | 15.2431 | 0 | 0 | 14269.5267 | 0.0010682 | 64 | Residential_2030_Technical_GWh_After Competition Groups_64 | ENERGY STAR LED LAMPS (REFLECTOR LAMPs/MR16/PAR 16) | 0.1068% | 0 | 15.2431 | Residential_2030_Technical_GWh_After Competition Groups_ENERGY STAR LED LAMPS (REFLECTOR LAMPs/MR16/PAR 16)
Residential | Res ¦ Variable Frequency Drive (VFD) | 2030 | Technical | GWh | After Competition Groups | 14.9405 | 0 | 0 | 14269.5267 | 0.001047 | 65 | Residential_2030_Technical_GWh_After Competition Groups_65 | Variable Frequency Drive (VFD) | 0.1047% | 0 | 14.9405 | Residential_2030_Technical_GWh_After Competition Groups_Variable Frequency Drive (VFD)
Residential | Res ¦ Condensing Make Up Air Unit | 2030 | Technical | GWh | After Competition Groups | 14.7963 | 0 | 0 | 14269.5267 | 0.0010369 | 66 | Residential_2030_Technical_GWh_After Competition Groups_66 | Condensing Make Up Air Unit | 0.1037% | 0 | 14.7963 | Residential_2030_Technical_GWh_After Competition Groups_Condensing Make Up Air Unit
Residential | Res ¦ High Efficiency Chiller (avg of water and air cooled) | 2030 | Technical | GWh | After Competition Groups | 13.9171 | 0 | 0 | 14269.5267 | 0.0009753 | 67 | Residential_2030_Technical_GWh_After Competition Groups_67 | High Efficiency Chiller (avg of water and air cooled) | 0.09753% | 0 | 13.9171 | Residential_2030_Technical_GWh_After Competition Groups_High Efficiency Chiller (avg of water and air cooled)
Residential | Res ¦ Water Heater Temperature Setback | 2030 | Technical | GWh | After Competition Groups | 11.1644 | 0 | 0 | 14269.5267 | 0.00078239 | 68 | Residential_2030_Technical_GWh_After Competition Groups_68 | Water Heater Temperature Setback | 0.07824% | 0 | 11.1644 | Residential_2030_Technical_GWh_After Competition Groups_Water Heater Temperature Setback
Residential | Res ¦ DHW Recirculation Systems | 2030 | Technical | GWh | After Competition Groups | 10.0798 | 0 | 0 | 14269.5267 | 0.00070639 | 69 | Residential_2030_Technical_GWh_After Competition Groups_69 | DHW Recirculation Systems | 0.07064% | 0 | 10.0798 | Residential_2030_Technical_GWh_After Competition Groups_DHW Recirculation Systems
Residential | Res ¦ Air Source Heat Pump Maintenance | 2030 | Technical | GWh | After Competition Groups | 9.1159 | 0 | 0 | 14269.5267 | 0.00063884 | 70 | Residential_2030_Technical_GWh_After Competition Groups_70 | Air Source Heat Pump Maintenance | 0.06388% | 0 | 9.1159 | Residential_2030_Technical_GWh_After Competition Groups_Air Source Heat Pump Maintenance
Residential | Res ¦ VFD on Pumps | 2030 | Technical | GWh | After Competition Groups | 4.5944 | 0 | 0 | 14269.5267 | 0.00032197 | 71 | Residential_2030_Technical_GWh_After Competition Groups_71 | VFD on Pumps | 0.0322% | 0 | 4.5944 | Residential_2030_Technical_GWh_After Competition Groups_VFD on Pumps
Residential | Res ¦ ENERGY STAR LED Lamps (General Service Lamps) | 2030 | Technical | GWh | After Competition Groups | 3.5479 | 0 | 0 | 14269.5267 | 0.00024864 | 72 | Residential_2030_Technical_GWh_After Competition Groups_72 | ENERGY STAR LED Lamps (General Service Lamps) | 0.02486% | 0 | 3.5479 | Residential_2030_Technical_GWh_After Competition Groups_ENERGY STAR LED Lamps (General Service Lamps)
Residential | Res ¦ ECM MOTORS FOR HVAC APPLICATION (FAN-POWERED VAV BOX) | 2030 | Technical | GWh | After Competition Groups | 2.955 | 0 | 0 | 14269.5267 | 0.00020708 | 73 | Residential_2030_Technical_GWh_After Competition Groups_73 | ECM MOTORS FOR HVAC APPLICATION (FAN-POWERED VAV BOX) | 0.02071% | 0 | 2.955 | Residential_2030_Technical_GWh_After Competition Groups_ECM MOTORS FOR HVAC APPLICATION (FAN-POWERED VAV BOX)
Residential | Res ¦ HVAC Optimization | 2030 | Technical | GWh | After Competition Groups | 2.8468 | 0 | 0 | 14269.5267 | 0.0001995 | 74 | Residential_2030_Technical_GWh_After Competition Groups_74 | HVAC Optimization | 0.01995% | 0 | 2.8468 | Residential_2030_Technical_GWh_After Competition Groups_HVAC Optimization
Residential | Res ¦ Tankless Water Heater | 2030 | Technical | GWh | After Competition Groups | 2.8438 | 0 | 0 | 14269.5267 | 0.00019929 | 75 | Residential_2030_Technical_GWh_After Competition Groups_75 | Tankless Water Heater | 0.01993% | 0 | 2.8438 | Residential_2030_Technical_GWh_After Competition Groups_Tankless Water Heater
Residential | Res ¦ Beverage Vending Machine Controls | 2030 | Technical | GWh | After Competition Groups | 2.1271 | 0 | 0 | 14269.5267 | 0.00014907 | 76 | Residential_2030_Technical_GWh_After Competition Groups_76 | Beverage Vending Machine Controls | 0.01491% | 0 | 2.1271 | Residential_2030_Technical_GWh_After Competition Groups_Beverage Vending Machine Controls
Residential | Res ¦ Wall Insulation MF | 2030 | Technical | GWh | After Competition Groups | 0.56724 | 0 | 0 | 14269.5267 | 3.9752e-05 | 77 | Residential_2030_Technical_GWh_After Competition Groups_77 | Wall Insulation MF | 0.003975% | 0 | 0.56724 | Residential_2030_Technical_GWh_After Competition Groups_Wall Insulation MF
Residential | Res ¦ Chilled Water Optimization | 2030 | Technical | GWh | After Competition Groups | 0.35244 | 0 | 0 | 14269.5267 | 2.4699e-05 | 78 | Residential_2030_Technical_GWh_After Competition Groups_78 | Chilled Water Optimization | 0.00247% | 0 | 0.35244 | Residential_2030_Technical_GWh_After Competition Groups_Chilled Water Optimization
Residential | Res ¦ LED Recessed Downlights | 2030 | Technical | GWh | After Competition Groups | 0.20945 | 0 | 0 | 14269.5267 | 1.4678e-05 | 79 | Residential_2030_Technical_GWh_After Competition Groups_79 | LED Recessed Downlights | 0.001468% | 0 | 0.20945 | Residential_2030_Technical_GWh_After Competition Groups_LED Recessed Downlights
Residential | Res ¦ LED High Bay Fixture | 2030 | Technical | GWh | After Competition Groups | 0.17899 | 0 | 0 | 14269.5267 | 1.2543e-05 | 80 | Residential_2030_Technical_GWh_After Competition Groups_80 | LED High Bay Fixture | 0.001254% | 0 | 0.17899 | Residential_2030_Technical_GWh_After Competition Groups_LED High Bay Fixture
Residential | Res ¦ Solar Water Preheat (Pools/DHW) | 2030 | Technical | GWh | After Competition Groups | 0.082992 | 0 | 0 | 14269.5267 | 5.816e-06 | 81 | Residential_2030_Technical_GWh_After Competition Groups_81 | Solar Water Preheat (Pools/DHW) | 0.0005816% | 0 | 0.082992 | Residential_2030_Technical_GWh_After Competition Groups_Solar Water Preheat (Pools/DHW)
Residential | Res ¦ Photocell Controls (Outdoor) | 2030 | Technical | GWh | After Competition Groups | 0.00022162 | 0 | 0 | 14269.5267 | 1.5531e-08 | 82 | Residential_2030_Technical_GWh_After Competition Groups_82 | Photocell Controls (Outdoor) | 1.553e-06% | 0 | 0.00022162 | Residential_2030_Technical_GWh_After Competition Groups_Photocell Controls (Outdoor)
Residential | Res ¦ Energy Star LED Bulbs General Purpose LEDs | 2031 | Economic | GWh | After Competition Groups | 1176.1014 | 0 | 0 | 8080.6404 | 0.14555 | 1 | Residential_2031_Economic_GWh_After Competition Groups_1 | Energy Star LED Bulbs General Purpose LEDs | 14.55% | 0 | 1176.1014 | Residential_2031_Economic_GWh_After Competition Groups_Energy Star LED Bulbs General Purpose LEDs
Residential | Res ¦ Energy Star A Line, PAR, MR Lamps | 2031 | Economic | GWh | After Competition Groups | 877.299 | 0 | 0 | 8080.6404 | 0.10857 | 2 | Residential_2031_Economic_GWh_After Competition Groups_2 | Energy Star A Line, PAR, MR Lamps | 10.86% | 0 | 877.299 | Residential_2031_Economic_GWh_After Competition Groups_Energy Star A Line, PAR, MR Lamps
Residential | Res ¦ Adaptive Thermostat | 2031 | Economic | GWh | After Competition Groups | 679.6946 | 0 | 0 | 8080.6404 | 0.084114 | 3 | Residential_2031_Economic_GWh_After Competition Groups_3 | Adaptive Thermostat | 8.411% | 0 | 679.6946 | Residential_2031_Economic_GWh_After Competition Groups_Adaptive Thermostat
Residential | Res ¦ Energy Star Clothes Washer | 2031 | Economic | GWh | After Competition Groups | 628.7592 | 0 | 0 | 8080.6404 | 0.077811 | 4 | Residential_2031_Economic_GWh_After Competition Groups_4 | Energy Star Clothes Washer | 7.781% | 0 | 628.7592 | Residential_2031_Economic_GWh_After Competition Groups_Energy Star Clothes Washer
Residential | Res ¦ Ductless Mini-Split Heat Pump | 2031 | Economic | GWh | After Competition Groups | 593.9259 | 0 | 0 | 8080.6404 | 0.0735 | 5 | Residential_2031_Economic_GWh_After Competition Groups_5 | Ductless Mini-Split Heat Pump | 7.35% | 0 | 593.9259 | Residential_2031_Economic_GWh_After Competition Groups_Ductless Mini-Split Heat Pump
Residential | Res ¦ Air Sealing | 2031 | Economic | GWh | After Competition Groups | 483.2687 | 0 | 0 | 8080.6404 | 0.059806 | 6 | Residential_2031_Economic_GWh_After Competition Groups_6 | Air Sealing | 5.981% | 0 | 483.2687 | Residential_2031_Economic_GWh_After Competition Groups_Air Sealing
Residential | Res ¦ Car Block Heater Timer | 2031 | Economic | GWh | After Competition Groups | 356.7334 | 0 | 0 | 8080.6404 | 0.044147 | 7 | Residential_2031_Economic_GWh_After Competition Groups_7 | Car Block Heater Timer | 4.415% | 0 | 356.7334 | Residential_2031_Economic_GWh_After Competition Groups_Car Block Heater Timer
Residential | Res ¦ Variable Speed Pool Pump Motor | 2031 | Economic | GWh | After Competition Groups | 354.8996 | 0 | 0 | 8080.6404 | 0.04392 | 8 | Residential_2031_Economic_GWh_After Competition Groups_8 | Variable Speed Pool Pump Motor | 4.392% | 0 | 354.8996 | Residential_2031_Economic_GWh_After Competition Groups_Variable Speed Pool Pump Motor
Residential | Res ¦ Energy Star Air Source Heat Pump | 2031 | Economic | GWh | After Competition Groups | 339.4358 | 0 | 0 | 8080.6404 | 0.042006 | 9 | Residential_2031_Economic_GWh_After Competition Groups_9 | Energy Star Air Source Heat Pump | 4.201% | 0 | 339.4358 | Residential_2031_Economic_GWh_After Competition Groups_Energy Star Air Source Heat Pump
Residential | Res ¦ Energy Star Torchiere | 2031 | Economic | GWh | After Competition Groups | 279.8972 | 0 | 0 | 8080.6404 | 0.034638 | 10 | Residential_2031_Economic_GWh_After Competition Groups_10 | Energy Star Torchiere | 3.464% | 0 | 279.8972 | Residential_2031_Economic_GWh_After Competition Groups_Energy Star Torchiere
Residential | Res ¦ Building Recommissioning, Operations and Maintenance (O&M) Improvements | 2031 | Economic | GWh | After Competition Groups | 275.0408 | 0 | 0 | 8080.6404 | 0.034037 | 11 | Residential_2031_Economic_GWh_After Competition Groups_11 | Building Recommissioning, Operations and Maintenance (O&M) Improvements | 3.404% | 0 | 275.0408 | Residential_2031_Economic_GWh_After Competition Groups_Building Recommissioning, Operations and Maintenance (O&M) Improvements
Residential | Res ¦ Basement Wall Insulation | 2031 | Economic | GWh | After Competition Groups | 253.6858 | 0 | 0 | 8080.6404 | 0.031394 | 12 | Residential_2031_Economic_GWh_After Competition Groups_12 | Basement Wall Insulation | 3.139% | 0 | 253.6858 | Residential_2031_Economic_GWh_After Competition Groups_Basement Wall Insulation
Residential | Res ¦ Attic Insulation | 2031 | Economic | GWh | After Competition Groups | 195.7023 | 0 | 0 | 8080.6404 | 0.024219 | 13 | Residential_2031_Economic_GWh_After Competition Groups_13 | Attic Insulation | 2.422% | 0 | 195.7023 | Residential_2031_Economic_GWh_After Competition Groups_Attic Insulation
Residential | Res ¦ Energy Star Clothes Dryer | 2031 | Economic | GWh | After Competition Groups | 190.8482 | 0 | 0 | 8080.6404 | 0.023618 | 14 | Residential_2031_Economic_GWh_After Competition Groups_14 | Energy Star Clothes Dryer | 2.362% | 0 | 190.8482 | Residential_2031_Economic_GWh_After Competition Groups_Energy Star Clothes Dryer
Residential | Res ¦ Comprehensive Draft Proofing | 2031 | Economic | GWh | After Competition Groups | 139.8892 | 0 | 0 | 8080.6404 | 0.017312 | 15 | Residential_2031_Economic_GWh_After Competition Groups_15 | Comprehensive Draft Proofing | 1.731% | 0 | 139.8892 | Residential_2031_Economic_GWh_After Competition Groups_Comprehensive Draft Proofing
Residential | Res ¦ Energy Star Light Fixture | 2031 | Economic | GWh | After Competition Groups | 120.9168 | 0 | 0 | 8080.6404 | 0.014964 | 16 | Residential_2031_Economic_GWh_After Competition Groups_16 | Energy Star Light Fixture | 1.496% | 0 | 120.9168 | Residential_2031_Economic_GWh_After Competition Groups_Energy Star Light Fixture
Residential | Res ¦ Energy Star Room Air Conditioner | 2031 | Economic | GWh | After Competition Groups | 112.5924 | 0 | 0 | 8080.6404 | 0.013934 | 17 | Residential_2031_Economic_GWh_After Competition Groups_17 | Energy Star Room Air Conditioner | 1.393% | 0 | 112.5924 | Residential_2031_Economic_GWh_After Competition Groups_Energy Star Room Air Conditioner
Residential | Res ¦ LED Parking Lot Fixture | 2031 | Economic | GWh | After Competition Groups | 81.551 | 0 | 0 | 8080.6404 | 0.010092 | 18 | Residential_2031_Economic_GWh_After Competition Groups_18 | LED Parking Lot Fixture | 1.009% | 0 | 81.551 | Residential_2031_Economic_GWh_After Competition Groups_LED Parking Lot Fixture
Residential | Res ¦ Refrigerator Recycling | 2031 | Economic | GWh | After Competition Groups | 72.0975 | 0 | 0 | 8080.6404 | 0.0089223 | 19 | Residential_2031_Economic_GWh_After Competition Groups_19 | Refrigerator Recycling | 0.8922% | 0 | 72.0975 | Residential_2031_Economic_GWh_After Competition Groups_Refrigerator Recycling
Residential | Res ¦ Occupancy Sensors MF | 2031 | Economic | GWh | After Competition Groups | 68.4009 | 0 | 0 | 8080.6404 | 0.0084648 | 20 | Residential_2031_Economic_GWh_After Competition Groups_20 | Occupancy Sensors MF | 0.8465% | 0 | 68.4009 | Residential_2031_Economic_GWh_After Competition Groups_Occupancy Sensors MF
Residential | Res ¦ Clothes Drying Racks | 2031 | Economic | GWh | After Competition Groups | 65.8355 | 0 | 0 | 8080.6404 | 0.0081473 | 21 | Residential_2031_Economic_GWh_After Competition Groups_21 | Clothes Drying Racks | 0.8147% | 0 | 65.8355 | Residential_2031_Economic_GWh_After Competition Groups_Clothes Drying Racks
Residential | Res ¦ Freezer Recycling | 2031 | Economic | GWh | After Competition Groups | 63.2611 | 0 | 0 | 8080.6404 | 0.0078287 | 22 | Residential_2031_Economic_GWh_After Competition Groups_22 | Freezer Recycling | 0.7829% | 0 | 63.2611 | Residential_2031_Economic_GWh_After Competition Groups_Freezer Recycling
Residential | Res ¦ Duct Insulation | 2031 | Economic | GWh | After Competition Groups | 56.2627 | 0 | 0 | 8080.6404 | 0.0069627 | 23 | Residential_2031_Economic_GWh_After Competition Groups_23 | Duct Insulation | 0.6963% | 0 | 56.2627 | Residential_2031_Economic_GWh_After Competition Groups_Duct Insulation
Residential | Res ¦ Floor Insulation | 2031 | Economic | GWh | After Competition Groups | 51.2907 | 0 | 0 | 8080.6404 | 0.0063474 | 24 | Residential_2031_Economic_GWh_After Competition Groups_24 | Floor Insulation | 0.6347% | 0 | 51.2907 | Residential_2031_Economic_GWh_After Competition Groups_Floor Insulation
Residential | Res ¦ Energy Star Freezer | 2031 | Economic | GWh | After Competition Groups | 41.9226 | 0 | 0 | 8080.6404 | 0.005188 | 25 | Residential_2031_Economic_GWh_After Competition Groups_25 | Energy Star Freezer | 0.5188% | 0 | 41.9226 | Residential_2031_Economic_GWh_After Competition Groups_Energy Star Freezer
Residential | Res ¦ Smart Burners | 2031 | Economic | GWh | After Competition Groups | 40.8694 | 0 | 0 | 8080.6404 | 0.0050577 | 26 | Residential_2031_Economic_GWh_After Competition Groups_26 | Smart Burners | 0.5058% | 0 | 40.8694 | Residential_2031_Economic_GWh_After Competition Groups_Smart Burners
Residential | Res ¦ Advanced BAS/Controllers | 2031 | Economic | GWh | After Competition Groups | 40.2555 | 0 | 0 | 8080.6404 | 0.0049817 | 27 | Residential_2031_Economic_GWh_After Competition Groups_27 | Advanced BAS/Controllers | 0.4982% | 0 | 40.2555 | Residential_2031_Economic_GWh_After Competition Groups_Advanced BAS/Controllers
Residential | Res ¦ Home Energy Reports | 2031 | Economic | GWh | After Competition Groups | 39.5565 | 0 | 0 | 8080.6404 | 0.0048952 | 28 | Residential_2031_Economic_GWh_After Competition Groups_28 | Home Energy Reports | 0.4895% | 0 | 39.5565 | Residential_2031_Economic_GWh_After Competition Groups_Home Energy Reports
Residential | Res ¦ Heat Recovery Ventilator | 2031 | Economic | GWh | After Competition Groups | 38.7677 | 0 | 0 | 8080.6404 | 0.0047976 | 29 | Residential_2031_Economic_GWh_After Competition Groups_29 | Heat Recovery Ventilator | 0.4798% | 0 | 38.7677 | Residential_2031_Economic_GWh_After Competition Groups_Heat Recovery Ventilator
Residential | Res ¦ LED Exterior Area Lights - LED Fixture (200W) | 2031 | Economic | GWh | After Competition Groups | 38.1491 | 0 | 0 | 8080.6404 | 0.0047211 | 30 | Residential_2031_Economic_GWh_After Competition Groups_30 | LED Exterior Area Lights - LED Fixture (200W) | 0.4721% | 0 | 38.1491 | Residential_2031_Economic_GWh_After Competition Groups_LED Exterior Area Lights - LED Fixture (200W)
Residential | Res ¦ Minimize Hot and Warm Clothes Wash | 2031 | Economic | GWh | After Competition Groups | 35.1874 | 0 | 0 | 8080.6404 | 0.0043545 | 31 | Residential_2031_Economic_GWh_After Competition Groups_31 | Minimize Hot and Warm Clothes Wash | 0.4355% | 0 | 35.1874 | Residential_2031_Economic_GWh_After Competition Groups_Minimize Hot and Warm Clothes Wash
Residential | Res ¦ Furnace Whistle | 2031 | Economic | GWh | After Competition Groups | 34.6638 | 0 | 0 | 8080.6404 | 0.0042897 | 32 | Residential_2031_Economic_GWh_After Competition Groups_32 | Furnace Whistle | 0.429% | 0 | 34.6638 | Residential_2031_Economic_GWh_After Competition Groups_Furnace Whistle
Residential | Res ¦ LED Tube Re-Lamp | 2031 | Economic | GWh | After Competition Groups | 30.3933 | 0 | 0 | 8080.6404 | 0.0037613 | 33 | Residential_2031_Economic_GWh_After Competition Groups_33 | LED Tube Re-Lamp | 0.3761% | 0 | 30.3933 | Residential_2031_Economic_GWh_After Competition Groups_LED Tube Re-Lamp
Residential | Res ¦ Outside Air Economizer | 2031 | Economic | GWh | After Competition Groups | 29.366 | 0 | 0 | 8080.6404 | 0.0036341 | 34 | Residential_2031_Economic_GWh_After Competition Groups_34 | Outside Air Economizer | 0.3634% | 0 | 29.366 | Residential_2031_Economic_GWh_After Competition Groups_Outside Air Economizer
Residential | Res ¦ Energy Star Dehumidifier | 2031 | Economic | GWh | After Competition Groups | 25.7742 | 0 | 0 | 8080.6404 | 0.0031896 | 35 | Residential_2031_Economic_GWh_After Competition Groups_35 | Energy Star Dehumidifier | 0.319% | 0 | 25.7742 | Residential_2031_Economic_GWh_After Competition Groups_Energy Star Dehumidifier
Residential | Res ¦ Tankless Water Heater | 2031 | Economic | GWh | After Competition Groups | 24.0893 | 0 | 0 | 8080.6404 | 0.0029811 | 36 | Residential_2031_Economic_GWh_After Competition Groups_36 | Tankless Water Heater | 0.2981% | 0 | 24.0893 | Residential_2031_Economic_GWh_After Competition Groups_Tankless Water Heater
Residential | Res ¦ Duct Insulation MF | 2031 | Economic | GWh | After Competition Groups | 21.094 | 0 | 0 | 8080.6404 | 0.0026104 | 37 | Residential_2031_Economic_GWh_After Competition Groups_37 | Duct Insulation MF | 0.261% | 0 | 21.094 | Residential_2031_Economic_GWh_After Competition Groups_Duct Insulation MF
Residential | Res ¦ Demand Control Ventilation | 2031 | Economic | GWh | After Competition Groups | 18.5659 | 0 | 0 | 8080.6404 | 0.0022976 | 38 | Residential_2031_Economic_GWh_After Competition Groups_38 | Demand Control Ventilation | 0.2298% | 0 | 18.5659 | Residential_2031_Economic_GWh_After Competition Groups_Demand Control Ventilation
Residential | Res ¦ CO Sensors for parking garage exhaust fans | 2031 | Economic | GWh | After Competition Groups | 18.5277 | 0 | 0 | 8080.6404 | 0.0022928 | 39 | Residential_2031_Economic_GWh_After Competition Groups_39 | CO Sensors for parking garage exhaust fans | 0.2293% | 0 | 18.5277 | Residential_2031_Economic_GWh_After Competition Groups_CO Sensors for parking garage exhaust fans
Residential | Res ¦ Condensing Make Up Air Unit | 2031 | Economic | GWh | After Competition Groups | 15.7452 | 0 | 0 | 8080.6404 | 0.0019485 | 40 | Residential_2031_Economic_GWh_After Competition Groups_40 | Condensing Make Up Air Unit | 0.1949% | 0 | 15.7452 | Residential_2031_Economic_GWh_After Competition Groups_Condensing Make Up Air Unit
Residential | Res ¦ ENERGY STAR LED LAMPS (REFLECTOR LAMPs/MR16/PAR 16) | 2031 | Economic | GWh | After Competition Groups | 15.2285 | 0 | 0 | 8080.6404 | 0.0018846 | 41 | Residential_2031_Economic_GWh_After Competition Groups_41 | ENERGY STAR LED LAMPS (REFLECTOR LAMPs/MR16/PAR 16) | 0.1885% | 0 | 15.2285 | Residential_2031_Economic_GWh_After Competition Groups_ENERGY STAR LED LAMPS (REFLECTOR LAMPs/MR16/PAR 16)
Residential | Res ¦ High Efficiency Chiller (avg of water and air cooled) | 2031 | Economic | GWh | After Competition Groups | 14.8515 | 0 | 0 | 8080.6404 | 0.0018379 | 42 | Residential_2031_Economic_GWh_After Competition Groups_42 | High Efficiency Chiller (avg of water and air cooled) | 0.1838% | 0 | 14.8515 | Residential_2031_Economic_GWh_After Competition Groups_High Efficiency Chiller (avg of water and air cooled)
Residential | Res ¦ Variable Frequency Drive (VFD) | 2031 | Economic | GWh | After Competition Groups | 14.7044 | 0 | 0 | 8080.6404 | 0.0018197 | 43 | Residential_2031_Economic_GWh_After Competition Groups_43 | Variable Frequency Drive (VFD) | 0.182% | 0 | 14.7044 | Residential_2031_Economic_GWh_After Competition Groups_Variable Frequency Drive (VFD)
Residential | Res ¦ Water Heater Temperature Setback | 2031 | Economic | GWh | After Competition Groups | 10.988 | 0 | 0 | 8080.6404 | 0.0013598 | 44 | Residential_2031_Economic_GWh_After Competition Groups_44 | Water Heater Temperature Setback | 0.136% | 0 | 10.988 | Residential_2031_Economic_GWh_After Competition Groups_Water Heater Temperature Setback
Residential | Res ¦ VFD on Pumps | 2031 | Economic | GWh | After Competition Groups | 4.5218 | 0 | 0 | 8080.6404 | 0.00055958 | 45 | Residential_2031_Economic_GWh_After Competition Groups_45 | VFD on Pumps | 0.05596% | 0 | 4.5218 | Residential_2031_Economic_GWh_After Competition Groups_VFD on Pumps
Residential | Res ¦ ENERGY STAR LED Lamps (General Service Lamps) | 2031 | Economic | GWh | After Competition Groups | 3.5547 | 0 | 0 | 8080.6404 | 0.0004399 | 46 | Residential_2031_Economic_GWh_After Competition Groups_46 | ENERGY STAR LED Lamps (General Service Lamps) | 0.04399% | 0 | 3.5547 | Residential_2031_Economic_GWh_After Competition Groups_ENERGY STAR LED Lamps (General Service Lamps)
Residential | Res ¦ ECM MOTORS FOR HVAC APPLICATION (FAN-POWERED VAV BOX) | 2031 | Economic | GWh | After Competition Groups | 2.9898 | 0 | 0 | 8080.6404 | 0.00036999 | 47 | Residential_2031_Economic_GWh_After Competition Groups_47 | ECM MOTORS FOR HVAC APPLICATION (FAN-POWERED VAV BOX) | 0.037% | 0 | 2.9898 | Residential_2031_Economic_GWh_After Competition Groups_ECM MOTORS FOR HVAC APPLICATION (FAN-POWERED VAV BOX)
Residential | Res ¦ Beverage Vending Machine Controls | 2031 | Economic | GWh | After Competition Groups | 2.155 | 0 | 0 | 8080.6404 | 0.00026669 | 48 | Residential_2031_Economic_GWh_After Competition Groups_48 | Beverage Vending Machine Controls | 0.02667% | 0 | 2.155 | Residential_2031_Economic_GWh_After Competition Groups_Beverage Vending Machine Controls
Residential | Res ¦ Wall Insulation | 2031 | Economic | GWh | After Competition Groups | 0.73728 | 0 | 0 | 8080.6404 | 9.124e-05 | 49 | Residential_2031_Economic_GWh_After Competition Groups_49 | Wall Insulation | 0.009124% | 0 | 0.73728 | Residential_2031_Economic_GWh_After Competition Groups_Wall Insulation
Residential | Res ¦ Chilled Water Optimization | 2031 | Economic | GWh | After Competition Groups | 0.37487 | 0 | 0 | 8080.6404 | 4.6391e-05 | 50 | Residential_2031_Economic_GWh_After Competition Groups_50 | Chilled Water Optimization | 0.004639% | 0 | 0.37487 | Residential_2031_Economic_GWh_After Competition Groups_Chilled Water Optimization
Residential | Res ¦ LED High Bay Fixture | 2031 | Economic | GWh | After Competition Groups | 0.17262 | 0 | 0 | 8080.6404 | 2.1362e-05 | 51 | Residential_2031_Economic_GWh_After Competition Groups_51 | LED High Bay Fixture | 0.002136% | 0 | 0.17262 | Residential_2031_Economic_GWh_After Competition Groups_LED High Bay Fixture
Residential | Res ¦ Wall Insulation MF | 2031 | Economic | GWh | After Competition Groups | 0.044683 | 0 | 0 | 8080.6404 | 5.5297e-06 | 52 | Residential_2031_Economic_GWh_After Competition Groups_52 | Wall Insulation MF | 0.000553% | 0 | 0.044683 | Residential_2031_Economic_GWh_After Competition Groups_Wall Insulation MF
Residential | Res ¦ Heavy Duty Outdoor/Holiday Plug-in Timers | 2031 | Economic | GWh | After Competition Groups | 0 | 0 | 0 | 8080.6404 | 0 | 53 | Residential_2031_Economic_GWh_After Competition Groups_53 | Heavy Duty Outdoor/Holiday Plug-in Timers | 0% | 0 | 0 | Residential_2031_Economic_GWh_After Competition Groups_Heavy Duty Outdoor/Holiday Plug-in Timers
Residential | Res ¦ LED Downlight | 2031 | Economic | GWh | After Competition Groups | 0 | 0 | 0 | 8080.6404 | 0 | 54 | Residential_2031_Economic_GWh_After Competition Groups_54 | LED Downlight | 0% | 0 | 0 | Residential_2031_Economic_GWh_After Competition Groups_LED Downlight
Residential | Res ¦ Smart Power Bar | 2031 | Economic | GWh | After Competition Groups | 0 | 0 | 0 | 8080.6404 | 0 | 55 | Residential_2031_Economic_GWh_After Competition Groups_55 | Smart Power Bar | 0% | 0 | 0 | Residential_2031_Economic_GWh_After Competition Groups_Smart Power Bar
Residential | Res ¦ Energy Star LED Specialty Bulbs | 2031 | SC A | GWh | After Competition Groups | 547.4132 | 35554.4881 | 0.035554 | 3120.8476 | 0.17541 | 1 | Residential_2031_SC A_GWh_After Competition Groups_1 | Energy Star LED Specialty Bulbs | 17.54% | 0.035554 | 547.4132 | Residential_2031_SC A_GWh_After Competition Groups_Energy Star LED Specialty Bulbs
Residential | Res ¦ Energy Star Clothes Washer | 2031 | SC A | GWh | After Competition Groups | 324.3341 | 6634581.7491 | 6.6346 | 3120.8476 | 0.10393 | 2 | Residential_2031_SC A_GWh_After Competition Groups_2 | Energy Star Clothes Washer | 10.39% | 6.6346 | 324.3341 | Residential_2031_SC A_GWh_After Competition Groups_Energy Star Clothes Washer
Residential | Res ¦ Ductless Mini-Split Heat Pump | 2031 | SC A | GWh | After Competition Groups | 272.3307 | 5040963.0466 | 5.041 | 3120.8476 | 0.087262 | 3 | Residential_2031_SC A_GWh_After Competition Groups_3 | Ductless Mini-Split Heat Pump | 8.726% | 5.041 | 272.3307 | Residential_2031_SC A_GWh_After Competition Groups_Ductless Mini-Split Heat Pump
Residential | Res ¦ Energy Star A Line, PAR, MR Lamps | 2031 | SC A | GWh | After Competition Groups | 241.9039 | 22298.8631 | 0.022299 | 3120.8476 | 0.077512 | 4 | Residential_2031_SC A_GWh_After Competition Groups_4 | Energy Star A Line, PAR, MR Lamps | 7.751% | 0.022299 | 241.9039 | Residential_2031_SC A_GWh_After Competition Groups_Energy Star A Line, PAR, MR Lamps
Residential | Res ¦ Car Block Heater Timer | 2031 | SC A | GWh | After Competition Groups | 198.3587 | 463799.3618 | 0.4638 | 3120.8476 | 0.063559 | 5 | Residential_2031_SC A_GWh_After Competition Groups_5 | Car Block Heater Timer | 6.356% | 0.4638 | 198.3587 | Residential_2031_SC A_GWh_After Competition Groups_Car Block Heater Timer
Residential | Res ¦ Energy Star LED Bulbs General Purpose LEDs | 2031 | SC A | GWh | After Competition Groups | 179.1763 | 0 | 0 | 3120.8476 | 0.057413 | 6 | Residential_2031_SC A_GWh_After Competition Groups_6 | Energy Star LED Bulbs General Purpose LEDs | 5.741% | 0 | 179.1763 | Residential_2031_SC A_GWh_After Competition Groups_Energy Star LED Bulbs General Purpose LEDs
Residential | Res ¦ Building Recommissioning, Operations and Maintenance (O&M) Improvements | 2031 | SC A | GWh | After Competition Groups | 160.2012 | 191636.0884 | 0.19164 | 3120.8476 | 0.051333 | 7 | Residential_2031_SC A_GWh_After Competition Groups_7 | Building Recommissioning, Operations and Maintenance (O&M) Improvements | 5.133% | 0.19164 | 160.2012 | Residential_2031_SC A_GWh_After Competition Groups_Building Recommissioning, Operations and Maintenance (O&M) Improvements
Residential | Res ¦ Variable Speed Pool Pump Motor | 2031 | SC A | GWh | After Competition Groups | 147.9981 | 3641284.1883 | 3.6413 | 3120.8476 | 0.047422 | 8 | Residential_2031_SC A_GWh_After Competition Groups_8 | Variable Speed Pool Pump Motor | 4.742% | 3.6413 | 147.9981 | Residential_2031_SC A_GWh_After Competition Groups_Variable Speed Pool Pump Motor
Residential | Res ¦ Energy Star Torchiere | 2031 | SC A | GWh | After Competition Groups | 120.393 | 1572136.189 | 1.5721 | 3120.8476 | 0.038577 | 9 | Residential_2031_SC A_GWh_After Competition Groups_9 | Energy Star Torchiere | 3.858% | 1.5721 | 120.393 | Residential_2031_SC A_GWh_After Competition Groups_Energy Star Torchiere
Residential | Res ¦ Adaptive Thermostat | 2031 | SC A | GWh | After Competition Groups | 94.4997 | 497191.0039 | 0.49719 | 3120.8476 | 0.03028 | 10 | Residential_2031_SC A_GWh_After Competition Groups_10 | Adaptive Thermostat | 3.028% | 0.49719 | 94.4997 | Residential_2031_SC A_GWh_After Competition Groups_Adaptive Thermostat
Residential | Res ¦ Comprehensive Draft Proofing | 2031 | SC A | GWh | After Competition Groups | 77.4162 | 0 | 0 | 3120.8476 | 0.024806 | 11 | Residential_2031_SC A_GWh_After Competition Groups_11 | Comprehensive Draft Proofing | 2.481% | 0 | 77.4162 | Residential_2031_SC A_GWh_After Competition Groups_Comprehensive Draft Proofing
Residential | Res ¦ LED Parking Lot Fixture | 2031 | SC A | GWh | After Competition Groups | 76.8194 | 0 | 0 | 3120.8476 | 0.024615 | 12 | Residential_2031_SC A_GWh_After Competition Groups_12 | LED Parking Lot Fixture | 2.461% | 0 | 76.8194 | Residential_2031_SC A_GWh_After Competition Groups_LED Parking Lot Fixture
Residential | Res ¦ Air Sealing | 2031 | SC A | GWh | After Competition Groups | 67.9483 | 1995845.0142 | 1.9958 | 3120.8476 | 0.021772 | 13 | Residential_2031_SC A_GWh_After Competition Groups_13 | Air Sealing | 2.177% | 1.9958 | 67.9483 | Residential_2031_SC A_GWh_After Competition Groups_Air Sealing
Residential | Res ¦ Energy Star Air Source Heat Pump | 2031 | SC A | GWh | After Competition Groups | 66.9672 | 2693324.9709 | 2.6933 | 3120.8476 | 0.021458 | 14 | Residential_2031_SC A_GWh_After Competition Groups_14 | Energy Star Air Source Heat Pump | 2.146% | 2.6933 | 66.9672 | Residential_2031_SC A_GWh_After Competition Groups_Energy Star Air Source Heat Pump
Residential | Res ¦ Basement Wall Insulation | 2031 | SC A | GWh | After Competition Groups | 65.3545 | 2547190.1626 | 2.5472 | 3120.8476 | 0.020941 | 15 | Residential_2031_SC A_GWh_After Competition Groups_15 | Basement Wall Insulation | 2.094% | 2.5472 | 65.3545 | Residential_2031_SC A_GWh_After Competition Groups_Basement Wall Insulation
Residential | Res ¦ Occupancy Sensors MF | 2031 | SC A | GWh | After Competition Groups | 46.2571 | 23572.5073 | 0.023573 | 3120.8476 | 0.014822 | 16 | Residential_2031_SC A_GWh_After Competition Groups_16 | Occupancy Sensors MF | 1.482% | 0.023573 | 46.2571 | Residential_2031_SC A_GWh_After Competition Groups_Occupancy Sensors MF
Residential | Res ¦ Energy Star Clothes Dryer | 2031 | SC A | GWh | After Competition Groups | 45.6397 | 1326067.0431 | 1.3261 | 3120.8476 | 0.014624 | 17 | Residential_2031_SC A_GWh_After Competition Groups_17 | Energy Star Clothes Dryer | 1.462% | 1.3261 | 45.6397 | Residential_2031_SC A_GWh_After Competition Groups_Energy Star Clothes Dryer
Residential | Res ¦ Energy Star Light Fixture | 2031 | SC A | GWh | After Competition Groups | 45.5619 | 1122861.9782 | 1.1229 | 3120.8476 | 0.014599 | 18 | Residential_2031_SC A_GWh_After Competition Groups_18 | Energy Star Light Fixture | 1.46% | 1.1229 | 45.5619 | Residential_2031_SC A_GWh_After Competition Groups_Energy Star Light Fixture
Residential | Res ¦ LED Exterior Area Lights - LED Fixture (200W) | 2031 | SC A | GWh | After Competition Groups | 37.6011 | 388583.3444 | 0.38858 | 3120.8476 | 0.012048 | 19 | Residential_2031_SC A_GWh_After Competition Groups_19 | LED Exterior Area Lights - LED Fixture (200W) | 1.205% | 0.38858 | 37.6011 | Residential_2031_SC A_GWh_After Competition Groups_LED Exterior Area Lights - LED Fixture (200W)
Residential | Res ¦ Refrigerator Recycling | 2031 | SC A | GWh | After Competition Groups | 30.2448 | 911772.7985 | 0.91177 | 3120.8476 | 0.0096912 | 20 | Residential_2031_SC A_GWh_After Competition Groups_20 | Refrigerator Recycling | 0.9691% | 0.91177 | 30.2448 | Residential_2031_SC A_GWh_After Competition Groups_Refrigerator Recycling
Residential | Res ¦ LED Tube Re-Lamp | 2031 | SC A | GWh | After Competition Groups | 26.1997 | 228262.8589 | 0.22826 | 3120.8476 | 0.008395 | 21 | Residential_2031_SC A_GWh_After Competition Groups_21 | LED Tube Re-Lamp | 0.8395% | 0.22826 | 26.1997 | Residential_2031_SC A_GWh_After Competition Groups_LED Tube Re-Lamp
Residential | Res ¦ Home Energy Reports | 2031 | SC A | GWh | After Competition Groups | 24.0856 | 1347412.1972 | 1.3474 | 3120.8476 | 0.0077176 | 22 | Residential_2031_SC A_GWh_After Competition Groups_22 | Home Energy Reports | 0.7718% | 1.3474 | 24.0856 | Residential_2031_SC A_GWh_After Competition Groups_Home Energy Reports
Residential | Res ¦ Energy Star Room Air Conditioner | 2031 | SC A | GWh | After Competition Groups | 22.999 | 618354.0219 | 0.61835 | 3120.8476 | 0.0073695 | 23 | Residential_2031_SC A_GWh_After Competition Groups_23 | Energy Star Room Air Conditioner | 0.7369% | 0.61835 | 22.999 | Residential_2031_SC A_GWh_After Competition Groups_Energy Star Room Air Conditioner
Residential | Res ¦ Outside Air Economizer | 2031 | SC A | GWh | After Competition Groups | 20.7863 | 227263.7334 | 0.22726 | 3120.8476 | 0.0066605 | 24 | Residential_2031_SC A_GWh_After Competition Groups_24 | Outside Air Economizer | 0.666% | 0.22726 | 20.7863 | Residential_2031_SC A_GWh_After Competition Groups_Outside Air Economizer
Residential | Res ¦ Energy Star Freezer | 2031 | SC A | GWh | After Competition Groups | 20.647 | 654617.0149 | 0.65462 | 3120.8476 | 0.0066158 | 25 | Residential_2031_SC A_GWh_After Competition Groups_25 | Energy Star Freezer | 0.6616% | 0.65462 | 20.647 | Residential_2031_SC A_GWh_After Competition Groups_Energy Star Freezer
Residential | Res ¦ Attic Insulation | 2031 | SC A | GWh | After Competition Groups | 20.6237 | 831499.4629 | 0.8315 | 3120.8476 | 0.0066084 | 26 | Residential_2031_SC A_GWh_After Competition Groups_26 | Attic Insulation | 0.6608% | 0.8315 | 20.6237 | Residential_2031_SC A_GWh_After Competition Groups_Attic Insulation
Residential | Res ¦ Minimize Hot and Warm Clothes Wash | 2031 | SC A | GWh | After Competition Groups | 20.459 | 0 | 0 | 3120.8476 | 0.0065556 | 27 | Residential_2031_SC A_GWh_After Competition Groups_27 | Minimize Hot and Warm Clothes Wash | 0.6556% | 0 | 20.459 | Residential_2031_SC A_GWh_After Competition Groups_Minimize Hot and Warm Clothes Wash
Residential | Res ¦ Furnace Whistle | 2031 | SC A | GWh | After Competition Groups | 20.2274 | 37466.5302 | 0.037467 | 3120.8476 | 0.0064814 | 28 | Residential_2031_SC A_GWh_After Competition Groups_28 | Furnace Whistle | 0.6481% | 0.037467 | 20.2274 | Residential_2031_SC A_GWh_After Competition Groups_Furnace Whistle
Residential | Res ¦ ENERGY STAR LED LAMPS (REFLECTOR LAMPs/MR16/PAR 16) | 2031 | SC A | GWh | After Competition Groups | 15.6731 | 60193.3993 | 0.060193 | 3120.8476 | 0.0050221 | 29 | Residential_2031_SC A_GWh_After Competition Groups_29 | ENERGY STAR LED LAMPS (REFLECTOR LAMPs/MR16/PAR 16) | 0.5022% | 0.060193 | 15.6731 | Residential_2031_SC A_GWh_After Competition Groups_ENERGY STAR LED LAMPS (REFLECTOR LAMPs/MR16/PAR 16)
Residential | Res ¦ Advanced BAS/Controllers | 2031 | SC A | GWh | After Competition Groups | 15.4324 | 497799.7379 | 0.4978 | 3120.8476 | 0.0049449 | 30 | Residential_2031_SC A_GWh_After Competition Groups_30 | Advanced BAS/Controllers | 0.4945% | 0.4978 | 15.4324 | Residential_2031_SC A_GWh_After Competition Groups_Advanced BAS/Controllers
Residential | Res ¦ High Efficiency Chiller (avg of water and air cooled) | 2031 | SC A | GWh | After Competition Groups | 13.009 | 169071.8727 | 0.16907 | 3120.8476 | 0.0041684 | 31 | Residential_2031_SC A_GWh_After Competition Groups_31 | High Efficiency Chiller (avg of water and air cooled) | 0.4168% | 0.16907 | 13.009 | Residential_2031_SC A_GWh_After Competition Groups_High Efficiency Chiller (avg of water and air cooled)
Residential | Res ¦ Variable Frequency Drive (VFD) | 2031 | SC A | GWh | After Competition Groups | 8.5805 | 227471.4119 | 0.22747 | 3120.8476 | 0.0027494 | 32 | Residential_2031_SC A_GWh_After Competition Groups_32 | Variable Frequency Drive (VFD) | 0.2749% | 0.22747 | 8.5805 | Residential_2031_SC A_GWh_After Competition Groups_Variable Frequency Drive (VFD)
Residential | Res ¦ CO Sensors for parking garage exhaust fans | 2031 | SC A | GWh | After Competition Groups | 7.0134 | 241867.7936 | 0.24187 | 3120.8476 | 0.0022473 | 33 | Residential_2031_SC A_GWh_After Competition Groups_33 | CO Sensors for parking garage exhaust fans | 0.2247% | 0.24187 | 7.0134 | Residential_2031_SC A_GWh_After Competition Groups_CO Sensors for parking garage exhaust fans
Residential | Res ¦ Water Heater Temperature Setback | 2031 | SC A | GWh | After Competition Groups | 6.3708 | 36199.8657 | 0.0362 | 3120.8476 | 0.0020414 | 34 | Residential_2031_SC A_GWh_After Competition Groups_34 | Water Heater Temperature Setback | 0.2041% | 0.0362 | 6.3708 | Residential_2031_SC A_GWh_After Competition Groups_Water Heater Temperature Setback
Residential | Res ¦ Demand Control Ventilation | 2031 | SC A | GWh | After Competition Groups | 5.5734 | 0 | 0 | 3120.8476 | 0.0017859 | 35 | Residential_2031_SC A_GWh_After Competition Groups_35 | Demand Control Ventilation | 0.1786% | 0 | 5.5734 | Residential_2031_SC A_GWh_After Competition Groups_Demand Control Ventilation
Residential | Res ¦ Tankless Water Heater | 2031 | SC A | GWh | After Competition Groups | 4.1106 | 219902.874 | 0.2199 | 3120.8476 | 0.0013171 | 36 | Residential_2031_SC A_GWh_After Competition Groups_36 | Tankless Water Heater | 0.1317% | 0.2199 | 4.1106 | Residential_2031_SC A_GWh_After Competition Groups_Tankless Water Heater
Residential | Res ¦ ENERGY STAR LED Lamps (General Service Lamps) | 2031 | SC A | GWh | After Competition Groups | 3.4847 | 16854.4837 | 0.016854 | 3120.8476 | 0.0011166 | 37 | Residential_2031_SC A_GWh_After Competition Groups_37 | ENERGY STAR LED Lamps (General Service Lamps) | 0.1117% | 0.016854 | 3.4847 | Residential_2031_SC A_GWh_After Competition Groups_ENERGY STAR LED Lamps (General Service Lamps)
Residential | Res ¦ Condensing Make Up Air Unit | 2031 | SC A | GWh | After Competition Groups | 2.706 | 129501.4065 | 0.1295 | 3120.8476 | 0.00086708 | 38 | Residential_2031_SC A_GWh_After Competition Groups_38 | Condensing Make Up Air Unit | 0.08671% | 0.1295 | 2.706 | Residential_2031_SC A_GWh_After Competition Groups_Condensing Make Up Air Unit
Residential | Res ¦ Clothes Drying Racks | 2031 | SC A | GWh | After Competition Groups | 2.6194 | 0 | 0 | 3120.8476 | 0.00083932 | 39 | Residential_2031_SC A_GWh_After Competition Groups_39 | Clothes Drying Racks | 0.08393% | 0 | 2.6194 | Residential_2031_SC A_GWh_After Competition Groups_Clothes Drying Racks
Residential | Res ¦ VFD on Pumps | 2031 | SC A | GWh | After Competition Groups | 2.4677 | 75744.4915 | 0.075744 | 3120.8476 | 0.00079073 | 40 | Residential_2031_SC A_GWh_After Competition Groups_40 | VFD on Pumps | 0.07907% | 0.075744 | 2.4677 | Residential_2031_SC A_GWh_After Competition Groups_VFD on Pumps
Residential | Res ¦ Energy Star Dehumidifier | 2031 | SC A | GWh | After Competition Groups | 2.3436 | 115886.3376 | 0.11589 | 3120.8476 | 0.00075094 | 41 | Residential_2031_SC A_GWh_After Competition Groups_41 | Energy Star Dehumidifier | 0.07509% | 0.11589 | 2.3436 | Residential_2031_SC A_GWh_After Competition Groups_Energy Star Dehumidifier
Residential | Res ¦ Smart Burners | 2031 | SC A | GWh | After Competition Groups | 2.2919 | 852904.2489 | 0.8529 | 3120.8476 | 0.00073439 | 42 | Residential_2031_SC A_GWh_After Competition Groups_42 | Smart Burners | 0.07344% | 0.8529 | 2.2919 | Residential_2031_SC A_GWh_After Competition Groups_Smart Burners
Residential | Res ¦ Floor Insulation | 2031 | SC A | GWh | After Competition Groups | 1.4624 | 51170.0559 | 0.05117 | 3120.8476 | 0.00046857 | 43 | Residential_2031_SC A_GWh_After Competition Groups_43 | Floor Insulation | 0.04686% | 0.05117 | 1.4624 | Residential_2031_SC A_GWh_After Competition Groups_Floor Insulation
Residential | Res ¦ ECM MOTORS FOR HVAC APPLICATION (FAN-POWERED VAV BOX) | 2031 | SC A | GWh | After Competition Groups | 1.4322 | 46318.2629 | 0.046318 | 3120.8476 | 0.0004589 | 44 | Residential_2031_SC A_GWh_After Competition Groups_44 | ECM MOTORS FOR HVAC APPLICATION (FAN-POWERED VAV BOX) | 0.04589% | 0.046318 | 1.4322 | Residential_2031_SC A_GWh_After Competition Groups_ECM MOTORS FOR HVAC APPLICATION (FAN-POWERED VAV BOX)
Residential | Res ¦ Heat Recovery Ventilator | 2031 | SC A | GWh | After Competition Groups | 1.3032 | 0 | 0 | 3120.8476 | 0.00041759 | 45 | Residential_2031_SC A_GWh_After Competition Groups_45 | Heat Recovery Ventilator | 0.04176% | 0 | 1.3032 | Residential_2031_SC A_GWh_After Competition Groups_Heat Recovery Ventilator
Residential | Res ¦ Duct Insulation | 2031 | SC A | GWh | After Competition Groups | 0.85908 | 1123.164 | 0.0011232 | 3120.8476 | 0.00027527 | 46 | Residential_2031_SC A_GWh_After Competition Groups_46 | Duct Insulation | 0.02753% | 0.0011232 | 0.85908 | Residential_2031_SC A_GWh_After Competition Groups_Duct Insulation
Residential | Res ¦ Beverage Vending Machine Controls | 2031 | SC A | GWh | After Competition Groups | 0.85855 | 14680.8648 | 0.014681 | 3120.8476 | 0.0002751 | 47 | Residential_2031_SC A_GWh_After Competition Groups_47 | Beverage Vending Machine Controls | 0.02751% | 0.014681 | 0.85855 | Residential_2031_SC A_GWh_After Competition Groups_Beverage Vending Machine Controls
Residential | Res ¦ Duct Insulation MF | 2031 | SC A | GWh | After Competition Groups | 0.50711 | 16761.5379 | 0.016762 | 3120.8476 | 0.00016249 | 48 | Residential_2031_SC A_GWh_After Competition Groups_48 | Duct Insulation MF | 0.01625% | 0.016762 | 0.50711 | Residential_2031_SC A_GWh_After Competition Groups_Duct Insulation MF
Residential | Res ¦ Chilled Water Optimization | 2031 | SC A | GWh | After Competition Groups | 0.17831 | 182.9011 | 0.0001829 | 3120.8476 | 5.7135e-05 | 49 | Residential_2031_SC A_GWh_After Competition Groups_49 | Chilled Water Optimization | 0.005713% | 0.0001829 | 0.17831 | Residential_2031_SC A_GWh_After Competition Groups_Chilled Water Optimization
Residential | Res ¦ LED High Bay Fixture | 2031 | SC A | GWh | After Competition Groups | 0.10383 | 6810.8153 | 0.0068108 | 3120.8476 | 3.3271e-05 | 50 | Residential_2031_SC A_GWh_After Competition Groups_50 | LED High Bay Fixture | 0.003327% | 0.0068108 | 0.10383 | Residential_2031_SC A_GWh_After Competition Groups_LED High Bay Fixture
Residential | Res ¦ Wall Insulation MF | 2031 | SC A | GWh | After Competition Groups | 0.010412 | 0 | 0 | 3120.8476 | 3.3363e-06 | 51 | Residential_2031_SC A_GWh_After Competition Groups_51 | Wall Insulation MF | 0.0003336% | 0 | 0.010412 | Residential_2031_SC A_GWh_After Competition Groups_Wall Insulation MF
Residential | Res ¦ Wall Insulation | 2031 | SC A | GWh | After Competition Groups | 0.006537 | 0 | 0 | 3120.8476 | 2.0946e-06 | 52 | Residential_2031_SC A_GWh_After Competition Groups_52 | Wall Insulation | 0.0002095% | 0 | 0.006537 | Residential_2031_SC A_GWh_After Competition Groups_Wall Insulation
Residential | Res ¦ Freezer Recycling | 2031 | SC A | GWh | After Competition Groups | 0.0031042 | 0 | 0 | 3120.8476 | 9.9465e-07 | 53 | Residential_2031_SC A_GWh_After Competition Groups_53 | Freezer Recycling | 9.947e-05% | 0 | 0.0031042 | Residential_2031_SC A_GWh_After Competition Groups_Freezer Recycling
Residential | Res ¦ Heavy Duty Outdoor/Holiday Plug-in Timers | 2031 | SC A | GWh | After Competition Groups | 0 | 0 | 0 | 3120.8476 | 0 | 54 | Residential_2031_SC A_GWh_After Competition Groups_54 | Heavy Duty Outdoor/Holiday Plug-in Timers | 0% | 0 | 0 | Residential_2031_SC A_GWh_After Competition Groups_Heavy Duty Outdoor/Holiday Plug-in Timers
Residential | Res ¦ LED Downlight | 2031 | SC A | GWh | After Competition Groups | 0 | 0 | 0 | 3120.8476 | 0 | 55 | Residential_2031_SC A_GWh_After Competition Groups_55 | LED Downlight | 0% | 0 | 0 | Residential_2031_SC A_GWh_After Competition Groups_LED Downlight
Residential | Res ¦ Smart Power Bar | 2031 | SC A | GWh | After Competition Groups | 0 | 0 | 0 | 3120.8476 | 0 | 56 | Residential_2031_SC A_GWh_After Competition Groups_56 | Smart Power Bar | 0% | 0 | 0 | Residential_2031_SC A_GWh_After Competition Groups_Smart Power Bar
Residential | Res ¦ Energy Star Clothes Washer | 2031 | SC B | GWh | After Competition Groups | 506.9404 | 16624656.7402 | 16.6247 | 4746.7777 | 0.1068 | 1 | Residential_2031_SC B_GWh_After Competition Groups_1 | Energy Star Clothes Washer | 10.68% | 16.6247 | 506.9404 | Residential_2031_SC B_GWh_After Competition Groups_Energy Star Clothes Washer
Residential | Res ¦ Variable Speed Pool Pump Motor | 2031 | SC B | GWh | After Competition Groups | 357.1878 | 3518115.2457 | 3.5181 | 4746.7777 | 0.075248 | 2 | Residential_2031_SC B_GWh_After Competition Groups_2 | Variable Speed Pool Pump Motor | 7.525% | 3.5181 | 357.1878 | Residential_2031_SC B_GWh_After Competition Groups_Variable Speed Pool Pump Motor
Residential | Res ¦ Energy Star LED Bulbs General Purpose LEDs | 2031 | SC B | GWh | After Competition Groups | 354.1758 | 0 | 0 | 4746.7777 | 0.074614 | 3 | Residential_2031_SC B_GWh_After Competition Groups_3 | Energy Star LED Bulbs General Purpose LEDs | 7.461% | 0 | 354.1758 | Residential_2031_SC B_GWh_After Competition Groups_Energy Star LED Bulbs General Purpose LEDs
Residential | Res ¦ Ductless Mini-Split Heat Pump | 2031 | SC B | GWh | After Competition Groups | 350.036 | 5892761.8592 | 5.8928 | 4746.7777 | 0.073742 | 4 | Residential_2031_SC B_GWh_After Competition Groups_4 | Ductless Mini-Split Heat Pump | 7.374% | 5.8928 | 350.036 | Residential_2031_SC B_GWh_After Competition Groups_Ductless Mini-Split Heat Pump
Residential | Res ¦ Energy Star A Line, PAR, MR Lamps | 2031 | SC B | GWh | After Competition Groups | 346.9708 | 25410.7764 | 0.025411 | 4746.7777 | 0.073096 | 5 | Residential_2031_SC B_GWh_After Competition Groups_5 | Energy Star A Line, PAR, MR Lamps | 7.31% | 0.025411 | 346.9708 | Residential_2031_SC B_GWh_After Competition Groups_Energy Star A Line, PAR, MR Lamps
Residential | Res ¦ Energy Star LED Specialty Bulbs | 2031 | SC B | GWh | After Competition Groups | 320.8722 | 34142.5605 | 0.034143 | 4746.7777 | 0.067598 | 6 | Residential_2031_SC B_GWh_After Competition Groups_6 | Energy Star LED Specialty Bulbs | 6.76% | 0.034143 | 320.8722 | Residential_2031_SC B_GWh_After Competition Groups_Energy Star LED Specialty Bulbs
Residential | Res ¦ Car Block Heater Timer | 2031 | SC B | GWh | After Competition Groups | 318.8974 | 342368.417 | 0.34237 | 4746.7777 | 0.067182 | 7 | Residential_2031_SC B_GWh_After Competition Groups_7 | Car Block Heater Timer | 6.718% | 0.34237 | 318.8974 | Residential_2031_SC B_GWh_After Competition Groups_Car Block Heater Timer
Residential | Res ¦ Building Recommissioning, Operations and Maintenance (O&M) Improvements | 2031 | SC B | GWh | After Competition Groups | 276.8231 | 107425.509 | 0.10743 | 4746.7777 | 0.058318 | 8 | Residential_2031_SC B_GWh_After Competition Groups_8 | Building Recommissioning, Operations and Maintenance (O&M) Improvements | 5.832% | 0.10743 | 276.8231 | Residential_2031_SC B_GWh_After Competition Groups_Building Recommissioning, Operations and Maintenance (O&M) Improvements
Residential | Res ¦ Adaptive Thermostat | 2031 | SC B | GWh | After Competition Groups | 233.0148 | 7370990.9127 | 7.371 | 4746.7777 | 0.049089 | 9 | Residential_2031_SC B_GWh_After Competition Groups_9 | Adaptive Thermostat | 4.909% | 7.371 | 233.0148 | Residential_2031_SC B_GWh_After Competition Groups_Adaptive Thermostat
Residential | Res ¦ Energy Star Torchiere | 2031 | SC B | GWh | After Competition Groups | 172.9712 | 1808332.3155 | 1.8083 | 4746.7777 | 0.03644 | 10 | Residential_2031_SC B_GWh_After Competition Groups_10 | Energy Star Torchiere | 3.644% | 1.8083 | 172.9712 | Residential_2031_SC B_GWh_After Competition Groups_Energy Star Torchiere
Residential | Res ¦ Comprehensive Draft Proofing | 2031 | SC B | GWh | After Competition Groups | 140.7959 | 0 | 0 | 4746.7777 | 0.029661 | 11 | Residential_2031_SC B_GWh_After Competition Groups_11 | Comprehensive Draft Proofing | 2.966% | 0 | 140.7959 | Residential_2031_SC B_GWh_After Competition Groups_Comprehensive Draft Proofing
Residential | Res ¦ Air Sealing | 2031 | SC B | GWh | After Competition Groups | 126.9709 | 5967988.1775 | 5.968 | 4746.7777 | 0.026749 | 12 | Residential_2031_SC B_GWh_After Competition Groups_12 | Air Sealing | 2.675% | 5.968 | 126.9709 | Residential_2031_SC B_GWh_After Competition Groups_Air Sealing
Residential | Res ¦ Energy Star Air Source Heat Pump | 2031 | SC B | GWh | After Competition Groups | 104.6582 | 3773322.2518 | 3.7733 | 4746.7777 | 0.022048 | 13 | Residential_2031_SC B_GWh_After Competition Groups_13 | Energy Star Air Source Heat Pump | 2.205% | 3.7733 | 104.6582 | Residential_2031_SC B_GWh_After Competition Groups_Energy Star Air Source Heat Pump
Residential | Res ¦ Occupancy Sensors MF | 2031 | SC B | GWh | After Competition Groups | 83.5633 | 13213.4531 | 0.013213 | 4746.7777 | 0.017604 | 14 | Residential_2031_SC B_GWh_After Competition Groups_14 | Occupancy Sensors MF | 1.76% | 0.013213 | 83.5633 | Residential_2031_SC B_GWh_After Competition Groups_Occupancy Sensors MF
Residential | Res ¦ LED Parking Lot Fixture | 2031 | SC B | GWh | After Competition Groups | 82.9636 | 612502.8429 | 0.6125 | 4746.7777 | 0.017478 | 15 | Residential_2031_SC B_GWh_After Competition Groups_15 | LED Parking Lot Fixture | 1.748% | 0.6125 | 82.9636 | Residential_2031_SC B_GWh_After Competition Groups_LED Parking Lot Fixture
Residential | Res ¦ Energy Star Clothes Dryer | 2031 | SC B | GWh | After Competition Groups | 82.2601 | 5899967.8281 | 5.9 | 4746.7777 | 0.01733 | 16 | Residential_2031_SC B_GWh_After Competition Groups_16 | Energy Star Clothes Dryer | 1.733% | 5.9 | 82.2601 | Residential_2031_SC B_GWh_After Competition Groups_Energy Star Clothes Dryer
Residential | Res ¦ Refrigerator Recycling | 2031 | SC B | GWh | After Competition Groups | 72.562 | 894529.3248 | 0.89453 | 4746.7777 | 0.015287 | 17 | Residential_2031_SC B_GWh_After Competition Groups_17 | Refrigerator Recycling | 1.529% | 0.89453 | 72.562 | Residential_2031_SC B_GWh_After Competition Groups_Refrigerator Recycling
Residential | Res ¦ Basement Wall Insulation | 2031 | SC B | GWh | After Competition Groups | 66.6565 | 2546554.1481 | 2.5466 | 4746.7777 | 0.014042 | 18 | Residential_2031_SC B_GWh_After Competition Groups_18 | Basement Wall Insulation | 1.404% | 2.5466 | 66.6565 | Residential_2031_SC B_GWh_After Competition Groups_Basement Wall Insulation
Residential | Res ¦ Clothes Drying Racks | 2031 | SC B | GWh | After Competition Groups | 66.2489 | 3868669.0786 | 3.8687 | 4746.7777 | 0.013957 | 19 | Residential_2031_SC B_GWh_After Competition Groups_19 | Clothes Drying Racks | 1.396% | 3.8687 | 66.2489 | Residential_2031_SC B_GWh_After Competition Groups_Clothes Drying Racks
Residential | Res ¦ Energy Star Light Fixture | 2031 | SC B | GWh | After Competition Groups | 65.006 | 3662124.3798 | 3.6621 | 4746.7777 | 0.013695 | 20 | Residential_2031_SC B_GWh_After Competition Groups_20 | Energy Star Light Fixture | 1.369% | 3.6621 | 65.006 | Residential_2031_SC B_GWh_After Competition Groups_Energy Star Light Fixture
Residential | Res ¦ Freezer Recycling | 2031 | SC B | GWh | After Competition Groups | 63.603 | 19389301.0395 | 19.3893 | 4746.7777 | 0.013399 | 21 | Residential_2031_SC B_GWh_After Competition Groups_21 | Freezer Recycling | 1.34% | 19.3893 | 63.603 | Residential_2031_SC B_GWh_After Competition Groups_Freezer Recycling
Residential | Res ¦ Attic Insulation | 2031 | SC B | GWh | After Competition Groups | 51.4115 | 4453961.9459 | 4.454 | 4746.7777 | 0.010831 | 22 | Residential_2031_SC B_GWh_After Competition Groups_22 | Attic Insulation | 1.083% | 4.454 | 51.4115 | Residential_2031_SC B_GWh_After Competition Groups_Attic Insulation
Residential | Res ¦ Energy Star Room Air Conditioner | 2031 | SC B | GWh | After Competition Groups | 44.3439 | 2393088.9307 | 2.3931 | 4746.7777 | 0.0093419 | 23 | Residential_2031_SC B_GWh_After Competition Groups_23 | Energy Star Room Air Conditioner | 0.9342% | 2.3931 | 44.3439 | Residential_2031_SC B_GWh_After Competition Groups_Energy Star Room Air Conditioner
Residential | Res ¦ Energy Star Freezer | 2031 | SC B | GWh | After Competition Groups | 43.7914 | 2966258.4795 | 2.9663 | 4746.7777 | 0.0092255 | 24 | Residential_2031_SC B_GWh_After Competition Groups_24 | Energy Star Freezer | 0.9226% | 2.9663 | 43.7914 | Residential_2031_SC B_GWh_After Competition Groups_Energy Star Freezer
Residential | Res ¦ Advanced BAS/Controllers | 2031 | SC B | GWh | After Competition Groups | 40.5144 | 525405.2164 | 0.52541 | 4746.7777 | 0.0085351 | 25 | Residential_2031_SC B_GWh_After Competition Groups_25 | Advanced BAS/Controllers | 0.8535% | 0.52541 | 40.5144 | Residential_2031_SC B_GWh_After Competition Groups_Advanced BAS/Controllers
Residential | Res ¦ LED Exterior Area Lights - LED Fixture (200W) | 2031 | SC B | GWh | After Competition Groups | 37.6011 | 622709.9862 | 0.62271 | 4746.7777 | 0.0079214 | 26 | Residential_2031_SC B_GWh_After Competition Groups_26 | LED Exterior Area Lights - LED Fixture (200W) | 0.7921% | 0.62271 | 37.6011 | Residential_2031_SC B_GWh_After Competition Groups_LED Exterior Area Lights - LED Fixture (200W)
Residential | Res ¦ Furnace Whistle | 2031 | SC B | GWh | After Competition Groups | 34.8886 | 21001.8995 | 0.021002 | 4746.7777 | 0.0073499 | 27 | Residential_2031_SC B_GWh_After Competition Groups_27 | Furnace Whistle | 0.735% | 0.021002 | 34.8886 | Residential_2031_SC B_GWh_After Competition Groups_Furnace Whistle
Residential | Res ¦ Outside Air Economizer | 2031 | SC B | GWh | After Competition Groups | 29.1961 | 165474.9047 | 0.16547 | 4746.7777 | 0.0061507 | 28 | Residential_2031_SC B_GWh_After Competition Groups_28 | Outside Air Economizer | 0.6151% | 0.16547 | 29.1961 | Residential_2031_SC B_GWh_After Competition Groups_Outside Air Economizer
Residential | Res ¦ LED Tube Re-Lamp | 2031 | SC B | GWh | After Competition Groups | 26.1997 | 534759.4928 | 0.53476 | 4746.7777 | 0.0055195 | 29 | Residential_2031_SC B_GWh_After Competition Groups_29 | LED Tube Re-Lamp | 0.5519% | 0.53476 | 26.1997 | Residential_2031_SC B_GWh_After Competition Groups_LED Tube Re-Lamp
Residential | Res ¦ Home Energy Reports | 2031 | SC B | GWh | After Competition Groups | 24.0856 | 1347412.1972 | 1.3474 | 4746.7777 | 0.0050741 | 30 | Residential_2031_SC B_GWh_After Competition Groups_30 | Home Energy Reports | 0.5074% | 1.3474 | 24.0856 | Residential_2031_SC B_GWh_After Competition Groups_Home Energy Reports
Residential | Res ¦ Energy Star Dehumidifier | 2031 | SC B | GWh | After Competition Groups | 21.7121 | 2191095.8828 | 2.1911 | 4746.7777 | 0.0045741 | 31 | Residential_2031_SC B_GWh_After Competition Groups_31 | Energy Star Dehumidifier | 0.4574% | 2.1911 | 21.7121 | Residential_2031_SC B_GWh_After Competition Groups_Energy Star Dehumidifier
Residential | Res ¦ Minimize Hot and Warm Clothes Wash | 2031 | SC B | GWh | After Competition Groups | 20.459 | 0 | 0 | 4746.7777 | 0.0043101 | 32 | Residential_2031_SC B_GWh_After Competition Groups_32 | Minimize Hot and Warm Clothes Wash | 0.431% | 0 | 20.459 | Residential_2031_SC B_GWh_After Competition Groups_Minimize Hot and Warm Clothes Wash
Residential | Res ¦ Demand Control Ventilation | 2031 | SC B | GWh | After Competition Groups | 18.6848 | 300823.0713 | 0.30082 | 4746.7777 | 0.0039363 | 33 | Residential_2031_SC B_GWh_After Competition Groups_33 | Demand Control Ventilation | 0.3936% | 0.30082 | 18.6848 | Residential_2031_SC B_GWh_After Competition Groups_Demand Control Ventilation
Residential | Res ¦ ENERGY STAR LED LAMPS (REFLECTOR LAMPs/MR16/PAR 16) | 2031 | SC B | GWh | After Competition Groups | 15.6731 | 83202.9989 | 0.083203 | 4746.7777 | 0.0033018 | 34 | Residential_2031_SC B_GWh_After Competition Groups_34 | ENERGY STAR LED LAMPS (REFLECTOR LAMPs/MR16/PAR 16) | 0.3302% | 0.083203 | 15.6731 | Residential_2031_SC B_GWh_After Competition Groups_ENERGY STAR LED LAMPS (REFLECTOR LAMPs/MR16/PAR 16)
Residential | Res ¦ CO Sensors for parking garage exhaust fans | 2031 | SC B | GWh | After Competition Groups | 15.6016 | 341142.4496 | 0.34114 | 4746.7777 | 0.0032868 | 35 | Residential_2031_SC B_GWh_After Competition Groups_35 | CO Sensors for parking garage exhaust fans | 0.3287% | 0.34114 | 15.6016 | Residential_2031_SC B_GWh_After Competition Groups_CO Sensors for parking garage exhaust fans
Residential | Res ¦ Heat Recovery Ventilator | 2031 | SC B | GWh | After Competition Groups | 15.5716 | 4414643.7473 | 4.4146 | 4746.7777 | 0.0032804 | 36 | Residential_2031_SC B_GWh_After Competition Groups_36 | Heat Recovery Ventilator | 0.328% | 4.4146 | 15.5716 | Residential_2031_SC B_GWh_After Competition Groups_Heat Recovery Ventilator
Residential | Res ¦ Variable Frequency Drive (VFD) | 2031 | SC B | GWh | After Competition Groups | 14.7994 | 127526.9437 | 0.12753 | 4746.7777 | 0.0031178 | 37 | Residential_2031_SC B_GWh_After Competition Groups_37 | Variable Frequency Drive (VFD) | 0.3118% | 0.12753 | 14.7994 | Residential_2031_SC B_GWh_After Competition Groups_Variable Frequency Drive (VFD)
Residential | Res ¦ Floor Insulation | 2031 | SC B | GWh | After Competition Groups | 13.4685 | 1824424.3388 | 1.8244 | 4746.7777 | 0.0028374 | 38 | Residential_2031_SC B_GWh_After Competition Groups_38 | Floor Insulation | 0.2837% | 1.8244 | 13.4685 | Residential_2031_SC B_GWh_After Competition Groups_Floor Insulation
Residential | Res ¦ High Efficiency Chiller (avg of water and air cooled) | 2031 | SC B | GWh | After Competition Groups | 13.3552 | 169985.4133 | 0.16999 | 4746.7777 | 0.0028135 | 39 | Residential_2031_SC B_GWh_After Competition Groups_39 | High Efficiency Chiller (avg of water and air cooled) | 0.2814% | 0.16999 | 13.3552 | Residential_2031_SC B_GWh_After Competition Groups_High Efficiency Chiller (avg of water and air cooled)
Residential | Res ¦ Duct Insulation | 2031 | SC B | GWh | After Competition Groups | 12.3667 | 1610714.0965 | 1.6107 | 4746.7777 | 0.0026053 | 40 | Residential_2031_SC B_GWh_After Competition Groups_40 | Duct Insulation | 0.2605% | 1.6107 | 12.3667 | Residential_2031_SC B_GWh_After Competition Groups_Duct Insulation
Residential | Res ¦ Tankless Water Heater | 2031 | SC B | GWh | After Competition Groups | 11.063 | 1257606.8824 | 1.2576 | 4746.7777 | 0.0023306 | 41 | Residential_2031_SC B_GWh_After Competition Groups_41 | Tankless Water Heater | 0.2331% | 1.2576 | 11.063 | Residential_2031_SC B_GWh_After Competition Groups_Tankless Water Heater
Residential | Res ¦ Water Heater Temperature Setback | 2031 | SC B | GWh | After Competition Groups | 11.0592 | 21146.9457 | 0.021147 | 4746.7777 | 0.0023298 | 42 | Residential_2031_SC B_GWh_After Competition Groups_42 | Water Heater Temperature Setback | 0.233% | 0.021147 | 11.0592 | Residential_2031_SC B_GWh_After Competition Groups_Water Heater Temperature Setback
Residential | Res ¦ Smart Burners | 2031 | SC B | GWh | After Competition Groups | 9.9119 | 12569457.6286 | 12.5695 | 4746.7777 | 0.0020881 | 43 | Residential_2031_SC B_GWh_After Competition Groups_43 | Smart Burners | 0.2088% | 12.5695 | 9.9119 | Residential_2031_SC B_GWh_After Competition Groups_Smart Burners
Residential | Res ¦ Condensing Make Up Air Unit | 2031 | SC B | GWh | After Competition Groups | 9.8006 | 1214555.6383 | 1.2146 | 4746.7777 | 0.0020647 | 44 | Residential_2031_SC B_GWh_After Competition Groups_44 | Condensing Make Up Air Unit | 0.2065% | 1.2146 | 9.8006 | Residential_2031_SC B_GWh_After Competition Groups_Condensing Make Up Air Unit
Residential | Res ¦ Duct Insulation MF | 2031 | SC B | GWh | After Competition Groups | 5.2111 | 1192338.1365 | 1.1923 | 4746.7777 | 0.0010978 | 45 | Residential_2031_SC B_GWh_After Competition Groups_45 | Duct Insulation MF | 0.1098% | 1.1923 | 5.2111 | Residential_2031_SC B_GWh_After Competition Groups_Duct Insulation MF
Residential | Res ¦ VFD on Pumps | 2031 | SC B | GWh | After Competition Groups | 4.551 | 47771.5527 | 0.047772 | 4746.7777 | 0.00095875 | 46 | Residential_2031_SC B_GWh_After Competition Groups_46 | VFD on Pumps | 0.09587% | 0.047772 | 4.551 | Residential_2031_SC B_GWh_After Competition Groups_VFD on Pumps
Residential | Res ¦ ENERGY STAR LED Lamps (General Service Lamps) | 2031 | SC B | GWh | After Competition Groups | 3.4847 | 16981.1538 | 0.016981 | 4746.7777 | 0.00073412 | 47 | Residential_2031_SC B_GWh_After Competition Groups_47 | ENERGY STAR LED Lamps (General Service Lamps) | 0.07341% | 0.016981 | 3.4847 | Residential_2031_SC B_GWh_After Competition Groups_ENERGY STAR LED Lamps (General Service Lamps)
Residential | Res ¦ ECM MOTORS FOR HVAC APPLICATION (FAN-POWERED VAV BOX) | 2031 | SC B | GWh | After Competition Groups | 2.4629 | 37927.4265 | 0.037927 | 4746.7777 | 0.00051885 | 48 | Residential_2031_SC B_GWh_After Competition Groups_48 | ECM MOTORS FOR HVAC APPLICATION (FAN-POWERED VAV BOX) | 0.05189% | 0.037927 | 2.4629 | Residential_2031_SC B_GWh_After Competition Groups_ECM MOTORS FOR HVAC APPLICATION (FAN-POWERED VAV BOX)
Residential | Res ¦ Beverage Vending Machine Controls | 2031 | SC B | GWh | After Competition Groups | 1.6901 | 20277.1379 | 0.020277 | 4746.7777 | 0.00035604 | 49 | Residential_2031_SC B_GWh_After Competition Groups_49 | Beverage Vending Machine Controls | 0.0356% | 0.020277 | 1.6901 | Residential_2031_SC B_GWh_After Competition Groups_Beverage Vending Machine Controls
Residential | Res ¦ Chilled Water Optimization | 2031 | SC B | GWh | After Competition Groups | 0.23983 | 215.8338 | 0.00021583 | 4746.7777 | 5.0524e-05 | 50 | Residential_2031_SC B_GWh_After Competition Groups_50 | Chilled Water Optimization | 0.005052% | 0.00021583 | 0.23983 | Residential_2031_SC B_GWh_After Competition Groups_Chilled Water Optimization
Residential | Res ¦ LED High Bay Fixture | 2031 | SC B | GWh | After Competition Groups | 0.19597 | 15766.8778 | 0.015767 | 4746.7777 | 4.1285e-05 | 51 | Residential_2031_SC B_GWh_After Competition Groups_51 | LED High Bay Fixture | 0.004128% | 0.015767 | 0.19597 | Residential_2031_SC B_GWh_After Competition Groups_LED High Bay Fixture
Residential | Res ¦ Wall Insulation | 2031 | SC B | GWh | After Competition Groups | 0.19358 | 0 | 0 | 4746.7777 | 4.0781e-05 | 52 | Residential_2031_SC B_GWh_After Competition Groups_52 | Wall Insulation | 0.004078% | 0 | 0.19358 | Residential_2031_SC B_GWh_After Competition Groups_Wall Insulation
Residential | Res ¦ Wall Insulation MF | 2031 | SC B | GWh | After Competition Groups | 0.011742 | 0 | 0 | 4746.7777 | 2.4736e-06 | 53 | Residential_2031_SC B_GWh_After Competition Groups_53 | Wall Insulation MF | 0.0002474% | 0 | 0.011742 | Residential_2031_SC B_GWh_After Competition Groups_Wall Insulation MF
Residential | Res ¦ Heavy Duty Outdoor/Holiday Plug-in Timers | 2031 | SC B | GWh | After Competition Groups | 0 | 0 | 0 | 4746.7777 | 0 | 54 | Residential_2031_SC B_GWh_After Competition Groups_54 | Heavy Duty Outdoor/Holiday Plug-in Timers | 0% | 0 | 0 | Residential_2031_SC B_GWh_After Competition Groups_Heavy Duty Outdoor/Holiday Plug-in Timers
Residential | Res ¦ LED Downlight | 2031 | SC B | GWh | After Competition Groups | 0 | 0 | 0 | 4746.7777 | 0 | 55 | Residential_2031_SC B_GWh_After Competition Groups_55 | LED Downlight | 0% | 0 | 0 | Residential_2031_SC B_GWh_After Competition Groups_LED Downlight
Residential | Res ¦ Smart Power Bar | 2031 | SC B | GWh | After Competition Groups | 0 | 0 | 0 | 4746.7777 | 0 | 56 | Residential_2031_SC B_GWh_After Competition Groups_56 | Smart Power Bar | 0% | 0 | 0 | Residential_2031_SC B_GWh_After Competition Groups_Smart Power Bar
Residential | Res ¦ Energy Star LED Specialty Bulbs | 2031 | SC C | GWh | After Competition Groups | 547.4132 | 35554.4881 | 0.035554 | 3603.6946 | 0.1519 | 1 | Residential_2031_SC C_GWh_After Competition Groups_1 | Energy Star LED Specialty Bulbs | 15.19% | 0.035554 | 547.4132 | Residential_2031_SC C_GWh_After Competition Groups_Energy Star LED Specialty Bulbs
Residential | Res ¦ Energy Star Clothes Washer | 2031 | SC C | GWh | After Competition Groups | 454.9475 | 16473046.6177 | 16.473 | 3603.6946 | 0.12624 | 2 | Residential_2031_SC C_GWh_After Competition Groups_2 | Energy Star Clothes Washer | 12.62% | 16.473 | 454.9475 | Residential_2031_SC C_GWh_After Competition Groups_Energy Star Clothes Washer
Residential | Res ¦ Ductless Mini-Split Heat Pump | 2031 | SC C | GWh | After Competition Groups | 272.3214 | 5040610.9393 | 5.0406 | 3603.6946 | 0.075567 | 3 | Residential_2031_SC C_GWh_After Competition Groups_3 | Ductless Mini-Split Heat Pump | 7.557% | 5.0406 | 272.3214 | Residential_2031_SC C_GWh_After Competition Groups_Ductless Mini-Split Heat Pump
Residential | Res ¦ Energy Star A Line, PAR, MR Lamps | 2031 | SC C | GWh | After Competition Groups | 241.9039 | 22298.8631 | 0.022299 | 3603.6946 | 0.067127 | 4 | Residential_2031_SC C_GWh_After Competition Groups_4 | Energy Star A Line, PAR, MR Lamps | 6.713% | 0.022299 | 241.9039 | Residential_2031_SC C_GWh_After Competition Groups_Energy Star A Line, PAR, MR Lamps
Residential | Res ¦ Variable Speed Pool Pump Motor | 2031 | SC C | GWh | After Competition Groups | 207.095 | 6274807.7738 | 6.2748 | 3603.6946 | 0.057467 | 5 | Residential_2031_SC C_GWh_After Competition Groups_5 | Variable Speed Pool Pump Motor | 5.747% | 6.2748 | 207.095 | Residential_2031_SC C_GWh_After Competition Groups_Variable Speed Pool Pump Motor
Residential | Res ¦ Car Block Heater Timer | 2031 | SC C | GWh | After Competition Groups | 198.3587 | 463799.3618 | 0.4638 | 3603.6946 | 0.055043 | 6 | Residential_2031_SC C_GWh_After Competition Groups_6 | Car Block Heater Timer | 5.504% | 0.4638 | 198.3587 | Residential_2031_SC C_GWh_After Competition Groups_Car Block Heater Timer
Residential | Res ¦ Energy Star LED Bulbs General Purpose LEDs | 2031 | SC C | GWh | After Competition Groups | 179.1763 | 0 | 0 | 3603.6946 | 0.04972 | 7 | Residential_2031_SC C_GWh_After Competition Groups_7 | Energy Star LED Bulbs General Purpose LEDs | 4.972% | 0 | 179.1763 | Residential_2031_SC C_GWh_After Competition Groups_Energy Star LED Bulbs General Purpose LEDs
Residential | Res ¦ Building Recommissioning, Operations and Maintenance (O&M) Improvements | 2031 | SC C | GWh | After Competition Groups | 160.4949 | 191636.0884 | 0.19164 | 3603.6946 | 0.044536 | 8 | Residential_2031_SC C_GWh_After Competition Groups_8 | Building Recommissioning, Operations and Maintenance (O&M) Improvements | 4.454% | 0.19164 | 160.4949 | Residential_2031_SC C_GWh_After Competition Groups_Building Recommissioning, Operations and Maintenance (O&M) Improvements
Residential | Res ¦ Adaptive Thermostat | 2031 | SC C | GWh | After Competition Groups | 159.5313 | 7375271.7582 | 7.3753 | 3603.6946 | 0.044269 | 9 | Residential_2031_SC C_GWh_After Competition Groups_9 | Adaptive Thermostat | 4.427% | 7.3753 | 159.5313 | Residential_2031_SC C_GWh_After Competition Groups_Adaptive Thermostat
Residential | Res ¦ Energy Star Torchiere | 2031 | SC C | GWh | After Competition Groups | 120.393 | 1572136.189 | 1.5721 | 3603.6946 | 0.033408 | 10 | Residential_2031_SC C_GWh_After Competition Groups_10 | Energy Star Torchiere | 3.341% | 1.5721 | 120.393 | Residential_2031_SC C_GWh_After Competition Groups_Energy Star Torchiere
Residential | Res ¦ Air Sealing | 2031 | SC C | GWh | After Competition Groups | 115.7143 | 5969826.8329 | 5.9698 | 3603.6946 | 0.03211 | 11 | Residential_2031_SC C_GWh_After Competition Groups_11 | Air Sealing | 3.211% | 5.9698 | 115.7143 | Residential_2031_SC C_GWh_After Competition Groups_Air Sealing
Residential | Res ¦ Energy Star Clothes Dryer | 2031 | SC C | GWh | After Competition Groups | 82.2877 | 5902721.5676 | 5.9027 | 3603.6946 | 0.022834 | 12 | Residential_2031_SC C_GWh_After Competition Groups_12 | Energy Star Clothes Dryer | 2.283% | 5.9027 | 82.2877 | Residential_2031_SC C_GWh_After Competition Groups_Energy Star Clothes Dryer
Residential | Res ¦ Comprehensive Draft Proofing | 2031 | SC C | GWh | After Competition Groups | 81.6297 | 0 | 0 | 3603.6946 | 0.022652 | 13 | Residential_2031_SC C_GWh_After Competition Groups_13 | Comprehensive Draft Proofing | 2.265% | 0 | 81.6297 | Residential_2031_SC C_GWh_After Competition Groups_Comprehensive Draft Proofing
Residential | Res ¦ LED Parking Lot Fixture | 2031 | SC C | GWh | After Competition Groups | 76.8194 | 0 | 0 | 3603.6946 | 0.021317 | 14 | Residential_2031_SC C_GWh_After Competition Groups_14 | LED Parking Lot Fixture | 2.132% | 0 | 76.8194 | Residential_2031_SC C_GWh_After Competition Groups_LED Parking Lot Fixture
Residential | Res ¦ Energy Star Air Source Heat Pump | 2031 | SC C | GWh | After Competition Groups | 66.9672 | 2693324.964 | 2.6933 | 3603.6946 | 0.018583 | 15 | Residential_2031_SC C_GWh_After Competition Groups_15 | Energy Star Air Source Heat Pump | 1.858% | 2.6933 | 66.9672 | Residential_2031_SC C_GWh_After Competition Groups_Energy Star Air Source Heat Pump
Residential | Res ¦ Basement Wall Insulation | 2031 | SC C | GWh | After Competition Groups | 66.6663 | 2547190.1626 | 2.5472 | 3603.6946 | 0.018499 | 16 | Residential_2031_SC C_GWh_After Competition Groups_16 | Basement Wall Insulation | 1.85% | 2.5472 | 66.6663 | Residential_2031_SC C_GWh_After Competition Groups_Basement Wall Insulation
Residential | Res ¦ Energy Star Light Fixture | 2031 | SC C | GWh | After Competition Groups | 60.0633 | 3578006.5337 | 3.578 | 3603.6946 | 0.016667 | 17 | Residential_2031_SC C_GWh_After Competition Groups_17 | Energy Star Light Fixture | 1.667% | 3.578 | 60.0633 | Residential_2031_SC C_GWh_After Competition Groups_Energy Star Light Fixture
Residential | Res ¦ Attic Insulation | 2031 | SC C | GWh | After Competition Groups | 50.1885 | 4455999.3795 | 4.456 | 3603.6946 | 0.013927 | 18 | Residential_2031_SC C_GWh_After Competition Groups_18 | Attic Insulation | 1.393% | 4.456 | 50.1885 | Residential_2031_SC C_GWh_After Competition Groups_Attic Insulation
Residential | Res ¦ Occupancy Sensors MF | 2031 | SC C | GWh | After Competition Groups | 46.2571 | 23572.5073 | 0.023573 | 3603.6946 | 0.012836 | 19 | Residential_2031_SC C_GWh_After Competition Groups_19 | Occupancy Sensors MF | 1.284% | 0.023573 | 46.2571 | Residential_2031_SC C_GWh_After Competition Groups_Occupancy Sensors MF
Residential | Res ¦ Refrigerator Recycling | 2031 | SC C | GWh | After Competition Groups | 42.0712 | 1595407.0172 | 1.5954 | 3603.6946 | 0.011674 | 20 | Residential_2031_SC C_GWh_After Competition Groups_20 | Refrigerator Recycling | 1.167% | 1.5954 | 42.0712 | Residential_2031_SC C_GWh_After Competition Groups_Refrigerator Recycling
Residential | Res ¦ LED Exterior Area Lights - LED Fixture (200W) | 2031 | SC C | GWh | After Competition Groups | 37.6011 | 622772.2635 | 0.62277 | 3603.6946 | 0.010434 | 21 | Residential_2031_SC C_GWh_After Competition Groups_21 | LED Exterior Area Lights - LED Fixture (200W) | 1.043% | 0.62277 | 37.6011 | Residential_2031_SC C_GWh_After Competition Groups_LED Exterior Area Lights - LED Fixture (200W)
Residential | Res ¦ Energy Star Room Air Conditioner | 2031 | SC C | GWh | After Competition Groups | 35.8927 | 2097696.848 | 2.0977 | 3603.6946 | 0.00996 | 22 | Residential_2031_SC C_GWh_After Competition Groups_22 | Energy Star Room Air Conditioner | 0.996% | 2.0977 | 35.8927 | Residential_2031_SC C_GWh_After Competition Groups_Energy Star Room Air Conditioner
Residential | Res ¦ Energy Star Freezer | 2031 | SC C | GWh | After Competition Groups | 35.7078 | 2763179.8602 | 2.7632 | 3603.6946 | 0.0099087 | 23 | Residential_2031_SC C_GWh_After Competition Groups_23 | Energy Star Freezer | 0.9909% | 2.7632 | 35.7078 | Residential_2031_SC C_GWh_After Competition Groups_Energy Star Freezer
Residential | Res ¦ LED Tube Re-Lamp | 2031 | SC C | GWh | After Competition Groups | 26.1997 | 534812.9741 | 0.53481 | 3603.6946 | 0.0072702 | 24 | Residential_2031_SC C_GWh_After Competition Groups_24 | LED Tube Re-Lamp | 0.727% | 0.53481 | 26.1997 | Residential_2031_SC C_GWh_After Competition Groups_LED Tube Re-Lamp
Residential | Res ¦ Home Energy Reports | 2031 | SC C | GWh | After Competition Groups | 24.0856 | 1347412.1972 | 1.3474 | 3603.6946 | 0.0066836 | 25 | Residential_2031_SC C_GWh_After Competition Groups_25 | Home Energy Reports | 0.6684% | 1.3474 | 24.0856 | Residential_2031_SC C_GWh_After Competition Groups_Home Energy Reports
Residential | Res ¦ Advanced BAS/Controllers | 2031 | SC C | GWh | After Competition Groups | 23.4903 | 937001.172 | 0.937 | 3603.6946 | 0.0065184 | 26 | Residential_2031_SC C_GWh_After Competition Groups_26 | Advanced BAS/Controllers | 0.6518% | 0.937 | 23.4903 | Residential_2031_SC C_GWh_After Competition Groups_Advanced BAS/Controllers
Residential | Res ¦ Outside Air Economizer | 2031 | SC C | GWh | After Competition Groups | 20.7863 | 227263.7334 | 0.22726 | 3603.6946 | 0.005768 | 27 | Residential_2031_SC C_GWh_After Competition Groups_27 | Outside Air Economizer | 0.5768% | 0.22726 | 20.7863 | Residential_2031_SC C_GWh_After Competition Groups_Outside Air Economizer
Residential | Res ¦ Minimize Hot and Warm Clothes Wash | 2031 | SC C | GWh | After Competition Groups | 20.459 | 0 | 0 | 3603.6946 | 0.0056772 | 28 | Residential_2031_SC C_GWh_After Competition Groups_28 | Minimize Hot and Warm Clothes Wash | 0.5677% | 0 | 20.459 | Residential_2031_SC C_GWh_After Competition Groups_Minimize Hot and Warm Clothes Wash
Residential | Res ¦ Furnace Whistle | 2031 | SC C | GWh | After Competition Groups | 20.2274 | 37466.5302 | 0.037467 | 3603.6946 | 0.005613 | 29 | Residential_2031_SC C_GWh_After Competition Groups_29 | Furnace Whistle | 0.5613% | 0.037467 | 20.2274 | Residential_2031_SC C_GWh_After Competition Groups_Furnace Whistle
Residential | Res ¦ ENERGY STAR LED LAMPS (REFLECTOR LAMPs/MR16/PAR 16) | 2031 | SC C | GWh | After Competition Groups | 15.6731 | 83211.32 | 0.083211 | 3603.6946 | 0.0043492 | 30 | Residential_2031_SC C_GWh_After Competition Groups_30 | ENERGY STAR LED LAMPS (REFLECTOR LAMPs/MR16/PAR 16) | 0.4349% | 0.083211 | 15.6731 | Residential_2031_SC C_GWh_After Competition Groups_ENERGY STAR LED LAMPS (REFLECTOR LAMPs/MR16/PAR 16)
Residential | Res ¦ High Efficiency Chiller (avg of water and air cooled) | 2031 | SC C | GWh | After Competition Groups | 13.009 | 169071.8727 | 0.16907 | 3603.6946 | 0.0036099 | 31 | Residential_2031_SC C_GWh_After Competition Groups_31 | High Efficiency Chiller (avg of water and air cooled) | 0.361% | 0.16907 | 13.009 | Residential_2031_SC C_GWh_After Competition Groups_High Efficiency Chiller (avg of water and air cooled)
Residential | Res ¦ Demand Control Ventilation | 2031 | SC C | GWh | After Competition Groups | 10.8338 | 535854.1775 | 0.53585 | 3603.6946 | 0.0030063 | 32 | Residential_2031_SC C_GWh_After Competition Groups_32 | Demand Control Ventilation | 0.3006% | 0.53585 | 10.8338 | Residential_2031_SC C_GWh_After Competition Groups_Demand Control Ventilation
Residential | Res ¦ Energy Star Dehumidifier | 2031 | SC C | GWh | After Competition Groups | 10.6878 | 2022562.292 | 2.0226 | 3603.6946 | 0.0029658 | 33 | Residential_2031_SC C_GWh_After Competition Groups_33 | Energy Star Dehumidifier | 0.2966% | 2.0226 | 10.6878 | Residential_2031_SC C_GWh_After Competition Groups_Energy Star Dehumidifier
Residential | Res ¦ Floor Insulation | 2031 | SC C | GWh | After Competition Groups | 10.5348 | 1825919.6292 | 1.8259 | 3603.6946 | 0.0029233 | 34 | Residential_2031_SC C_GWh_After Competition Groups_34 | Floor Insulation | 0.2923% | 1.8259 | 10.5348 | Residential_2031_SC C_GWh_After Competition Groups_Floor Insulation
Residential | Res ¦ CO Sensors for parking garage exhaust fans | 2031 | SC C | GWh | After Competition Groups | 9.3716 | 429984.6987 | 0.42998 | 3603.6946 | 0.0026006 | 35 | Residential_2031_SC C_GWh_After Competition Groups_35 | CO Sensors for parking garage exhaust fans | 0.2601% | 0.42998 | 9.3716 | Residential_2031_SC C_GWh_After Competition Groups_CO Sensors for parking garage exhaust fans
Residential | Res ¦ Variable Frequency Drive (VFD) | 2031 | SC C | GWh | After Competition Groups | 8.5805 | 227471.4119 | 0.22747 | 3603.6946 | 0.002381 | 36 | Residential_2031_SC C_GWh_After Competition Groups_36 | Variable Frequency Drive (VFD) | 0.2381% | 0.22747 | 8.5805 | Residential_2031_SC C_GWh_After Competition Groups_Variable Frequency Drive (VFD)
Residential | Res ¦ Condensing Make Up Air Unit | 2031 | SC C | GWh | After Competition Groups | 7.1658 | 1011786.5096 | 1.0118 | 3603.6946 | 0.0019885 | 37 | Residential_2031_SC C_GWh_After Competition Groups_37 | Condensing Make Up Air Unit | 0.1988% | 1.0118 | 7.1658 | Residential_2031_SC C_GWh_After Competition Groups_Condensing Make Up Air Unit
Residential | Res ¦ Tankless Water Heater | 2031 | SC C | GWh | After Competition Groups | 6.921 | 891798.8392 | 0.8918 | 3603.6946 | 0.0019205 | 38 | Residential_2031_SC C_GWh_After Competition Groups_38 | Tankless Water Heater | 0.1921% | 0.8918 | 6.921 | Residential_2031_SC C_GWh_After Competition Groups_Tankless Water Heater
Residential | Res ¦ Water Heater Temperature Setback | 2031 | SC C | GWh | After Competition Groups | 6.4118 | 37724.3871 | 0.037724 | 3603.6946 | 0.0017792 | 39 | Residential_2031_SC C_GWh_After Competition Groups_39 | Water Heater Temperature Setback | 0.1779% | 0.037724 | 6.4118 | Residential_2031_SC C_GWh_After Competition Groups_Water Heater Temperature Setback
Residential | Res ¦ Smart Burners | 2031 | SC C | GWh | After Competition Groups | 6.3566 | 8061649.4493 | 8.0616 | 3603.6946 | 0.0017639 | 40 | Residential_2031_SC C_GWh_After Competition Groups_40 | Smart Burners | 0.1764% | 8.0616 | 6.3566 | Residential_2031_SC C_GWh_After Competition Groups_Smart Burners
Residential | Res ¦ Duct Insulation MF | 2031 | SC C | GWh | After Competition Groups | 4.7641 | 1193562.6581 | 1.1936 | 3603.6946 | 0.001322 | 41 | Residential_2031_SC C_GWh_After Competition Groups_41 | Duct Insulation MF | 0.1322% | 1.1936 | 4.7641 | Residential_2031_SC C_GWh_After Competition Groups_Duct Insulation MF
Residential | Res ¦ Duct Insulation | 2031 | SC C | GWh | After Competition Groups | 3.68 | 1615629.4947 | 1.6156 | 3603.6946 | 0.0010212 | 42 | Residential_2031_SC C_GWh_After Competition Groups_42 | Duct Insulation | 0.1021% | 1.6156 | 3.68 | Residential_2031_SC C_GWh_After Competition Groups_Duct Insulation
Residential | Res ¦ ENERGY STAR LED Lamps (General Service Lamps) | 2031 | SC C | GWh | After Competition Groups | 3.4847 | 16982.8521 | 0.016983 | 3603.6946 | 0.00096698 | 43 | Residential_2031_SC C_GWh_After Competition Groups_43 | ENERGY STAR LED Lamps (General Service Lamps) | 0.0967% | 0.016983 | 3.4847 | Residential_2031_SC C_GWh_After Competition Groups_ENERGY STAR LED Lamps (General Service Lamps)
Residential | Res ¦ Heat Recovery Ventilator | 2031 | SC C | GWh | After Competition Groups | 3.4432 | 2387085.1974 | 2.3871 | 3603.6946 | 0.00095547 | 44 | Residential_2031_SC C_GWh_After Competition Groups_44 | Heat Recovery Ventilator | 0.09555% | 2.3871 | 3.4432 | Residential_2031_SC C_GWh_After Competition Groups_Heat Recovery Ventilator
Residential | Res ¦ VFD on Pumps | 2031 | SC C | GWh | After Competition Groups | 2.6386 | 85207.9084 | 0.085208 | 3603.6946 | 0.00073219 | 45 | Residential_2031_SC C_GWh_After Competition Groups_45 | VFD on Pumps | 0.07322% | 0.085208 | 2.6386 | Residential_2031_SC C_GWh_After Competition Groups_VFD on Pumps
Residential | Res ¦ Clothes Drying Racks | 2031 | SC C | GWh | After Competition Groups | 2.6194 | 0 | 0 | 3603.6946 | 0.00072686 | 46 | Residential_2031_SC C_GWh_After Competition Groups_46 | Clothes Drying Racks | 0.07269% | 0 | 2.6194 | Residential_2031_SC C_GWh_After Competition Groups_Clothes Drying Racks
Residential | Res ¦ ECM MOTORS FOR HVAC APPLICATION (FAN-POWERED VAV BOX) | 2031 | SC C | GWh | After Competition Groups | 1.4353 | 46588.1141 | 0.046588 | 3603.6946 | 0.0003983 | 47 | Residential_2031_SC C_GWh_After Competition Groups_47 | ECM MOTORS FOR HVAC APPLICATION (FAN-POWERED VAV BOX) | 0.03983% | 0.046588 | 1.4353 | Residential_2031_SC C_GWh_After Competition Groups_ECM MOTORS FOR HVAC APPLICATION (FAN-POWERED VAV BOX)
Residential | Res ¦ Beverage Vending Machine Controls | 2031 | SC C | GWh | After Competition Groups | 0.93278 | 19838.7989 | 0.019839 | 3603.6946 | 0.00025884 | 48 | Residential_2031_SC C_GWh_After Competition Groups_48 | Beverage Vending Machine Controls | 0.02588% | 0.019839 | 0.93278 | Residential_2031_SC C_GWh_After Competition Groups_Beverage Vending Machine Controls
Residential | Res ¦ LED High Bay Fixture | 2031 | SC C | GWh | After Competition Groups | 0.19597 | 15768.4546 | 0.015768 | 3603.6946 | 5.438e-05 | 49 | Residential_2031_SC C_GWh_After Competition Groups_49 | LED High Bay Fixture | 0.005438% | 0.015768 | 0.19597 | Residential_2031_SC C_GWh_After Competition Groups_LED High Bay Fixture
Residential | Res ¦ Chilled Water Optimization | 2031 | SC C | GWh | After Competition Groups | 0.17831 | 182.9011 | 0.0001829 | 3603.6946 | 4.9479e-05 | 50 | Residential_2031_SC C_GWh_After Competition Groups_50 | Chilled Water Optimization | 0.004948% | 0.0001829 | 0.17831 | Residential_2031_SC C_GWh_After Competition Groups_Chilled Water Optimization
Residential | Res ¦ Wall Insulation | 2031 | SC C | GWh | After Competition Groups | 0.011762 | 0 | 0 | 3603.6946 | 3.2637e-06 | 51 | Residential_2031_SC C_GWh_After Competition Groups_51 | Wall Insulation | 0.0003264% | 0 | 0.011762 | Residential_2031_SC C_GWh_After Competition Groups_Wall Insulation
Residential | Res ¦ Wall Insulation MF | 2031 | SC C | GWh | After Competition Groups | 0.011742 | 0 | 0 | 3603.6946 | 3.2584e-06 | 52 | Residential_2031_SC C_GWh_After Competition Groups_52 | Wall Insulation MF | 0.0003258% | 0 | 0.011742 | Residential_2031_SC C_GWh_After Competition Groups_Wall Insulation MF
Residential | Res ¦ Freezer Recycling | 2031 | SC C | GWh | After Competition Groups | 0.0031042 | 0 | 0 | 3603.6946 | 8.6138e-07 | 53 | Residential_2031_SC C_GWh_After Competition Groups_53 | Freezer Recycling | 8.614e-05% | 0 | 0.0031042 | Residential_2031_SC C_GWh_After Competition Groups_Freezer Recycling
Residential | Res ¦ Heavy Duty Outdoor/Holiday Plug-in Timers | 2031 | SC C | GWh | After Competition Groups | 0 | 0 | 0 | 3603.6946 | 0 | 54 | Residential_2031_SC C_GWh_After Competition Groups_54 | Heavy Duty Outdoor/Holiday Plug-in Timers | 0% | 0 | 0 | Residential_2031_SC C_GWh_After Competition Groups_Heavy Duty Outdoor/Holiday Plug-in Timers
Residential | Res ¦ LED Downlight | 2031 | SC C | GWh | After Competition Groups | 0 | 0 | 0 | 3603.6946 | 0 | 55 | Residential_2031_SC C_GWh_After Competition Groups_55 | LED Downlight | 0% | 0 | 0 | Residential_2031_SC C_GWh_After Competition Groups_LED Downlight
Residential | Res ¦ Smart Power Bar | 2031 | SC C | GWh | After Competition Groups | 0 | 0 | 0 | 3603.6946 | 0 | 56 | Residential_2031_SC C_GWh_After Competition Groups_56 | Smart Power Bar | 0% | 0 | 0 | Residential_2031_SC C_GWh_After Competition Groups_Smart Power Bar
Residential | Res ¦ Energy Star LED Bulbs General Purpose LEDs | 2031 | SC D | GWh | After Competition Groups | 376.8826 | 0 | 0 | 2853.4095 | 0.13208 | 1 | Residential_2031_SC D_GWh_After Competition Groups_1 | Energy Star LED Bulbs General Purpose LEDs | 13.21% | 0 | 376.8826 | Residential_2031_SC D_GWh_After Competition Groups_Energy Star LED Bulbs General Purpose LEDs
Residential | Res ¦ Energy Star LED Specialty Bulbs | 2031 | SC D | GWh | After Competition Groups | 363.3917 | 0 | 0 | 2853.4095 | 0.12735 | 2 | Residential_2031_SC D_GWh_After Competition Groups_2 | Energy Star LED Specialty Bulbs | 12.74% | 0 | 363.3917 | Residential_2031_SC D_GWh_After Competition Groups_Energy Star LED Specialty Bulbs
Residential | Res ¦ Energy Star Clothes Washer | 2031 | SC D | GWh | After Competition Groups | 299.1044 | 0 | 0 | 2853.4095 | 0.10482 | 3 | Residential_2031_SC D_GWh_After Competition Groups_3 | Energy Star Clothes Washer | 10.48% | 0 | 299.1044 | Residential_2031_SC D_GWh_After Competition Groups_Energy Star Clothes Washer
Residential | Res ¦ Ductless Mini-Split Heat Pump | 2031 | SC D | GWh | After Competition Groups | 272.3307 | 0 | 0 | 2853.4095 | 0.09544 | 4 | Residential_2031_SC D_GWh_After Competition Groups_4 | Ductless Mini-Split Heat Pump | 9.544% | 0 | 272.3307 | Residential_2031_SC D_GWh_After Competition Groups_Ductless Mini-Split Heat Pump
Residential | Res ¦ Energy Star A Line, PAR, MR Lamps | 2031 | SC D | GWh | After Competition Groups | 242.3591 | 0 | 0 | 2853.4095 | 0.084937 | 5 | Residential_2031_SC D_GWh_After Competition Groups_5 | Energy Star A Line, PAR, MR Lamps | 8.494% | 0 | 242.3591 | Residential_2031_SC D_GWh_After Competition Groups_Energy Star A Line, PAR, MR Lamps
Residential | Res ¦ Building Recommissioning, Operations and Maintenance (O&M) Improvements | 2031 | SC D | GWh | After Competition Groups | 160.4949 | 0 | 0 | 2853.4095 | 0.056247 | 6 | Residential_2031_SC D_GWh_After Competition Groups_6 | Building Recommissioning, Operations and Maintenance (O&M) Improvements | 5.625% | 0 | 160.4949 | Residential_2031_SC D_GWh_After Competition Groups_Building Recommissioning, Operations and Maintenance (O&M) Improvements
Residential | Res ¦ Variable Speed Pool Pump Motor | 2031 | SC D | GWh | After Competition Groups | 133.2773 | 0 | 0 | 2853.4095 | 0.046708 | 7 | Residential_2031_SC D_GWh_After Competition Groups_7 | Variable Speed Pool Pump Motor | 4.671% | 0 | 133.2773 | Residential_2031_SC D_GWh_After Competition Groups_Variable Speed Pool Pump Motor
Residential | Res ¦ Energy Star Torchiere | 2031 | SC D | GWh | After Competition Groups | 106.817 | 0 | 0 | 2853.4095 | 0.037435 | 8 | Residential_2031_SC D_GWh_After Competition Groups_8 | Energy Star Torchiere | 3.743% | 0 | 106.817 | Residential_2031_SC D_GWh_After Competition Groups_Energy Star Torchiere
Residential | Res ¦ Adaptive Thermostat | 2031 | SC D | GWh | After Competition Groups | 94.7887 | 0 | 0 | 2853.4095 | 0.033219 | 9 | Residential_2031_SC D_GWh_After Competition Groups_9 | Adaptive Thermostat | 3.322% | 0 | 94.7887 | Residential_2031_SC D_GWh_After Competition Groups_Adaptive Thermostat
Residential | Res ¦ LED Parking Lot Fixture | 2031 | SC D | GWh | After Competition Groups | 76.8194 | 0 | 0 | 2853.4095 | 0.026922 | 10 | Residential_2031_SC D_GWh_After Competition Groups_10 | LED Parking Lot Fixture | 2.692% | 0 | 76.8194 | Residential_2031_SC D_GWh_After Competition Groups_LED Parking Lot Fixture
Residential | Res ¦ Comprehensive Draft Proofing | 2031 | SC D | GWh | After Competition Groups | 73.3678 | 0 | 0 | 2853.4095 | 0.025712 | 11 | Residential_2031_SC D_GWh_After Competition Groups_11 | Comprehensive Draft Proofing | 2.571% | 0 | 73.3678 | Residential_2031_SC D_GWh_After Competition Groups_Comprehensive Draft Proofing
Residential | Res ¦ Energy Star Air Source Heat Pump | 2031 | SC D | GWh | After Competition Groups | 66.9672 | 0 | 0 | 2853.4095 | 0.023469 | 12 | Residential_2031_SC D_GWh_After Competition Groups_12 | Energy Star Air Source Heat Pump | 2.347% | 0 | 66.9672 | Residential_2031_SC D_GWh_After Competition Groups_Energy Star Air Source Heat Pump
Residential | Res ¦ Basement Wall Insulation | 2031 | SC D | GWh | After Competition Groups | 64.0542 | 0 | 0 | 2853.4095 | 0.022448 | 13 | Residential_2031_SC D_GWh_After Competition Groups_13 | Basement Wall Insulation | 2.245% | 0 | 64.0542 | Residential_2031_SC D_GWh_After Competition Groups_Basement Wall Insulation
Residential | Res ¦ Occupancy Sensors MF | 2031 | SC D | GWh | After Competition Groups | 46.2571 | 0 | 0 | 2853.4095 | 0.016211 | 14 | Residential_2031_SC D_GWh_After Competition Groups_14 | Occupancy Sensors MF | 1.621% | 0 | 46.2571 | Residential_2031_SC D_GWh_After Competition Groups_Occupancy Sensors MF
Residential | Res ¦ Air Sealing | 2031 | SC D | GWh | After Competition Groups | 43.9809 | 0 | 0 | 2853.4095 | 0.015413 | 15 | Residential_2031_SC D_GWh_After Competition Groups_15 | Air Sealing | 1.541% | 0 | 43.9809 | Residential_2031_SC D_GWh_After Competition Groups_Air Sealing
Residential | Res ¦ Energy Star Clothes Dryer | 2031 | SC D | GWh | After Competition Groups | 43.3272 | 0 | 0 | 2853.4095 | 0.015184 | 16 | Residential_2031_SC D_GWh_After Competition Groups_16 | Energy Star Clothes Dryer | 1.518% | 0 | 43.3272 | Residential_2031_SC D_GWh_After Competition Groups_Energy Star Clothes Dryer
Residential | Res ¦ Energy Star Light Fixture | 2031 | SC D | GWh | After Competition Groups | 36.2484 | 0 | 0 | 2853.4095 | 0.012704 | 17 | Residential_2031_SC D_GWh_After Competition Groups_17 | Energy Star Light Fixture | 1.27% | 0 | 36.2484 | Residential_2031_SC D_GWh_After Competition Groups_Energy Star Light Fixture
Residential | Res ¦ Energy Star Room Air Conditioner | 2031 | SC D | GWh | After Competition Groups | 35.7247 | 0 | 0 | 2853.4095 | 0.01252 | 18 | Residential_2031_SC D_GWh_After Competition Groups_18 | Energy Star Room Air Conditioner | 1.252% | 0 | 35.7247 | Residential_2031_SC D_GWh_After Competition Groups_Energy Star Room Air Conditioner
Residential | Res ¦ LED Exterior Area Lights - LED Fixture (200W) | 2031 | SC D | GWh | After Competition Groups | 34.0773 | 0 | 0 | 2853.4095 | 0.011943 | 19 | Residential_2031_SC D_GWh_After Competition Groups_19 | LED Exterior Area Lights - LED Fixture (200W) | 1.194% | 0 | 34.0773 | Residential_2031_SC D_GWh_After Competition Groups_LED Exterior Area Lights - LED Fixture (200W)
Residential | Res ¦ Attic Insulation | 2031 | SC D | GWh | After Competition Groups | 26.9139 | 0 | 0 | 2853.4095 | 0.0094322 | 20 | Residential_2031_SC D_GWh_After Competition Groups_20 | Attic Insulation | 0.9432% | 0 | 26.9139 | Residential_2031_SC D_GWh_After Competition Groups_Attic Insulation
Residential | Res ¦ LED Tube Re-Lamp | 2031 | SC D | GWh | After Competition Groups | 26.1372 | 0 | 0 | 2853.4095 | 0.00916 | 21 | Residential_2031_SC D_GWh_After Competition Groups_21 | LED Tube Re-Lamp | 0.916% | 0 | 26.1372 | Residential_2031_SC D_GWh_After Competition Groups_LED Tube Re-Lamp
Residential | Res ¦ Refrigerator Recycling | 2031 | SC D | GWh | After Competition Groups | 25.2453 | 0 | 0 | 2853.4095 | 0.0088474 | 22 | Residential_2031_SC D_GWh_After Competition Groups_22 | Refrigerator Recycling | 0.8847% | 0 | 25.2453 | Residential_2031_SC D_GWh_After Competition Groups_Refrigerator Recycling
Residential | Res ¦ Home Energy Reports | 2031 | SC D | GWh | After Competition Groups | 24.0856 | 0 | 0 | 2853.4095 | 0.008441 | 23 | Residential_2031_SC D_GWh_After Competition Groups_23 | Home Energy Reports | 0.8441% | 0 | 24.0856 | Residential_2031_SC D_GWh_After Competition Groups_Home Energy Reports
Residential | Res ¦ Advanced BAS/Controllers | 2031 | SC D | GWh | After Competition Groups | 23.4903 | 0 | 0 | 2853.4095 | 0.0082324 | 24 | Residential_2031_SC D_GWh_After Competition Groups_24 | Advanced BAS/Controllers | 0.8232% | 0 | 23.4903 | Residential_2031_SC D_GWh_After Competition Groups_Advanced BAS/Controllers
Residential | Res ¦ Outside Air Economizer | 2031 | SC D | GWh | After Competition Groups | 20.7863 | 0 | 0 | 2853.4095 | 0.0072847 | 25 | Residential_2031_SC D_GWh_After Competition Groups_25 | Outside Air Economizer | 0.7285% | 0 | 20.7863 | Residential_2031_SC D_GWh_After Competition Groups_Outside Air Economizer
Residential | Res ¦ Minimize Hot and Warm Clothes Wash | 2031 | SC D | GWh | After Competition Groups | 20.459 | 0 | 0 | 2853.4095 | 0.00717 | 26 | Residential_2031_SC D_GWh_After Competition Groups_26 | Minimize Hot and Warm Clothes Wash | 0.717% | 0 | 20.459 | Residential_2031_SC D_GWh_After Competition Groups_Minimize Hot and Warm Clothes Wash
Residential | Res ¦ Furnace Whistle | 2031 | SC D | GWh | After Competition Groups | 20.2274 | 0 | 0 | 2853.4095 | 0.0070889 | 27 | Residential_2031_SC D_GWh_After Competition Groups_27 | Furnace Whistle | 0.7089% | 0 | 20.2274 | Residential_2031_SC D_GWh_After Competition Groups_Furnace Whistle
Residential | Res ¦ Energy Star Freezer | 2031 | SC D | GWh | After Competition Groups | 18.9013 | 0 | 0 | 2853.4095 | 0.0066241 | 28 | Residential_2031_SC D_GWh_After Competition Groups_28 | Energy Star Freezer | 0.6624% | 0 | 18.9013 | Residential_2031_SC D_GWh_After Competition Groups_Energy Star Freezer
Residential | Res ¦ ENERGY STAR LED LAMPS (REFLECTOR LAMPs/MR16/PAR 16) | 2031 | SC D | GWh | After Competition Groups | 15.6731 | 0 | 0 | 2853.4095 | 0.0054928 | 29 | Residential_2031_SC D_GWh_After Competition Groups_29 | ENERGY STAR LED LAMPS (REFLECTOR LAMPs/MR16/PAR 16) | 0.5493% | 0 | 15.6731 | Residential_2031_SC D_GWh_After Competition Groups_ENERGY STAR LED LAMPS (REFLECTOR LAMPs/MR16/PAR 16)
Residential | Res ¦ High Efficiency Chiller (avg of water and air cooled) | 2031 | SC D | GWh | After Competition Groups | 13.009 | 0 | 0 | 2853.4095 | 0.0045591 | 30 | Residential_2031_SC D_GWh_After Competition Groups_30 | High Efficiency Chiller (avg of water and air cooled) | 0.4559% | 0 | 13.009 | Residential_2031_SC D_GWh_After Competition Groups_High Efficiency Chiller (avg of water and air cooled)
Residential | Res ¦ Variable Frequency Drive (VFD) | 2031 | SC D | GWh | After Competition Groups | 6.4211 | 0 | 0 | 2853.4095 | 0.0022503 | 31 | Residential_2031_SC D_GWh_After Competition Groups_31 | Variable Frequency Drive (VFD) | 0.225% | 0 | 6.4211 | Residential_2031_SC D_GWh_After Competition Groups_Variable Frequency Drive (VFD)
Residential | Res ¦ CO Sensors for parking garage exhaust fans | 2031 | SC D | GWh | After Competition Groups | 5.8595 | 0 | 0 | 2853.4095 | 0.0020535 | 32 | Residential_2031_SC D_GWh_After Competition Groups_32 | CO Sensors for parking garage exhaust fans | 0.2054% | 0 | 5.8595 | Residential_2031_SC D_GWh_After Competition Groups_CO Sensors for parking garage exhaust fans
Residential | Res ¦ Water Heater Temperature Setback | 2031 | SC D | GWh | After Competition Groups | 5.7912 | 0 | 0 | 2853.4095 | 0.0020296 | 33 | Residential_2031_SC D_GWh_After Competition Groups_33 | Water Heater Temperature Setback | 0.203% | 0 | 5.7912 | Residential_2031_SC D_GWh_After Competition Groups_Water Heater Temperature Setback
Residential | Res ¦ Demand Control Ventilation | 2031 | SC D | GWh | After Competition Groups | 4.2062 | 0 | 0 | 2853.4095 | 0.0014741 | 34 | Residential_2031_SC D_GWh_After Competition Groups_34 | Demand Control Ventilation | 0.1474% | 0 | 4.2062 | Residential_2031_SC D_GWh_After Competition Groups_Demand Control Ventilation
Residential | Res ¦ Tankless Water Heater | 2031 | SC D | GWh | After Competition Groups | 3.612 | 0 | 0 | 2853.4095 | 0.0012659 | 35 | Residential_2031_SC D_GWh_After Competition Groups_35 | Tankless Water Heater | 0.1266% | 0 | 3.612 | Residential_2031_SC D_GWh_After Competition Groups_Tankless Water Heater
Residential | Res ¦ ENERGY STAR LED Lamps (General Service Lamps) | 2031 | SC D | GWh | After Competition Groups | 3.4847 | 0 | 0 | 2853.4095 | 0.0012212 | 36 | Residential_2031_SC D_GWh_After Competition Groups_36 | ENERGY STAR LED Lamps (General Service Lamps) | 0.1221% | 0 | 3.4847 | Residential_2031_SC D_GWh_After Competition Groups_ENERGY STAR LED Lamps (General Service Lamps)
Residential | Res ¦ Energy Star Dehumidifier | 2031 | SC D | GWh | After Competition Groups | 3.0885 | 0 | 0 | 2853.4095 | 0.0010824 | 37 | Residential_2031_SC D_GWh_After Competition Groups_37 | Energy Star Dehumidifier | 0.1082% | 0 | 3.0885 | Residential_2031_SC D_GWh_After Competition Groups_Energy Star Dehumidifier
Residential | Res ¦ Clothes Drying Racks | 2031 | SC D | GWh | After Competition Groups | 2.6194 | 0 | 0 | 2853.4095 | 0.00091798 | 38 | Residential_2031_SC D_GWh_After Competition Groups_38 | Clothes Drying Racks | 0.0918% | 0 | 2.6194 | Residential_2031_SC D_GWh_After Competition Groups_Clothes Drying Racks
Residential | Res ¦ Condensing Make Up Air Unit | 2031 | SC D | GWh | After Competition Groups | 2.496 | 0 | 0 | 2853.4095 | 0.00087476 | 39 | Residential_2031_SC D_GWh_After Competition Groups_39 | Condensing Make Up Air Unit | 0.08748% | 0 | 2.496 | Residential_2031_SC D_GWh_After Competition Groups_Condensing Make Up Air Unit
Residential | Res ¦ Smart Burners | 2031 | SC D | GWh | After Competition Groups | 2.1746 | 0 | 0 | 2853.4095 | 0.00076212 | 40 | Residential_2031_SC D_GWh_After Competition Groups_40 | Smart Burners | 0.07621% | 0 | 2.1746 | Residential_2031_SC D_GWh_After Competition Groups_Smart Burners
Residential | Res ¦ VFD on Pumps | 2031 | SC D | GWh | After Competition Groups | 1.8148 | 0 | 0 | 2853.4095 | 0.00063599 | 41 | Residential_2031_SC D_GWh_After Competition Groups_41 | VFD on Pumps | 0.0636% | 0 | 1.8148 | Residential_2031_SC D_GWh_After Competition Groups_VFD on Pumps
Residential | Res ¦ Floor Insulation | 2031 | SC D | GWh | After Competition Groups | 1.8105 | 0 | 0 | 2853.4095 | 0.00063449 | 42 | Residential_2031_SC D_GWh_After Competition Groups_42 | Floor Insulation | 0.06345% | 0 | 1.8105 | Residential_2031_SC D_GWh_After Competition Groups_Floor Insulation
Residential | Res ¦ Heat Recovery Ventilator | 2031 | SC D | GWh | After Competition Groups | 1.1852 | 0 | 0 | 2853.4095 | 0.00041538 | 43 | Residential_2031_SC D_GWh_After Competition Groups_43 | Heat Recovery Ventilator | 0.04154% | 0 | 1.1852 | Residential_2031_SC D_GWh_After Competition Groups_Heat Recovery Ventilator
Residential | Res ¦ ECM MOTORS FOR HVAC APPLICATION (FAN-POWERED VAV BOX) | 2031 | SC D | GWh | After Competition Groups | 1.1023 | 0 | 0 | 2853.4095 | 0.00038632 | 44 | Residential_2031_SC D_GWh_After Competition Groups_44 | ECM MOTORS FOR HVAC APPLICATION (FAN-POWERED VAV BOX) | 0.03863% | 0 | 1.1023 | Residential_2031_SC D_GWh_After Competition Groups_ECM MOTORS FOR HVAC APPLICATION (FAN-POWERED VAV BOX)
Residential | Res ¦ Duct Insulation | 2031 | SC D | GWh | After Competition Groups | 0.96965 | 0 | 0 | 2853.4095 | 0.00033982 | 45 | Residential_2031_SC D_GWh_After Competition Groups_45 | Duct Insulation | 0.03398% | 0 | 0.96965 | Residential_2031_SC D_GWh_After Competition Groups_Duct Insulation
Residential | Res ¦ Beverage Vending Machine Controls | 2031 | SC D | GWh | After Competition Groups | 0.73866 | 0 | 0 | 2853.4095 | 0.00025887 | 46 | Residential_2031_SC D_GWh_After Competition Groups_46 | Beverage Vending Machine Controls | 0.02589% | 0 | 0.73866 | Residential_2031_SC D_GWh_After Competition Groups_Beverage Vending Machine Controls
Residential | Res ¦ Duct Insulation MF | 2031 | SC D | GWh | After Competition Groups | 0.56925 | 0 | 0 | 2853.4095 | 0.0001995 | 47 | Residential_2031_SC D_GWh_After Competition Groups_47 | Duct Insulation MF | 0.01995% | 0 | 0.56925 | Residential_2031_SC D_GWh_After Competition Groups_Duct Insulation MF
Residential | Res ¦ Chilled Water Optimization | 2031 | SC D | GWh | After Competition Groups | 0.17831 | 0 | 0 | 2853.4095 | 6.249e-05 | 48 | Residential_2031_SC D_GWh_After Competition Groups_48 | Chilled Water Optimization | 0.006249% | 0 | 0.17831 | Residential_2031_SC D_GWh_After Competition Groups_Chilled Water Optimization
Residential | Res ¦ LED High Bay Fixture | 2031 | SC D | GWh | After Competition Groups | 0.072358 | 0 | 0 | 2853.4095 | 2.5359e-05 | 49 | Residential_2031_SC D_GWh_After Competition Groups_49 | LED High Bay Fixture | 0.002536% | 0 | 0.072358 | Residential_2031_SC D_GWh_After Competition Groups_LED High Bay Fixture
Residential | Res ¦ Wall Insulation MF | 2031 | SC D | GWh | After Competition Groups | 0.0072959 | 0 | 0 | 2853.4095 | 2.5569e-06 | 50 | Residential_2031_SC D_GWh_After Competition Groups_50 | Wall Insulation MF | 0.0002557% | 0 | 0.0072959 | Residential_2031_SC D_GWh_After Competition Groups_Wall Insulation MF
Residential | Res ¦ Wall Insulation | 2031 | SC D | GWh | After Competition Groups | 0.0056683 | 0 | 0 | 2853.4095 | 1.9865e-06 | 51 | Residential_2031_SC D_GWh_After Competition Groups_51 | Wall Insulation | 0.0001987% | 0 | 0.0056683 | Residential_2031_SC D_GWh_After Competition Groups_Wall Insulation
Residential | Res ¦ Freezer Recycling | 2031 | SC D | GWh | After Competition Groups | 0.0031042 | 0 | 0 | 2853.4095 | 1.0879e-06 | 52 | Residential_2031_SC D_GWh_After Competition Groups_52 | Freezer Recycling | 0.0001088% | 0 | 0.0031042 | Residential_2031_SC D_GWh_After Competition Groups_Freezer Recycling
Residential | Res ¦ LED Downlight | 2031 | SC D | GWh | After Competition Groups | 0 | 0 | 0 | 2853.4095 | 0 | 53 | Residential_2031_SC D_GWh_After Competition Groups_53 | LED Downlight | 0% | 0 | 0 | Residential_2031_SC D_GWh_After Competition Groups_LED Downlight
Residential | Res ¦ Smart Power Bar | 2031 | SC D | GWh | After Competition Groups | 0 | 0 | 0 | 2853.4095 | 0 | 54 | Residential_2031_SC D_GWh_After Competition Groups_54 | Smart Power Bar | 0% | 0 | 0 | Residential_2031_SC D_GWh_After Competition Groups_Smart Power Bar
Residential | Res ¦ Smart Power Bar | 2031 | Technical | GWh | After Competition Groups | 1343.5368 | 0 | 0 | 14507.1573 | 0.092612 | 1 | Residential_2031_Technical_GWh_After Competition Groups_1 | Smart Power Bar | 9.261% | 0 | 1343.5368 | Residential_2031_Technical_GWh_After Competition Groups_Smart Power Bar
Residential | Res ¦ Energy Star LED Bulbs General Purpose LEDs | 2031 | Technical | GWh | After Competition Groups | 1176.1014 | 0 | 0 | 14507.1573 | 0.08107 | 2 | Residential_2031_Technical_GWh_After Competition Groups_2 | Energy Star LED Bulbs General Purpose LEDs | 8.107% | 0 | 1176.1014 | Residential_2031_Technical_GWh_After Competition Groups_Energy Star LED Bulbs General Purpose LEDs
Residential | Res ¦ Energy Star A Line, PAR, MR Lamps | 2031 | Technical | GWh | After Competition Groups | 877.299 | 0 | 0 | 14507.1573 | 0.060474 | 3 | Residential_2031_Technical_GWh_After Competition Groups_3 | Energy Star A Line, PAR, MR Lamps | 6.047% | 0 | 877.299 | Residential_2031_Technical_GWh_After Competition Groups_Energy Star A Line, PAR, MR Lamps
Residential | Res ¦ Energy Star Refrigerator | 2031 | Technical | GWh | After Competition Groups | 763.9891 | 0 | 0 | 14507.1573 | 0.052663 | 4 | Residential_2031_Technical_GWh_After Competition Groups_4 | Energy Star Refrigerator | 5.266% | 0 | 763.9891 | Residential_2031_Technical_GWh_After Competition Groups_Energy Star Refrigerator
Residential | Res ¦ Adaptive Thermostat | 2031 | Technical | GWh | After Competition Groups | 679.6946 | 0 | 0 | 14507.1573 | 0.046852 | 5 | Residential_2031_Technical_GWh_After Competition Groups_5 | Adaptive Thermostat | 4.685% | 0 | 679.6946 | Residential_2031_Technical_GWh_After Competition Groups_Adaptive Thermostat
Residential | Res ¦ Smart Burners | 2031 | Technical | GWh | After Competition Groups | 669.8977 | 0 | 0 | 14507.1573 | 0.046177 | 6 | Residential_2031_Technical_GWh_After Competition Groups_6 | Smart Burners | 4.618% | 0 | 669.8977 | Residential_2031_Technical_GWh_After Competition Groups_Smart Burners
Residential | Res ¦ Energy Star Clothes Washer | 2031 | Technical | GWh | After Competition Groups | 628.7592 | 0 | 0 | 14507.1573 | 0.043341 | 7 | Residential_2031_Technical_GWh_After Competition Groups_7 | Energy Star Clothes Washer | 4.334% | 0 | 628.7592 | Residential_2031_Technical_GWh_After Competition Groups_Energy Star Clothes Washer
Residential | Res ¦ Energy Star Ground Source Heat Pump | 2031 | Technical | GWh | After Competition Groups | 598.7236 | 0 | 0 | 14507.1573 | 0.041271 | 8 | Residential_2031_Technical_GWh_After Competition Groups_8 | Energy Star Ground Source Heat Pump | 4.127% | 0 | 598.7236 | Residential_2031_Technical_GWh_After Competition Groups_Energy Star Ground Source Heat Pump
Residential | Res ¦ Ductless Mini-Split Heat Pump | 2031 | Technical | GWh | After Competition Groups | 593.9259 | 0 | 0 | 14507.1573 | 0.04094 | 9 | Residential_2031_Technical_GWh_After Competition Groups_9 | Ductless Mini-Split Heat Pump | 4.094% | 0 | 593.9259 | Residential_2031_Technical_GWh_After Competition Groups_Ductless Mini-Split Heat Pump
Residential | Res ¦ Heat Pump Clothes Dryer | 2031 | Technical | GWh | After Competition Groups | 529.3203 | 0 | 0 | 14507.1573 | 0.036487 | 10 | Residential_2031_Technical_GWh_After Competition Groups_10 | Heat Pump Clothes Dryer | 3.649% | 0 | 529.3203 | Residential_2031_Technical_GWh_After Competition Groups_Heat Pump Clothes Dryer
Residential | Res ¦ Air Sealing | 2031 | Technical | GWh | After Competition Groups | 483.2687 | 0 | 0 | 14507.1573 | 0.033312 | 11 | Residential_2031_Technical_GWh_After Competition Groups_11 | Air Sealing | 3.331% | 0 | 483.2687 | Residential_2031_Technical_GWh_After Competition Groups_Air Sealing
Residential | Res ¦ Energy Star Central Air Conditioner | 2031 | Technical | GWh | After Competition Groups | 423.8731 | 0 | 0 | 14507.1573 | 0.029218 | 12 | Residential_2031_Technical_GWh_After Competition Groups_12 | Energy Star Central Air Conditioner | 2.922% | 0 | 423.8731 | Residential_2031_Technical_GWh_After Competition Groups_Energy Star Central Air Conditioner
Residential | Res ¦ Energy Star Light Fixture | 2031 | Technical | GWh | After Competition Groups | 362.7217 | 0 | 0 | 14507.1573 | 0.025003 | 13 | Residential_2031_Technical_GWh_After Competition Groups_13 | Energy Star Light Fixture | 2.5% | 0 | 362.7217 | Residential_2031_Technical_GWh_After Competition Groups_Energy Star Light Fixture
Residential | Res ¦ Car Block Heater Timer | 2031 | Technical | GWh | After Competition Groups | 356.7334 | 0 | 0 | 14507.1573 | 0.02459 | 14 | Residential_2031_Technical_GWh_After Competition Groups_14 | Car Block Heater Timer | 2.459% | 0 | 356.7334 | Residential_2031_Technical_GWh_After Competition Groups_Car Block Heater Timer
Residential | Res ¦ Variable Speed Pool Pump Motor | 2031 | Technical | GWh | After Competition Groups | 354.8996 | 0 | 0 | 14507.1573 | 0.024464 | 15 | Residential_2031_Technical_GWh_After Competition Groups_15 | Variable Speed Pool Pump Motor | 2.446% | 0 | 354.8996 | Residential_2031_Technical_GWh_After Competition Groups_Variable Speed Pool Pump Motor
Residential | Res ¦ Ductless Mini-Split Air Conditioner | 2031 | Technical | GWh | After Competition Groups | 292.4958 | 0 | 0 | 14507.1573 | 0.020162 | 16 | Residential_2031_Technical_GWh_After Competition Groups_16 | Ductless Mini-Split Air Conditioner | 2.016% | 0 | 292.4958 | Residential_2031_Technical_GWh_After Competition Groups_Ductless Mini-Split Air Conditioner
Residential | Res ¦ Passive Attic Ventilation | 2031 | Technical | GWh | After Competition Groups | 286.1615 | 0 | 0 | 14507.1573 | 0.019726 | 17 | Residential_2031_Technical_GWh_After Competition Groups_17 | Passive Attic Ventilation | 1.973% | 0 | 286.1615 | Residential_2031_Technical_GWh_After Competition Groups_Passive Attic Ventilation
Residential | Res ¦ Energy Star Torchiere | 2031 | Technical | GWh | After Competition Groups | 279.8972 | 0 | 0 | 14507.1573 | 0.019294 | 18 | Residential_2031_Technical_GWh_After Competition Groups_18 | Energy Star Torchiere | 1.929% | 0 | 279.8972 | Residential_2031_Technical_GWh_After Competition Groups_Energy Star Torchiere
Residential | Res ¦ Building Recommissioning, Operations and Maintenance (O&M) Improvements | 2031 | Technical | GWh | After Competition Groups | 275.0408 | 0 | 0 | 14507.1573 | 0.018959 | 19 | Residential_2031_Technical_GWh_After Competition Groups_19 | Building Recommissioning, Operations and Maintenance (O&M) Improvements | 1.896% | 0 | 275.0408 | Residential_2031_Technical_GWh_After Competition Groups_Building Recommissioning, Operations and Maintenance (O&M) Improvements
Residential | Res ¦ Energy Star Windows | 2031 | Technical | GWh | After Competition Groups | 262.1121 | 0 | 0 | 14507.1573 | 0.018068 | 20 | Residential_2031_Technical_GWh_After Competition Groups_20 | Energy Star Windows | 1.807% | 0 | 262.1121 | Residential_2031_Technical_GWh_After Competition Groups_Energy Star Windows
Residential | Res ¦ Basement Wall Insulation | 2031 | Technical | GWh | After Competition Groups | 253.6858 | 0 | 0 | 14507.1573 | 0.017487 | 21 | Residential_2031_Technical_GWh_After Competition Groups_21 | Basement Wall Insulation | 1.749% | 0 | 253.6858 | Residential_2031_Technical_GWh_After Competition Groups_Basement Wall Insulation
Residential | Res ¦ Basement or Crawlspace Insulation | 2031 | Technical | GWh | After Competition Groups | 210.6678 | 0 | 0 | 14507.1573 | 0.014522 | 22 | Residential_2031_Technical_GWh_After Competition Groups_22 | Basement or Crawlspace Insulation | 1.452% | 0 | 210.6678 | Residential_2031_Technical_GWh_After Competition Groups_Basement or Crawlspace Insulation
Residential | Res ¦ Attic Insulation | 2031 | Technical | GWh | After Competition Groups | 195.7023 | 0 | 0 | 14507.1573 | 0.01349 | 23 | Residential_2031_Technical_GWh_After Competition Groups_23 | Attic Insulation | 1.349% | 0 | 195.7023 | Residential_2031_Technical_GWh_After Competition Groups_Attic Insulation
Residential | Res ¦ Wall Insulation | 2031 | Technical | GWh | After Competition Groups | 152.9034 | 0 | 0 | 14507.1573 | 0.01054 | 24 | Residential_2031_Technical_GWh_After Competition Groups_24 | Wall Insulation | 1.054% | 0 | 152.9034 | Residential_2031_Technical_GWh_After Competition Groups_Wall Insulation
Residential | Res ¦ Lighting Motion Sensors, Timers, Dimmers | 2031 | Technical | GWh | After Competition Groups | 145.5699 | 0 | 0 | 14507.1573 | 0.010034 | 25 | Residential_2031_Technical_GWh_After Competition Groups_25 | Lighting Motion Sensors, Timers, Dimmers | 1.003% | 0 | 145.5699 | Residential_2031_Technical_GWh_After Competition Groups_Lighting Motion Sensors, Timers, Dimmers
Residential | Res ¦ Comprehensive Draft Proofing | 2031 | Technical | GWh | After Competition Groups | 139.8892 | 0 | 0 | 14507.1573 | 0.0096428 | 26 | Residential_2031_Technical_GWh_After Competition Groups_26 | Comprehensive Draft Proofing | 0.9643% | 0 | 139.8892 | Residential_2031_Technical_GWh_After Competition Groups_Comprehensive Draft Proofing
Residential | Res ¦ Solar Powered Attic Fan | 2031 | Technical | GWh | After Competition Groups | 106.2456 | 0 | 0 | 14507.1573 | 0.0073237 | 27 | Residential_2031_Technical_GWh_After Competition Groups_27 | Solar Powered Attic Fan | 0.7324% | 0 | 106.2456 | Residential_2031_Technical_GWh_After Competition Groups_Solar Powered Attic Fan
Residential | Res ¦ Furnace with ECM | 2031 | Technical | GWh | After Competition Groups | 105.4025 | 0 | 0 | 14507.1573 | 0.0072656 | 28 | Residential_2031_Technical_GWh_After Competition Groups_28 | Furnace with ECM | 0.7266% | 0 | 105.4025 | Residential_2031_Technical_GWh_After Competition Groups_Furnace with ECM
Residential | Res ¦ Variable Refrigerant Flow Heat Pump | 2031 | Technical | GWh | After Competition Groups | 104.1655 | 0 | 0 | 14507.1573 | 0.0071803 | 29 | Residential_2031_Technical_GWh_After Competition Groups_29 | Variable Refrigerant Flow Heat Pump | 0.718% | 0 | 104.1655 | Residential_2031_Technical_GWh_After Competition Groups_Variable Refrigerant Flow Heat Pump
Residential | Res ¦ Heavy Duty Outdoor/Holiday Plug-in Timers | 2031 | Technical | GWh | After Competition Groups | 103.181 | 0 | 0 | 14507.1573 | 0.0071124 | 30 | Residential_2031_Technical_GWh_After Competition Groups_30 | Heavy Duty Outdoor/Holiday Plug-in Timers | 0.7112% | 0 | 103.181 | Residential_2031_Technical_GWh_After Competition Groups_Heavy Duty Outdoor/Holiday Plug-in Timers
Residential | Res ¦ Radiant Barrier | 2031 | Technical | GWh | After Competition Groups | 97.8535 | 0 | 0 | 14507.1573 | 0.0067452 | 31 | Residential_2031_Technical_GWh_After Competition Groups_31 | Radiant Barrier | 0.6745% | 0 | 97.8535 | Residential_2031_Technical_GWh_After Competition Groups_Radiant Barrier
Residential | Res ¦ LED Downlight | 2031 | Technical | GWh | After Competition Groups | 83.1221 | 0 | 0 | 14507.1573 | 0.0057297 | 32 | Residential_2031_Technical_GWh_After Competition Groups_32 | LED Downlight | 0.573% | 0 | 83.1221 | Residential_2031_Technical_GWh_After Competition Groups_LED Downlight
Residential | Res ¦ LED Parking Lot Fixture | 2031 | Technical | GWh | After Competition Groups | 81.551 | 0 | 0 | 14507.1573 | 0.0056214 | 33 | Residential_2031_Technical_GWh_After Competition Groups_33 | LED Parking Lot Fixture | 0.5621% | 0 | 81.551 | Residential_2031_Technical_GWh_After Competition Groups_LED Parking Lot Fixture
Residential | Res ¦ Energy Star Ceiling Fan/Lighting | 2031 | Technical | GWh | After Competition Groups | 79.3038 | 0 | 0 | 14507.1573 | 0.0054665 | 34 | Residential_2031_Technical_GWh_After Competition Groups_34 | Energy Star Ceiling Fan/Lighting | 0.5467% | 0 | 79.3038 | Residential_2031_Technical_GWh_After Competition Groups_Energy Star Ceiling Fan/Lighting
Residential | Res ¦ Home Energy Reports | 2031 | Technical | GWh | After Competition Groups | 77.0687 | 0 | 0 | 14507.1573 | 0.0053125 | 35 | Residential_2031_Technical_GWh_After Competition Groups_35 | Home Energy Reports | 0.5312% | 0 | 77.0687 | Residential_2031_Technical_GWh_After Competition Groups_Home Energy Reports
Residential | Res ¦ Ceiling Insulation | 2031 | Technical | GWh | After Competition Groups | 76.6463 | 0 | 0 | 14507.1573 | 0.0052833 | 36 | Residential_2031_Technical_GWh_After Competition Groups_36 | Ceiling Insulation | 0.5283% | 0 | 76.6463 | Residential_2031_Technical_GWh_After Competition Groups_Ceiling Insulation
Residential | Res ¦ Window Film | 2031 | Technical | GWh | After Competition Groups | 75.117 | 0 | 0 | 14507.1573 | 0.0051779 | 37 | Residential_2031_Technical_GWh_After Competition Groups_37 | Window Film | 0.5178% | 0 | 75.117 | Residential_2031_Technical_GWh_After Competition Groups_Window Film
Residential | Res ¦ Refrigerator Recycling | 2031 | Technical | GWh | After Competition Groups | 72.0975 | 0 | 0 | 14507.1573 | 0.0049698 | 38 | Residential_2031_Technical_GWh_After Competition Groups_38 | Refrigerator Recycling | 0.497% | 0 | 72.0975 | Residential_2031_Technical_GWh_After Competition Groups_Refrigerator Recycling
Residential | Res ¦ Energy Star Freezer | 2031 | Technical | GWh | After Competition Groups | 71.0585 | 0 | 0 | 14507.1573 | 0.0048982 | 39 | Residential_2031_Technical_GWh_After Competition Groups_39 | Energy Star Freezer | 0.4898% | 0 | 71.0585 | Residential_2031_Technical_GWh_After Competition Groups_Energy Star Freezer
Residential | Res ¦ Occupancy Sensors MF | 2031 | Technical | GWh | After Competition Groups | 68.4009 | 0 | 0 | 14507.1573 | 0.004715 | 40 | Residential_2031_Technical_GWh_After Competition Groups_40 | Occupancy Sensors MF | 0.4715% | 0 | 68.4009 | Residential_2031_Technical_GWh_After Competition Groups_Occupancy Sensors MF
Residential | Res ¦ Clothes Drying Racks | 2031 | Technical | GWh | After Competition Groups | 65.8355 | 0 | 0 | 14507.1573 | 0.0045381 | 41 | Residential_2031_Technical_GWh_After Competition Groups_41 | Clothes Drying Racks | 0.4538% | 0 | 65.8355 | Residential_2031_Technical_GWh_After Competition Groups_Clothes Drying Racks
Residential | Res ¦ Freezer Recycling | 2031 | Technical | GWh | After Competition Groups | 63.2611 | 0 | 0 | 14507.1573 | 0.0043607 | 42 | Residential_2031_Technical_GWh_After Competition Groups_42 | Freezer Recycling | 0.4361% | 0 | 63.2611 | Residential_2031_Technical_GWh_After Competition Groups_Freezer Recycling
Residential | Res ¦ Duct Insulation | 2031 | Technical | GWh | After Competition Groups | 63.0091 | 0 | 0 | 14507.1573 | 0.0043433 | 43 | Residential_2031_Technical_GWh_After Competition Groups_43 | Duct Insulation | 0.4343% | 0 | 63.0091 | Residential_2031_Technical_GWh_After Competition Groups_Duct Insulation
Residential | Res ¦ Heat Pump Water Heater | 2031 | Technical | GWh | After Competition Groups | 54.8907 | 0 | 0 | 14507.1573 | 0.0037837 | 44 | Residential_2031_Technical_GWh_After Competition Groups_44 | Heat Pump Water Heater | 0.3784% | 0 | 54.8907 | Residential_2031_Technical_GWh_After Competition Groups_Heat Pump Water Heater
Residential | Res ¦ Floor Insulation | 2031 | Technical | GWh | After Competition Groups | 51.2907 | 0 | 0 | 14507.1573 | 0.0035355 | 45 | Residential_2031_Technical_GWh_After Competition Groups_45 | Floor Insulation | 0.3536% | 0 | 51.2907 | Residential_2031_Technical_GWh_After Competition Groups_Floor Insulation
Residential | Res ¦ Dehumidifier Recycling | 2031 | Technical | GWh | After Competition Groups | 43.8663 | 0 | 0 | 14507.1573 | 0.0030238 | 46 | Residential_2031_Technical_GWh_After Competition Groups_46 | Dehumidifier Recycling | 0.3024% | 0 | 43.8663 | Residential_2031_Technical_GWh_After Competition Groups_Dehumidifier Recycling
Residential | Res ¦ Advanced BAS/Controllers | 2031 | Technical | GWh | After Competition Groups | 40.2555 | 0 | 0 | 14507.1573 | 0.0027749 | 47 | Residential_2031_Technical_GWh_After Competition Groups_47 | Advanced BAS/Controllers | 0.2775% | 0 | 40.2555 | Residential_2031_Technical_GWh_After Competition Groups_Advanced BAS/Controllers
Residential | Res ¦ Heat Recovery Ventilator | 2031 | Technical | GWh | After Competition Groups | 39.9619 | 0 | 0 | 14507.1573 | 0.0027546 | 48 | Residential_2031_Technical_GWh_After Competition Groups_48 | Heat Recovery Ventilator | 0.2755% | 0 | 39.9619 | Residential_2031_Technical_GWh_After Competition Groups_Heat Recovery Ventilator
Residential | Res ¦ Central Lighting Control System | 2031 | Technical | GWh | After Competition Groups | 38.2517 | 0 | 0 | 14507.1573 | 0.0026367 | 49 | Residential_2031_Technical_GWh_After Competition Groups_49 | Central Lighting Control System | 0.2637% | 0 | 38.2517 | Residential_2031_Technical_GWh_After Competition Groups_Central Lighting Control System
Residential | Res ¦ LED Exterior Area Lights - LED Fixture (200W) | 2031 | Technical | GWh | After Competition Groups | 38.1491 | 0 | 0 | 14507.1573 | 0.0026297 | 50 | Residential_2031_Technical_GWh_After Competition Groups_50 | LED Exterior Area Lights - LED Fixture (200W) | 0.263% | 0 | 38.1491 | Residential_2031_Technical_GWh_After Competition Groups_LED Exterior Area Lights - LED Fixture (200W)
Residential | Res ¦ INTEGRAL LED TROFFERS | 2031 | Technical | GWh | After Competition Groups | 37.4241 | 0 | 0 | 14507.1573 | 0.0025797 | 51 | Residential_2031_Technical_GWh_After Competition Groups_51 | INTEGRAL LED TROFFERS | 0.258% | 0 | 37.4241 | Residential_2031_Technical_GWh_After Competition Groups_INTEGRAL LED TROFFERS
Residential | Res ¦ Minimize Hot and Warm Clothes Wash | 2031 | Technical | GWh | After Competition Groups | 35.1874 | 0 | 0 | 14507.1573 | 0.0024255 | 52 | Residential_2031_Technical_GWh_After Competition Groups_52 | Minimize Hot and Warm Clothes Wash | 0.2426% | 0 | 35.1874 | Residential_2031_Technical_GWh_After Competition Groups_Minimize Hot and Warm Clothes Wash
Residential | Res ¦ Furnace Whistle | 2031 | Technical | GWh | After Competition Groups | 34.6638 | 0 | 0 | 14507.1573 | 0.0023894 | 53 | Residential_2031_Technical_GWh_After Competition Groups_53 | Furnace Whistle | 0.2389% | 0 | 34.6638 | Residential_2031_Technical_GWh_After Competition Groups_Furnace Whistle
Residential | Res ¦ Early Hot Water Heater Replacement | 2031 | Technical | GWh | After Competition Groups | 31.3987 | 0 | 0 | 14507.1573 | 0.0021644 | 54 | Residential_2031_Technical_GWh_After Competition Groups_54 | Early Hot Water Heater Replacement | 0.2164% | 0 | 31.3987 | Residential_2031_Technical_GWh_After Competition Groups_Early Hot Water Heater Replacement
Residential | Res ¦ LED Tube Re-Lamp | 2031 | Technical | GWh | After Competition Groups | 30.3933 | 0 | 0 | 14507.1573 | 0.0020951 | 55 | Residential_2031_Technical_GWh_After Competition Groups_55 | LED Tube Re-Lamp | 0.2095% | 0 | 30.3933 | Residential_2031_Technical_GWh_After Competition Groups_LED Tube Re-Lamp
Residential | Res ¦ Outside Air Economizer | 2031 | Technical | GWh | After Competition Groups | 29.366 | 0 | 0 | 14507.1573 | 0.0020242 | 56 | Residential_2031_Technical_GWh_After Competition Groups_56 | Outside Air Economizer | 0.2024% | 0 | 29.366 | Residential_2031_Technical_GWh_After Competition Groups_Outside Air Economizer
Residential | Res ¦ Duct Insulation MF | 2031 | Technical | GWh | After Competition Groups | 27.7968 | 0 | 0 | 14507.1573 | 0.0019161 | 57 | Residential_2031_Technical_GWh_After Competition Groups_57 | Duct Insulation MF | 0.1916% | 0 | 27.7968 | Residential_2031_Technical_GWh_After Competition Groups_Duct Insulation MF
Residential | Res ¦ Energy Star Dehumidifier | 2031 | Technical | GWh | After Competition Groups | 25.7742 | 0 | 0 | 14507.1573 | 0.0017767 | 58 | Residential_2031_Technical_GWh_After Competition Groups_58 | Energy Star Dehumidifier | 0.1777% | 0 | 25.7742 | Residential_2031_Technical_GWh_After Competition Groups_Energy Star Dehumidifier
Residential | Res ¦ Central Air Conditioner Maintenance | 2031 | Technical | GWh | After Competition Groups | 25.6511 | 0 | 0 | 14507.1573 | 0.0017682 | 59 | Residential_2031_Technical_GWh_After Competition Groups_59 | Central Air Conditioner Maintenance | 0.1768% | 0 | 25.6511 | Residential_2031_Technical_GWh_After Competition Groups_Central Air Conditioner Maintenance
Residential | Res ¦ Energy Star Dishwasher | 2031 | Technical | GWh | After Competition Groups | 23.5286 | 0 | 0 | 14507.1573 | 0.0016219 | 60 | Residential_2031_Technical_GWh_After Competition Groups_60 | Energy Star Dishwasher | 0.1622% | 0 | 23.5286 | Residential_2031_Technical_GWh_After Competition Groups_Energy Star Dishwasher
Residential | Res ¦ Drain Water Heat Recovery | 2031 | Technical | GWh | After Competition Groups | 21.0891 | 0 | 0 | 14507.1573 | 0.0014537 | 61 | Residential_2031_Technical_GWh_After Competition Groups_61 | Drain Water Heat Recovery | 0.1454% | 0 | 21.0891 | Residential_2031_Technical_GWh_After Competition Groups_Drain Water Heat Recovery
Residential | Res ¦ Demand Control Ventilation | 2031 | Technical | GWh | After Competition Groups | 18.5659 | 0 | 0 | 14507.1573 | 0.0012798 | 62 | Residential_2031_Technical_GWh_After Competition Groups_62 | Demand Control Ventilation | 0.128% | 0 | 18.5659 | Residential_2031_Technical_GWh_After Competition Groups_Demand Control Ventilation
Residential | Res ¦ CO Sensors for parking garage exhaust fans | 2031 | Technical | GWh | After Competition Groups | 18.5277 | 0 | 0 | 14507.1573 | 0.0012771 | 63 | Residential_2031_Technical_GWh_After Competition Groups_63 | CO Sensors for parking garage exhaust fans | 0.1277% | 0 | 18.5277 | Residential_2031_Technical_GWh_After Competition Groups_CO Sensors for parking garage exhaust fans
Residential | Res ¦ Condensing Make Up Air Unit | 2031 | Technical | GWh | After Competition Groups | 15.7452 | 0 | 0 | 14507.1573 | 0.0010853 | 64 | Residential_2031_Technical_GWh_After Competition Groups_64 | Condensing Make Up Air Unit | 0.1085% | 0 | 15.7452 | Residential_2031_Technical_GWh_After Competition Groups_Condensing Make Up Air Unit
Residential | Res ¦ ENERGY STAR LED LAMPS (REFLECTOR LAMPs/MR16/PAR 16) | 2031 | Technical | GWh | After Competition Groups | 15.2285 | 0 | 0 | 14507.1573 | 0.0010497 | 65 | Residential_2031_Technical_GWh_After Competition Groups_65 | ENERGY STAR LED LAMPS (REFLECTOR LAMPs/MR16/PAR 16) | 0.105% | 0 | 15.2285 | Residential_2031_Technical_GWh_After Competition Groups_ENERGY STAR LED LAMPS (REFLECTOR LAMPs/MR16/PAR 16)
Residential | Res ¦ High Efficiency Chiller (avg of water and air cooled) | 2031 | Technical | GWh | After Competition Groups | 14.8515 | 0 | 0 | 14507.1573 | 0.0010237 | 66 | Residential_2031_Technical_GWh_After Competition Groups_66 | High Efficiency Chiller (avg of water and air cooled) | 0.1024% | 0 | 14.8515 | Residential_2031_Technical_GWh_After Competition Groups_High Efficiency Chiller (avg of water and air cooled)
Residential | Res ¦ Variable Frequency Drive (VFD) | 2031 | Technical | GWh | After Competition Groups | 14.7044 | 0 | 0 | 14507.1573 | 0.0010136 | 67 | Residential_2031_Technical_GWh_After Competition Groups_67 | Variable Frequency Drive (VFD) | 0.1014% | 0 | 14.7044 | Residential_2031_Technical_GWh_After Competition Groups_Variable Frequency Drive (VFD)
Residential | Res ¦ Water Heater Temperature Setback | 2031 | Technical | GWh | After Competition Groups | 10.988 | 0 | 0 | 14507.1573 | 0.00075742 | 68 | Residential_2031_Technical_GWh_After Competition Groups_68 | Water Heater Temperature Setback | 0.07574% | 0 | 10.988 | Residential_2031_Technical_GWh_After Competition Groups_Water Heater Temperature Setback
Residential | Res ¦ DHW Recirculation Systems | 2031 | Technical | GWh | After Competition Groups | 9.9205 | 0 | 0 | 14507.1573 | 0.00068384 | 69 | Residential_2031_Technical_GWh_After Competition Groups_69 | DHW Recirculation Systems | 0.06838% | 0 | 9.9205 | Residential_2031_Technical_GWh_After Competition Groups_DHW Recirculation Systems
Residential | Res ¦ Air Source Heat Pump Maintenance | 2031 | Technical | GWh | After Competition Groups | 8.9719 | 0 | 0 | 14507.1573 | 0.00061844 | 70 | Residential_2031_Technical_GWh_After Competition Groups_70 | Air Source Heat Pump Maintenance | 0.06184% | 0 | 8.9719 | Residential_2031_Technical_GWh_After Competition Groups_Air Source Heat Pump Maintenance
Residential | Res ¦ VFD on Pumps | 2031 | Technical | GWh | After Competition Groups | 4.5218 | 0 | 0 | 14507.1573 | 0.00031169 | 71 | Residential_2031_Technical_GWh_After Competition Groups_71 | VFD on Pumps | 0.03117% | 0 | 4.5218 | Residential_2031_Technical_GWh_After Competition Groups_VFD on Pumps
Residential | Res ¦ ENERGY STAR LED Lamps (General Service Lamps) | 2031 | Technical | GWh | After Competition Groups | 3.5547 | 0 | 0 | 14507.1573 | 0.00024503 | 72 | Residential_2031_Technical_GWh_After Competition Groups_72 | ENERGY STAR LED Lamps (General Service Lamps) | 0.0245% | 0 | 3.5547 | Residential_2031_Technical_GWh_After Competition Groups_ENERGY STAR LED Lamps (General Service Lamps)
Residential | Res ¦ Tankless Water Heater | 2031 | Technical | GWh | After Competition Groups | 3.0028 | 0 | 0 | 14507.1573 | 0.00020699 | 73 | Residential_2031_Technical_GWh_After Competition Groups_73 | Tankless Water Heater | 0.0207% | 0 | 3.0028 | Residential_2031_Technical_GWh_After Competition Groups_Tankless Water Heater
Residential | Res ¦ ECM MOTORS FOR HVAC APPLICATION (FAN-POWERED VAV BOX) | 2031 | Technical | GWh | After Competition Groups | 2.9898 | 0 | 0 | 14507.1573 | 0.00020609 | 74 | Residential_2031_Technical_GWh_After Competition Groups_74 | ECM MOTORS FOR HVAC APPLICATION (FAN-POWERED VAV BOX) | 0.02061% | 0 | 2.9898 | Residential_2031_Technical_GWh_After Competition Groups_ECM MOTORS FOR HVAC APPLICATION (FAN-POWERED VAV BOX)
Residential | Res ¦ HVAC Optimization | 2031 | Technical | GWh | After Competition Groups | 2.9043 | 0 | 0 | 14507.1573 | 0.0002002 | 75 | Residential_2031_Technical_GWh_After Competition Groups_75 | HVAC Optimization | 0.02002% | 0 | 2.9043 | Residential_2031_Technical_GWh_After Competition Groups_HVAC Optimization
Residential | Res ¦ Beverage Vending Machine Controls | 2031 | Technical | GWh | After Competition Groups | 2.155 | 0 | 0 | 14507.1573 | 0.00014855 | 76 | Residential_2031_Technical_GWh_After Competition Groups_76 | Beverage Vending Machine Controls | 0.01486% | 0 | 2.155 | Residential_2031_Technical_GWh_After Competition Groups_Beverage Vending Machine Controls
Residential | Res ¦ Wall Insulation MF | 2031 | Technical | GWh | After Competition Groups | 0.55828 | 0 | 0 | 14507.1573 | 3.8483e-05 | 77 | Residential_2031_Technical_GWh_After Competition Groups_77 | Wall Insulation MF | 0.003848% | 0 | 0.55828 | Residential_2031_Technical_GWh_After Competition Groups_Wall Insulation MF
Residential | Res ¦ Chilled Water Optimization | 2031 | Technical | GWh | After Competition Groups | 0.37487 | 0 | 0 | 14507.1573 | 2.584e-05 | 78 | Residential_2031_Technical_GWh_After Competition Groups_78 | Chilled Water Optimization | 0.002584% | 0 | 0.37487 | Residential_2031_Technical_GWh_After Competition Groups_Chilled Water Optimization
Residential | Res ¦ LED Recessed Downlights | 2031 | Technical | GWh | After Competition Groups | 0.202 | 0 | 0 | 14507.1573 | 1.3924e-05 | 79 | Residential_2031_Technical_GWh_After Competition Groups_79 | LED Recessed Downlights | 0.001392% | 0 | 0.202 | Residential_2031_Technical_GWh_After Competition Groups_LED Recessed Downlights
Residential | Res ¦ LED High Bay Fixture | 2031 | Technical | GWh | After Competition Groups | 0.17262 | 0 | 0 | 14507.1573 | 1.1899e-05 | 80 | Residential_2031_Technical_GWh_After Competition Groups_80 | LED High Bay Fixture | 0.00119% | 0 | 0.17262 | Residential_2031_Technical_GWh_After Competition Groups_LED High Bay Fixture
Residential | Res ¦ Solar Water Preheat (Pools/DHW) | 2031 | Technical | GWh | After Competition Groups | 0.08905 | 0 | 0 | 14507.1573 | 6.1383e-06 | 81 | Residential_2031_Technical_GWh_After Competition Groups_81 | Solar Water Preheat (Pools/DHW) | 0.0006138% | 0 | 0.08905 | Residential_2031_Technical_GWh_After Competition Groups_Solar Water Preheat (Pools/DHW)
Residential | Res ¦ Photocell Controls (Outdoor) | 2031 | Technical | GWh | After Competition Groups | 0.00021374 | 0 | 0 | 14507.1573 | 1.4733e-08 | 82 | Residential_2031_Technical_GWh_After Competition Groups_82 | Photocell Controls (Outdoor) | 1.473e-06% | 0 | 0.00021374 | Residential_2031_Technical_GWh_After Competition Groups_Photocell Controls (Outdoor)
Residential | Res ¦ Energy Star LED Bulbs General Purpose LEDs | 2032 | Economic | GWh | After Competition Groups | 1176.1014 | 0 | 0 | 8247.121 | 0.14261 | 1 | Residential_2032_Economic_GWh_After Competition Groups_1 | Energy Star LED Bulbs General Purpose LEDs | 14.26% | 0 | 1176.1014 | Residential_2032_Economic_GWh_After Competition Groups_Energy Star LED Bulbs General Purpose LEDs
Residential | Res ¦ Energy Star A Line, PAR, MR Lamps | 2032 | Economic | GWh | After Competition Groups | 904.2294 | 0 | 0 | 8247.121 | 0.10964 | 2 | Residential_2032_Economic_GWh_After Competition Groups_2 | Energy Star A Line, PAR, MR Lamps | 10.96% | 0 | 904.2294 | Residential_2032_Economic_GWh_After Competition Groups_Energy Star A Line, PAR, MR Lamps
Residential | Res ¦ Adaptive Thermostat | 2032 | Economic | GWh | After Competition Groups | 683.0503 | 0 | 0 | 8247.121 | 0.082823 | 3 | Residential_2032_Economic_GWh_After Competition Groups_3 | Adaptive Thermostat | 8.282% | 0 | 683.0503 | Residential_2032_Economic_GWh_After Competition Groups_Adaptive Thermostat
Residential | Res ¦ Energy Star Clothes Washer | 2032 | Economic | GWh | After Competition Groups | 658.057 | 0 | 0 | 8247.121 | 0.079792 | 4 | Residential_2032_Economic_GWh_After Competition Groups_4 | Energy Star Clothes Washer | 7.979% | 0 | 658.057 | Residential_2032_Economic_GWh_After Competition Groups_Energy Star Clothes Washer
Residential | Res ¦ Ductless Mini-Split Heat Pump | 2032 | Economic | GWh | After Competition Groups | 628.0338 | 0 | 0 | 8247.121 | 0.076152 | 5 | Residential_2032_Economic_GWh_After Competition Groups_5 | Ductless Mini-Split Heat Pump | 7.615% | 0 | 628.0338 | Residential_2032_Economic_GWh_After Competition Groups_Ductless Mini-Split Heat Pump
Residential | Res ¦ Air Sealing | 2032 | Economic | GWh | After Competition Groups | 475.633 | 0 | 0 | 8247.121 | 0.057673 | 6 | Residential_2032_Economic_GWh_After Competition Groups_6 | Air Sealing | 5.767% | 0 | 475.633 | Residential_2032_Economic_GWh_After Competition Groups_Air Sealing
Residential | Res ¦ Car Block Heater Timer | 2032 | Economic | GWh | After Competition Groups | 359.1393 | 0 | 0 | 8247.121 | 0.043547 | 7 | Residential_2032_Economic_GWh_After Competition Groups_7 | Car Block Heater Timer | 4.355% | 0 | 359.1393 | Residential_2032_Economic_GWh_After Competition Groups_Car Block Heater Timer
Residential | Res ¦ Energy Star Air Source Heat Pump | 2032 | Economic | GWh | After Competition Groups | 358.6296 | 0 | 0 | 8247.121 | 0.043485 | 8 | Residential_2032_Economic_GWh_After Competition Groups_8 | Energy Star Air Source Heat Pump | 4.349% | 0 | 358.6296 | Residential_2032_Economic_GWh_After Competition Groups_Energy Star Air Source Heat Pump
Residential | Res ¦ Variable Speed Pool Pump Motor | 2032 | Economic | GWh | After Competition Groups | 349.2922 | 0 | 0 | 8247.121 | 0.042353 | 9 | Residential_2032_Economic_GWh_After Competition Groups_9 | Variable Speed Pool Pump Motor | 4.235% | 0 | 349.2922 | Residential_2032_Economic_GWh_After Competition Groups_Variable Speed Pool Pump Motor
Residential | Res ¦ Energy Star Torchiere | 2032 | Economic | GWh | After Competition Groups | 288.4544 | 0 | 0 | 8247.121 | 0.034976 | 10 | Residential_2032_Economic_GWh_After Competition Groups_10 | Energy Star Torchiere | 3.498% | 0 | 288.4544 | Residential_2032_Economic_GWh_After Competition Groups_Energy Star Torchiere
Residential | Res ¦ Building Recommissioning, Operations and Maintenance (O&M) Improvements | 2032 | Economic | GWh | After Competition Groups | 270.6952 | 0 | 0 | 8247.121 | 0.032823 | 11 | Residential_2032_Economic_GWh_After Competition Groups_11 | Building Recommissioning, Operations and Maintenance (O&M) Improvements | 3.282% | 0 | 270.6952 | Residential_2032_Economic_GWh_After Competition Groups_Building Recommissioning, Operations and Maintenance (O&M) Improvements
Residential | Res ¦ Basement Wall Insulation | 2032 | Economic | GWh | After Competition Groups | 249.6776 | 0 | 0 | 8247.121 | 0.030275 | 12 | Residential_2032_Economic_GWh_After Competition Groups_12 | Basement Wall Insulation | 3.027% | 0 | 249.6776 | Residential_2032_Economic_GWh_After Competition Groups_Basement Wall Insulation
Residential | Res ¦ Energy Star Clothes Dryer | 2032 | Economic | GWh | After Competition Groups | 202.6307 | 0 | 0 | 8247.121 | 0.02457 | 13 | Residential_2032_Economic_GWh_After Competition Groups_13 | Energy Star Clothes Dryer | 2.457% | 0 | 202.6307 | Residential_2032_Economic_GWh_After Competition Groups_Energy Star Clothes Dryer
Residential | Res ¦ Attic Insulation | 2032 | Economic | GWh | After Competition Groups | 192.6102 | 0 | 0 | 8247.121 | 0.023355 | 14 | Residential_2032_Economic_GWh_After Competition Groups_14 | Attic Insulation | 2.335% | 0 | 192.6102 | Residential_2032_Economic_GWh_After Competition Groups_Attic Insulation
Residential | Res ¦ Comprehensive Draft Proofing | 2032 | Economic | GWh | After Competition Groups | 137.6789 | 0 | 0 | 8247.121 | 0.016694 | 15 | Residential_2032_Economic_GWh_After Competition Groups_15 | Comprehensive Draft Proofing | 1.669% | 0 | 137.6789 | Residential_2032_Economic_GWh_After Competition Groups_Comprehensive Draft Proofing
Residential | Res ¦ Energy Star Light Fixture | 2032 | Economic | GWh | After Competition Groups | 124.1004 | 0 | 0 | 8247.121 | 0.015048 | 16 | Residential_2032_Economic_GWh_After Competition Groups_16 | Energy Star Light Fixture | 1.505% | 0 | 124.1004 | Residential_2032_Economic_GWh_After Competition Groups_Energy Star Light Fixture
Residential | Res ¦ Energy Star Room Air Conditioner | 2032 | Economic | GWh | After Competition Groups | 117.6837 | 0 | 0 | 8247.121 | 0.01427 | 17 | Residential_2032_Economic_GWh_After Competition Groups_17 | Energy Star Room Air Conditioner | 1.427% | 0 | 117.6837 | Residential_2032_Economic_GWh_After Competition Groups_Energy Star Room Air Conditioner
Residential | Res ¦ LED Parking Lot Fixture | 2032 | Economic | GWh | After Competition Groups | 81.6751 | 0 | 0 | 8247.121 | 0.0099035 | 18 | Residential_2032_Economic_GWh_After Competition Groups_18 | LED Parking Lot Fixture | 0.9903% | 0 | 81.6751 | Residential_2032_Economic_GWh_After Competition Groups_LED Parking Lot Fixture
Residential | Res ¦ Smart Burners | 2032 | Economic | GWh | After Competition Groups | 80.0794 | 0 | 0 | 8247.121 | 0.00971 | 19 | Residential_2032_Economic_GWh_After Competition Groups_19 | Smart Burners | 0.971% | 0 | 80.0794 | Residential_2032_Economic_GWh_After Competition Groups_Smart Burners
Residential | Res ¦ Refrigerator Recycling | 2032 | Economic | GWh | After Competition Groups | 70.9584 | 0 | 0 | 8247.121 | 0.008604 | 20 | Residential_2032_Economic_GWh_After Competition Groups_20 | Refrigerator Recycling | 0.8604% | 0 | 70.9584 | Residential_2032_Economic_GWh_After Competition Groups_Refrigerator Recycling
Residential | Res ¦ Occupancy Sensors MF | 2032 | Economic | GWh | After Competition Groups | 66.0027 | 0 | 0 | 8247.121 | 0.0080031 | 21 | Residential_2032_Economic_GWh_After Competition Groups_21 | Occupancy Sensors MF | 0.8003% | 0 | 66.0027 | Residential_2032_Economic_GWh_After Competition Groups_Occupancy Sensors MF
Residential | Res ¦ Clothes Drying Racks | 2032 | Economic | GWh | After Competition Groups | 64.7953 | 0 | 0 | 8247.121 | 0.0078567 | 22 | Residential_2032_Economic_GWh_After Competition Groups_22 | Clothes Drying Racks | 0.7857% | 0 | 64.7953 | Residential_2032_Economic_GWh_After Competition Groups_Clothes Drying Racks
Residential | Res ¦ Freezer Recycling | 2032 | Economic | GWh | After Competition Groups | 62.2615 | 0 | 0 | 8247.121 | 0.0075495 | 23 | Residential_2032_Economic_GWh_After Competition Groups_23 | Freezer Recycling | 0.7549% | 0 | 62.2615 | Residential_2032_Economic_GWh_After Competition Groups_Freezer Recycling
Residential | Res ¦ Duct Insulation | 2032 | Economic | GWh | After Competition Groups | 55.3737 | 0 | 0 | 8247.121 | 0.0067143 | 24 | Residential_2032_Economic_GWh_After Competition Groups_24 | Duct Insulation | 0.6714% | 0 | 55.3737 | Residential_2032_Economic_GWh_After Competition Groups_Duct Insulation
Residential | Res ¦ Floor Insulation | 2032 | Economic | GWh | After Competition Groups | 50.4803 | 0 | 0 | 8247.121 | 0.006121 | 25 | Residential_2032_Economic_GWh_After Competition Groups_25 | Floor Insulation | 0.6121% | 0 | 50.4803 | Residential_2032_Economic_GWh_After Competition Groups_Floor Insulation
Residential | Res ¦ Energy Star Freezer | 2032 | Economic | GWh | After Competition Groups | 45.2404 | 0 | 0 | 8247.121 | 0.0054856 | 26 | Residential_2032_Economic_GWh_After Competition Groups_26 | Energy Star Freezer | 0.5486% | 0 | 45.2404 | Residential_2032_Economic_GWh_After Competition Groups_Energy Star Freezer
Residential | Res ¦ Home Energy Reports | 2032 | Economic | GWh | After Competition Groups | 43.0962 | 0 | 0 | 8247.121 | 0.0052256 | 27 | Residential_2032_Economic_GWh_After Competition Groups_27 | Home Energy Reports | 0.5226% | 0 | 43.0962 | Residential_2032_Economic_GWh_After Competition Groups_Home Energy Reports
Residential | Res ¦ Heat Recovery Ventilator | 2032 | Economic | GWh | After Competition Groups | 41.324 | 0 | 0 | 8247.121 | 0.0050107 | 28 | Residential_2032_Economic_GWh_After Competition Groups_28 | Heat Recovery Ventilator | 0.5011% | 0 | 41.324 | Residential_2032_Economic_GWh_After Competition Groups_Heat Recovery Ventilator
Residential | Res ¦ Advanced BAS/Controllers | 2032 | Economic | GWh | After Competition Groups | 39.6195 | 0 | 0 | 8247.121 | 0.004804 | 29 | Residential_2032_Economic_GWh_After Competition Groups_29 | Advanced BAS/Controllers | 0.4804% | 0 | 39.6195 | Residential_2032_Economic_GWh_After Competition Groups_Advanced BAS/Controllers
Residential | Res ¦ LED Exterior Area Lights - LED Fixture (200W) | 2032 | Economic | GWh | After Competition Groups | 38.2731 | 0 | 0 | 8247.121 | 0.0046408 | 30 | Residential_2032_Economic_GWh_After Competition Groups_30 | LED Exterior Area Lights - LED Fixture (200W) | 0.4641% | 0 | 38.2731 | Residential_2032_Economic_GWh_After Competition Groups_LED Exterior Area Lights - LED Fixture (200W)
Residential | Res ¦ Minimize Hot and Warm Clothes Wash | 2032 | Economic | GWh | After Competition Groups | 34.6315 | 0 | 0 | 8247.121 | 0.0041992 | 31 | Residential_2032_Economic_GWh_After Competition Groups_31 | Minimize Hot and Warm Clothes Wash | 0.4199% | 0 | 34.6315 | Residential_2032_Economic_GWh_After Competition Groups_Minimize Hot and Warm Clothes Wash
Residential | Res ¦ Furnace Whistle | 2032 | Economic | GWh | After Competition Groups | 34.1161 | 0 | 0 | 8247.121 | 0.0041367 | 32 | Residential_2032_Economic_GWh_After Competition Groups_32 | Furnace Whistle | 0.4137% | 0 | 34.1161 | Residential_2032_Economic_GWh_After Competition Groups_Furnace Whistle
Residential | Res ¦ LED Tube Re-Lamp | 2032 | Economic | GWh | After Competition Groups | 31.2062 | 0 | 0 | 8247.121 | 0.0037839 | 33 | Residential_2032_Economic_GWh_After Competition Groups_33 | LED Tube Re-Lamp | 0.3784% | 0 | 31.2062 | Residential_2032_Economic_GWh_After Competition Groups_LED Tube Re-Lamp
Residential | Res ¦ Outside Air Economizer | 2032 | Economic | GWh | After Competition Groups | 29.7136 | 0 | 0 | 8247.121 | 0.0036029 | 34 | Residential_2032_Economic_GWh_After Competition Groups_34 | Outside Air Economizer | 0.3603% | 0 | 29.7136 | Residential_2032_Economic_GWh_After Competition Groups_Outside Air Economizer
Residential | Res ¦ Tankless Water Heater | 2032 | Economic | GWh | After Competition Groups | 26.5264 | 0 | 0 | 8247.121 | 0.0032164 | 35 | Residential_2032_Economic_GWh_After Competition Groups_35 | Tankless Water Heater | 0.3216% | 0 | 26.5264 | Residential_2032_Economic_GWh_After Competition Groups_Tankless Water Heater
Residential | Res ¦ Energy Star Dehumidifier | 2032 | Economic | GWh | After Competition Groups | 25.367 | 0 | 0 | 8247.121 | 0.0030759 | 36 | Residential_2032_Economic_GWh_After Competition Groups_36 | Energy Star Dehumidifier | 0.3076% | 0 | 25.367 | Residential_2032_Economic_GWh_After Competition Groups_Energy Star Dehumidifier
Residential | Res ¦ Duct Insulation MF | 2032 | Economic | GWh | After Competition Groups | 20.7607 | 0 | 0 | 8247.121 | 0.0025173 | 37 | Residential_2032_Economic_GWh_After Competition Groups_37 | Duct Insulation MF | 0.2517% | 0 | 20.7607 | Residential_2032_Economic_GWh_After Competition Groups_Duct Insulation MF
Residential | Res ¦ CO Sensors for parking garage exhaust fans | 2032 | Economic | GWh | After Competition Groups | 18.747 | 0 | 0 | 8247.121 | 0.0022732 | 38 | Residential_2032_Economic_GWh_After Competition Groups_38 | CO Sensors for parking garage exhaust fans | 0.2273% | 0 | 18.747 | Residential_2032_Economic_GWh_After Competition Groups_CO Sensors for parking garage exhaust fans
Residential | Res ¦ Demand Control Ventilation | 2032 | Economic | GWh | After Competition Groups | 18.2725 | 0 | 0 | 8247.121 | 0.0022156 | 39 | Residential_2032_Economic_GWh_After Competition Groups_39 | Demand Control Ventilation | 0.2216% | 0 | 18.2725 | Residential_2032_Economic_GWh_After Competition Groups_Demand Control Ventilation
Residential | Res ¦ Condensing Make Up Air Unit | 2032 | Economic | GWh | After Competition Groups | 16.6644 | 0 | 0 | 8247.121 | 0.0020206 | 40 | Residential_2032_Economic_GWh_After Competition Groups_40 | Condensing Make Up Air Unit | 0.2021% | 0 | 16.6644 | Residential_2032_Economic_GWh_After Competition Groups_Condensing Make Up Air Unit
Residential | Res ¦ High Efficiency Chiller (avg of water and air cooled) | 2032 | Economic | GWh | After Competition Groups | 15.765 | 0 | 0 | 8247.121 | 0.0019116 | 41 | Residential_2032_Economic_GWh_After Competition Groups_41 | High Efficiency Chiller (avg of water and air cooled) | 0.1912% | 0 | 15.765 | Residential_2032_Economic_GWh_After Competition Groups_High Efficiency Chiller (avg of water and air cooled)
Residential | Res ¦ ENERGY STAR LED LAMPS (REFLECTOR LAMPs/MR16/PAR 16) | 2032 | Economic | GWh | After Competition Groups | 15.2184 | 0 | 0 | 8247.121 | 0.0018453 | 42 | Residential_2032_Economic_GWh_After Competition Groups_42 | ENERGY STAR LED LAMPS (REFLECTOR LAMPs/MR16/PAR 16) | 0.1845% | 0 | 15.2184 | Residential_2032_Economic_GWh_After Competition Groups_ENERGY STAR LED LAMPS (REFLECTOR LAMPs/MR16/PAR 16)
Residential | Res ¦ Variable Frequency Drive (VFD) | 2032 | Economic | GWh | After Competition Groups | 14.4721 | 0 | 0 | 8247.121 | 0.0017548 | 43 | Residential_2032_Economic_GWh_After Competition Groups_43 | Variable Frequency Drive (VFD) | 0.1755% | 0 | 14.4721 | Residential_2032_Economic_GWh_After Competition Groups_Variable Frequency Drive (VFD)
Residential | Res ¦ Water Heater Temperature Setback | 2032 | Economic | GWh | After Competition Groups | 10.8144 | 0 | 0 | 8247.121 | 0.0013113 | 44 | Residential_2032_Economic_GWh_After Competition Groups_44 | Water Heater Temperature Setback | 0.1311% | 0 | 10.8144 | Residential_2032_Economic_GWh_After Competition Groups_Water Heater Temperature Setback
Residential | Res ¦ Wall Insulation | 2032 | Economic | GWh | After Competition Groups | 6.1448 | 0 | 0 | 8247.121 | 0.00074508 | 45 | Residential_2032_Economic_GWh_After Competition Groups_45 | Wall Insulation | 0.07451% | 0 | 6.1448 | Residential_2032_Economic_GWh_After Competition Groups_Wall Insulation
Residential | Res ¦ VFD on Pumps | 2032 | Economic | GWh | After Competition Groups | 4.4503 | 0 | 0 | 8247.121 | 0.00053962 | 46 | Residential_2032_Economic_GWh_After Competition Groups_46 | VFD on Pumps | 0.05396% | 0 | 4.4503 | Residential_2032_Economic_GWh_After Competition Groups_VFD on Pumps
Residential | Res ¦ ENERGY STAR LED Lamps (General Service Lamps) | 2032 | Economic | GWh | After Competition Groups | 3.5616 | 0 | 0 | 8247.121 | 0.00043186 | 47 | Residential_2032_Economic_GWh_After Competition Groups_47 | ENERGY STAR LED Lamps (General Service Lamps) | 0.04319% | 0 | 3.5616 | Residential_2032_Economic_GWh_After Competition Groups_ENERGY STAR LED Lamps (General Service Lamps)
Residential | Res ¦ ECM MOTORS FOR HVAC APPLICATION (FAN-POWERED VAV BOX) | 2032 | Economic | GWh | After Competition Groups | 3.0249 | 0 | 0 | 8247.121 | 0.00036679 | 48 | Residential_2032_Economic_GWh_After Competition Groups_48 | ECM MOTORS FOR HVAC APPLICATION (FAN-POWERED VAV BOX) | 0.03668% | 0 | 3.0249 | Residential_2032_Economic_GWh_After Competition Groups_ECM MOTORS FOR HVAC APPLICATION (FAN-POWERED VAV BOX)
Residential | Res ¦ Beverage Vending Machine Controls | 2032 | Economic | GWh | After Competition Groups | 2.1804 | 0 | 0 | 8247.121 | 0.00026438 | 49 | Residential_2032_Economic_GWh_After Competition Groups_49 | Beverage Vending Machine Controls | 0.02644% | 0 | 2.1804 | Residential_2032_Economic_GWh_After Competition Groups_Beverage Vending Machine Controls
Residential | Res ¦ Chilled Water Optimization | 2032 | Economic | GWh | After Competition Groups | 0.39665 | 0 | 0 | 8247.121 | 4.8096e-05 | 50 | Residential_2032_Economic_GWh_After Competition Groups_50 | Chilled Water Optimization | 0.00481% | 0 | 0.39665 | Residential_2032_Economic_GWh_After Competition Groups_Chilled Water Optimization
Residential | Res ¦ LED High Bay Fixture | 2032 | Economic | GWh | After Competition Groups | 0.16657 | 0 | 0 | 8247.121 | 2.0197e-05 | 51 | Residential_2032_Economic_GWh_After Competition Groups_51 | LED High Bay Fixture | 0.00202% | 0 | 0.16657 | Residential_2032_Economic_GWh_After Competition Groups_LED High Bay Fixture
Residential | Res ¦ Wall Insulation MF | 2032 | Economic | GWh | After Competition Groups | 0.043977 | 0 | 0 | 8247.121 | 5.3325e-06 | 52 | Residential_2032_Economic_GWh_After Competition Groups_52 | Wall Insulation MF | 0.0005332% | 0 | 0.043977 | Residential_2032_Economic_GWh_After Competition Groups_Wall Insulation MF
Residential | Res ¦ Heavy Duty Outdoor/Holiday Plug-in Timers | 2032 | Economic | GWh | After Competition Groups | 0 | 0 | 0 | 8247.121 | 0 | 53 | Residential_2032_Economic_GWh_After Competition Groups_53 | Heavy Duty Outdoor/Holiday Plug-in Timers | 0% | 0 | 0 | Residential_2032_Economic_GWh_After Competition Groups_Heavy Duty Outdoor/Holiday Plug-in Timers
Residential | Res ¦ LED Downlight | 2032 | Economic | GWh | After Competition Groups | 0 | 0 | 0 | 8247.121 | 0 | 54 | Residential_2032_Economic_GWh_After Competition Groups_54 | LED Downlight | 0% | 0 | 0 | Residential_2032_Economic_GWh_After Competition Groups_LED Downlight
Residential | Res ¦ Smart Power Bar | 2032 | Economic | GWh | After Competition Groups | 0 | 0 | 0 | 8247.121 | 0 | 55 | Residential_2032_Economic_GWh_After Competition Groups_55 | Smart Power Bar | 0% | 0 | 0 | Residential_2032_Economic_GWh_After Competition Groups_Smart Power Bar
Residential | Res ¦ Energy Star LED Specialty Bulbs | 2032 | SC A | GWh | After Competition Groups | 561.1606 | 33650.9666 | 0.033651 | 3366.427 | 0.16669 | 1 | Residential_2032_SC A_GWh_After Competition Groups_1 | Energy Star LED Specialty Bulbs | 16.67% | 0.033651 | 561.1606 | Residential_2032_SC A_GWh_After Competition Groups_Energy Star LED Specialty Bulbs
Residential | Res ¦ Energy Star Clothes Washer | 2032 | SC A | GWh | After Competition Groups | 348.938 | 6437125.3643 | 6.4371 | 3366.427 | 0.10365 | 2 | Residential_2032_SC A_GWh_After Competition Groups_2 | Energy Star Clothes Washer | 10.37% | 6.4371 | 348.938 | Residential_2032_SC A_GWh_After Competition Groups_Energy Star Clothes Washer
Residential | Res ¦ Ductless Mini-Split Heat Pump | 2032 | SC A | GWh | After Competition Groups | 302.176 | 5225035.2536 | 5.225 | 3366.427 | 0.089762 | 3 | Residential_2032_SC A_GWh_After Competition Groups_3 | Ductless Mini-Split Heat Pump | 8.976% | 5.225 | 302.176 | Residential_2032_SC A_GWh_After Competition Groups_Ductless Mini-Split Heat Pump
Residential | Res ¦ Energy Star A Line, PAR, MR Lamps | 2032 | SC A | GWh | After Competition Groups | 254.8708 | 23042.3925 | 0.023042 | 3366.427 | 0.07571 | 4 | Residential_2032_SC A_GWh_After Competition Groups_4 | Energy Star A Line, PAR, MR Lamps | 7.571% | 0.023042 | 254.8708 | Residential_2032_SC A_GWh_After Competition Groups_Energy Star A Line, PAR, MR Lamps
Residential | Res ¦ Car Block Heater Timer | 2032 | SC A | GWh | After Competition Groups | 217.1873 | 454588.1574 | 0.45459 | 3366.427 | 0.064516 | 5 | Residential_2032_SC A_GWh_After Competition Groups_5 | Car Block Heater Timer | 6.452% | 0.45459 | 217.1873 | Residential_2032_SC A_GWh_After Competition Groups_Car Block Heater Timer
Residential | Res ¦ Energy Star LED Bulbs General Purpose LEDs | 2032 | SC A | GWh | After Competition Groups | 194.3487 | 0 | 0 | 3366.427 | 0.057731 | 6 | Residential_2032_SC A_GWh_After Competition Groups_6 | Energy Star LED Bulbs General Purpose LEDs | 5.773% | 0 | 194.3487 | Residential_2032_SC A_GWh_After Competition Groups_Energy Star LED Bulbs General Purpose LEDs
Residential | Res ¦ Building Recommissioning, Operations and Maintenance (O&M) Improvements | 2032 | SC A | GWh | After Competition Groups | 174.6177 | 186992.0724 | 0.18699 | 3366.427 | 0.05187 | 7 | Residential_2032_SC A_GWh_After Competition Groups_7 | Building Recommissioning, Operations and Maintenance (O&M) Improvements | 5.187% | 0.18699 | 174.6177 | Residential_2032_SC A_GWh_After Competition Groups_Building Recommissioning, Operations and Maintenance (O&M) Improvements
Residential | Res ¦ Variable Speed Pool Pump Motor | 2032 | SC A | GWh | After Competition Groups | 163.1465 | 3699694.1248 | 3.6997 | 3366.427 | 0.048463 | 8 | Residential_2032_SC A_GWh_After Competition Groups_8 | Variable Speed Pool Pump Motor | 4.846% | 3.6997 | 163.1465 | Residential_2032_SC A_GWh_After Competition Groups_Variable Speed Pool Pump Motor
Residential | Res ¦ Energy Star Torchiere | 2032 | SC A | GWh | After Competition Groups | 132.4893 | 1613495.3202 | 1.6135 | 3366.427 | 0.039356 | 9 | Residential_2032_SC A_GWh_After Competition Groups_9 | Energy Star Torchiere | 3.936% | 1.6135 | 132.4893 | Residential_2032_SC A_GWh_After Competition Groups_Energy Star Torchiere
Residential | Res ¦ Adaptive Thermostat | 2032 | SC A | GWh | After Competition Groups | 103.0693 | 496806.4478 | 0.49681 | 3366.427 | 0.030617 | 10 | Residential_2032_SC A_GWh_After Competition Groups_10 | Adaptive Thermostat | 3.062% | 0.49681 | 103.0693 | Residential_2032_SC A_GWh_After Competition Groups_Adaptive Thermostat
Residential | Res ¦ Comprehensive Draft Proofing | 2032 | SC A | GWh | After Competition Groups | 84.5307 | 0 | 0 | 3366.427 | 0.02511 | 11 | Residential_2032_SC A_GWh_After Competition Groups_11 | Comprehensive Draft Proofing | 2.511% | 0 | 84.5307 | Residential_2032_SC A_GWh_After Competition Groups_Comprehensive Draft Proofing
Residential | Res ¦ LED Parking Lot Fixture | 2032 | SC A | GWh | After Competition Groups | 78.9879 | 0 | 0 | 3366.427 | 0.023463 | 12 | Residential_2032_SC A_GWh_After Competition Groups_12 | LED Parking Lot Fixture | 2.346% | 0 | 78.9879 | Residential_2032_SC A_GWh_After Competition Groups_LED Parking Lot Fixture
Residential | Res ¦ Energy Star Air Source Heat Pump | 2032 | SC A | GWh | After Competition Groups | 76.8346 | 2866641.1351 | 2.8666 | 3366.427 | 0.022824 | 13 | Residential_2032_SC A_GWh_After Competition Groups_13 | Energy Star Air Source Heat Pump | 2.282% | 2.8666 | 76.8346 | Residential_2032_SC A_GWh_After Competition Groups_Energy Star Air Source Heat Pump
Residential | Res ¦ Air Sealing | 2032 | SC A | GWh | After Competition Groups | 75.0325 | 2109044.5112 | 2.109 | 3366.427 | 0.022288 | 14 | Residential_2032_SC A_GWh_After Competition Groups_14 | Air Sealing | 2.229% | 2.109 | 75.0325 | Residential_2032_SC A_GWh_After Competition Groups_Air Sealing
Residential | Res ¦ Basement Wall Insulation | 2032 | SC A | GWh | After Competition Groups | 72.7847 | 2705391.252 | 2.7054 | 3366.427 | 0.021621 | 15 | Residential_2032_SC A_GWh_After Competition Groups_15 | Basement Wall Insulation | 2.162% | 2.7054 | 72.7847 | Residential_2032_SC A_GWh_After Competition Groups_Basement Wall Insulation
Residential | Res ¦ Energy Star Clothes Dryer | 2032 | SC A | GWh | After Competition Groups | 50.3748 | 1316526.3518 | 1.3165 | 3366.427 | 0.014964 | 16 | Residential_2032_SC A_GWh_After Competition Groups_16 | Energy Star Clothes Dryer | 1.496% | 1.3165 | 50.3748 | Residential_2032_SC A_GWh_After Competition Groups_Energy Star Clothes Dryer
Residential | Res ¦ Occupancy Sensors MF | 2032 | SC A | GWh | After Competition Groups | 49.8038 | 23001.2626 | 0.023001 | 3366.427 | 0.014794 | 17 | Residential_2032_SC A_GWh_After Competition Groups_17 | Occupancy Sensors MF | 1.479% | 0.023001 | 49.8038 | Residential_2032_SC A_GWh_After Competition Groups_Occupancy Sensors MF
Residential | Res ¦ Energy Star Light Fixture | 2032 | SC A | GWh | After Competition Groups | 48.7833 | 1078451.5895 | 1.0785 | 3366.427 | 0.014491 | 18 | Residential_2032_SC A_GWh_After Competition Groups_18 | Energy Star Light Fixture | 1.449% | 1.0785 | 48.7833 | Residential_2032_SC A_GWh_After Competition Groups_Energy Star Light Fixture
Residential | Res ¦ LED Exterior Area Lights - LED Fixture (200W) | 2032 | SC A | GWh | After Competition Groups | 38.4974 | 318527.1014 | 0.31853 | 3366.427 | 0.011436 | 19 | Residential_2032_SC A_GWh_After Competition Groups_19 | LED Exterior Area Lights - LED Fixture (200W) | 1.144% | 0.31853 | 38.4974 | Residential_2032_SC A_GWh_After Competition Groups_LED Exterior Area Lights - LED Fixture (200W)
Residential | Res ¦ Refrigerator Recycling | 2032 | SC A | GWh | After Competition Groups | 33.2579 | 928288.4484 | 0.92829 | 3366.427 | 0.0098793 | 20 | Residential_2032_SC A_GWh_After Competition Groups_20 | Refrigerator Recycling | 0.9879% | 0.92829 | 33.2579 | Residential_2032_SC A_GWh_After Competition Groups_Refrigerator Recycling
Residential | Res ¦ Home Energy Reports | 2032 | SC A | GWh | After Competition Groups | 27.6254 | 1567743.5133 | 1.5677 | 3366.427 | 0.0082061 | 21 | Residential_2032_SC A_GWh_After Competition Groups_21 | Home Energy Reports | 0.8206% | 1.5677 | 27.6254 | Residential_2032_SC A_GWh_After Competition Groups_Home Energy Reports
Residential | Res ¦ LED Tube Re-Lamp | 2032 | SC A | GWh | After Competition Groups | 26.9299 | 203038.8145 | 0.20304 | 3366.427 | 0.0079996 | 22 | Residential_2032_SC A_GWh_After Competition Groups_22 | LED Tube Re-Lamp | 0.8% | 0.20304 | 26.9299 | Residential_2032_SC A_GWh_After Competition Groups_LED Tube Re-Lamp
Residential | Res ¦ Energy Star Room Air Conditioner | 2032 | SC A | GWh | After Competition Groups | 25.5925 | 634295.077 | 0.6343 | 3366.427 | 0.0076023 | 23 | Residential_2032_SC A_GWh_After Competition Groups_23 | Energy Star Room Air Conditioner | 0.7602% | 0.6343 | 25.5925 | Residential_2032_SC A_GWh_After Competition Groups_Energy Star Room Air Conditioner
Residential | Res ¦ Energy Star Freezer | 2032 | SC A | GWh | After Competition Groups | 23.1165 | 646083.8727 | 0.64608 | 3366.427 | 0.0068668 | 24 | Residential_2032_SC A_GWh_After Competition Groups_24 | Energy Star Freezer | 0.6867% | 0.64608 | 23.1165 | Residential_2032_SC A_GWh_After Competition Groups_Energy Star Freezer
Residential | Res ¦ Attic Insulation | 2032 | SC A | GWh | After Competition Groups | 22.6838 | 867252.6371 | 0.86725 | 3366.427 | 0.0067382 | 25 | Residential_2032_SC A_GWh_After Competition Groups_25 | Attic Insulation | 0.6738% | 0.86725 | 22.6838 | Residential_2032_SC A_GWh_After Competition Groups_Attic Insulation
Residential | Res ¦ Outside Air Economizer | 2032 | SC A | GWh | After Competition Groups | 22.4805 | 225397.7935 | 0.2254 | 3366.427 | 0.0066779 | 26 | Residential_2032_SC A_GWh_After Competition Groups_26 | Outside Air Economizer | 0.6678% | 0.2254 | 22.4805 | Residential_2032_SC A_GWh_After Competition Groups_Outside Air Economizer
Residential | Res ¦ Furnace Whistle | 2032 | SC A | GWh | After Competition Groups | 22.0607 | 36558.5845 | 0.036559 | 3366.427 | 0.0065531 | 27 | Residential_2032_SC A_GWh_After Competition Groups_27 | Furnace Whistle | 0.6553% | 0.036559 | 22.0607 | Residential_2032_SC A_GWh_After Competition Groups_Furnace Whistle
Residential | Res ¦ Minimize Hot and Warm Clothes Wash | 2032 | SC A | GWh | After Competition Groups | 22.0328 | 0 | 0 | 3366.427 | 0.0065449 | 28 | Residential_2032_SC A_GWh_After Competition Groups_28 | Minimize Hot and Warm Clothes Wash | 0.6545% | 0 | 22.0328 | Residential_2032_SC A_GWh_After Competition Groups_Minimize Hot and Warm Clothes Wash
Residential | Res ¦ Advanced BAS/Controllers | 2032 | SC A | GWh | After Competition Groups | 17.0244 | 512341.2485 | 0.51234 | 3366.427 | 0.0050571 | 29 | Residential_2032_SC A_GWh_After Competition Groups_29 | Advanced BAS/Controllers | 0.5057% | 0.51234 | 17.0244 | Residential_2032_SC A_GWh_After Competition Groups_Advanced BAS/Controllers
Residential | Res ¦ ENERGY STAR LED LAMPS (REFLECTOR LAMPs/MR16/PAR 16) | 2032 | SC A | GWh | After Competition Groups | 15.9374 | 50338.1343 | 0.050338 | 3366.427 | 0.0047342 | 30 | Residential_2032_SC A_GWh_After Competition Groups_30 | ENERGY STAR LED LAMPS (REFLECTOR LAMPs/MR16/PAR 16) | 0.4734% | 0.050338 | 15.9374 | Residential_2032_SC A_GWh_After Competition Groups_ENERGY STAR LED LAMPS (REFLECTOR LAMPs/MR16/PAR 16)
Residential | Res ¦ High Efficiency Chiller (avg of water and air cooled) | 2032 | SC A | GWh | After Competition Groups | 13.863 | 168663.9249 | 0.16866 | 3366.427 | 0.004118 | 31 | Residential_2032_SC A_GWh_After Competition Groups_31 | High Efficiency Chiller (avg of water and air cooled) | 0.4118% | 0.16866 | 13.863 | Residential_2032_SC A_GWh_After Competition Groups_High Efficiency Chiller (avg of water and air cooled)
Residential | Res ¦ Variable Frequency Drive (VFD) | 2032 | SC A | GWh | After Competition Groups | 9.3581 | 221958.9801 | 0.22196 | 3366.427 | 0.0027798 | 32 | Residential_2032_SC A_GWh_After Competition Groups_32 | Variable Frequency Drive (VFD) | 0.278% | 0.22196 | 9.3581 | Residential_2032_SC A_GWh_After Competition Groups_Variable Frequency Drive (VFD)
Residential | Res ¦ Smart Burners | 2032 | SC A | GWh | After Competition Groups | 8.8471 | 2488210.271 | 2.4882 | 3366.427 | 0.002628 | 33 | Residential_2032_SC A_GWh_After Competition Groups_33 | Smart Burners | 0.2628% | 2.4882 | 8.8471 | Residential_2032_SC A_GWh_After Competition Groups_Smart Burners
Residential | Res ¦ CO Sensors for parking garage exhaust fans | 2032 | SC A | GWh | After Competition Groups | 7.7919 | 250534.5823 | 0.25053 | 3366.427 | 0.0023146 | 34 | Residential_2032_SC A_GWh_After Competition Groups_34 | CO Sensors for parking garage exhaust fans | 0.2315% | 0.25053 | 7.7919 | Residential_2032_SC A_GWh_After Competition Groups_CO Sensors for parking garage exhaust fans
Residential | Res ¦ Water Heater Temperature Setback | 2032 | SC A | GWh | After Competition Groups | 6.9506 | 35367.2758 | 0.035367 | 3366.427 | 0.0020647 | 35 | Residential_2032_SC A_GWh_After Competition Groups_35 | Water Heater Temperature Setback | 0.2065% | 0.035367 | 6.9506 | Residential_2032_SC A_GWh_After Competition Groups_Water Heater Temperature Setback
Residential | Res ¦ Demand Control Ventilation | 2032 | SC A | GWh | After Competition Groups | 6.0928 | 0 | 0 | 3366.427 | 0.0018099 | 36 | Residential_2032_SC A_GWh_After Competition Groups_36 | Demand Control Ventilation | 0.181% | 0 | 6.0928 | Residential_2032_SC A_GWh_After Competition Groups_Demand Control Ventilation
Residential | Res ¦ Tankless Water Heater | 2032 | SC A | GWh | After Competition Groups | 4.8996 | 231556.7595 | 0.23156 | 3366.427 | 0.0014554 | 37 | Residential_2032_SC A_GWh_After Competition Groups_37 | Tankless Water Heater | 0.1455% | 0.23156 | 4.8996 | Residential_2032_SC A_GWh_After Competition Groups_Tankless Water Heater
Residential | Res ¦ ENERGY STAR LED Lamps (General Service Lamps) | 2032 | SC A | GWh | After Competition Groups | 3.5342 | 14014.8726 | 0.014015 | 3366.427 | 0.0010498 | 38 | Residential_2032_SC A_GWh_After Competition Groups_38 | ENERGY STAR LED Lamps (General Service Lamps) | 0.105% | 0.014015 | 3.5342 | Residential_2032_SC A_GWh_After Competition Groups_ENERGY STAR LED Lamps (General Service Lamps)
Residential | Res ¦ Condensing Make Up Air Unit | 2032 | SC A | GWh | After Competition Groups | 3.0565 | 133040.7796 | 0.13304 | 3366.427 | 0.00090794 | 39 | Residential_2032_SC A_GWh_After Competition Groups_39 | Condensing Make Up Air Unit | 0.09079% | 0.13304 | 3.0565 | Residential_2032_SC A_GWh_After Competition Groups_Condensing Make Up Air Unit
Residential | Res ¦ Clothes Drying Racks | 2032 | SC A | GWh | After Competition Groups | 2.8524 | 0 | 0 | 3366.427 | 0.00084732 | 40 | Residential_2032_SC A_GWh_After Competition Groups_40 | Clothes Drying Racks | 0.08473% | 0 | 2.8524 | Residential_2032_SC A_GWh_After Competition Groups_Clothes Drying Racks
Residential | Res ¦ VFD on Pumps | 2032 | SC A | GWh | After Competition Groups | 2.7001 | 74790.0752 | 0.07479 | 3366.427 | 0.00080208 | 41 | Residential_2032_SC A_GWh_After Competition Groups_41 | VFD on Pumps | 0.08021% | 0.07479 | 2.7001 | Residential_2032_SC A_GWh_After Competition Groups_VFD on Pumps
Residential | Res ¦ Energy Star Dehumidifier | 2032 | SC A | GWh | After Competition Groups | 2.617 | 117881.0483 | 0.11788 | 3366.427 | 0.00077739 | 42 | Residential_2032_SC A_GWh_After Competition Groups_42 | Energy Star Dehumidifier | 0.07774% | 0.11788 | 2.617 | Residential_2032_SC A_GWh_After Competition Groups_Energy Star Dehumidifier
Residential | Res ¦ Floor Insulation | 2032 | SC A | GWh | After Competition Groups | 1.5901 | 51014.0221 | 0.051014 | 3366.427 | 0.00047234 | 43 | Residential_2032_SC A_GWh_After Competition Groups_43 | Floor Insulation | 0.04723% | 0.051014 | 1.5901 | Residential_2032_SC A_GWh_After Competition Groups_Floor Insulation
Residential | Res ¦ ECM MOTORS FOR HVAC APPLICATION (FAN-POWERED VAV BOX) | 2032 | SC A | GWh | After Competition Groups | 1.5809 | 46836.9694 | 0.046837 | 3366.427 | 0.00046962 | 44 | Residential_2032_SC A_GWh_After Competition Groups_44 | ECM MOTORS FOR HVAC APPLICATION (FAN-POWERED VAV BOX) | 0.04696% | 0.046837 | 1.5809 | Residential_2032_SC A_GWh_After Competition Groups_ECM MOTORS FOR HVAC APPLICATION (FAN-POWERED VAV BOX)
Residential | Res ¦ Heat Recovery Ventilator | 2032 | SC A | GWh | After Competition Groups | 1.5181 | 0 | 0 | 3366.427 | 0.00045095 | 45 | Residential_2032_SC A_GWh_After Competition Groups_45 | Heat Recovery Ventilator | 0.04509% | 0 | 1.5181 | Residential_2032_SC A_GWh_After Competition Groups_Heat Recovery Ventilator
Residential | Res ¦ Beverage Vending Machine Controls | 2032 | SC A | GWh | After Competition Groups | 0.96775 | 15288.2109 | 0.015288 | 3366.427 | 0.00028747 | 46 | Residential_2032_SC A_GWh_After Competition Groups_46 | Beverage Vending Machine Controls | 0.02875% | 0.015288 | 0.96775 | Residential_2032_SC A_GWh_After Competition Groups_Beverage Vending Machine Controls
Residential | Res ¦ Duct Insulation | 2032 | SC A | GWh | After Competition Groups | 0.93577 | 1098.9683 | 0.001099 | 3366.427 | 0.00027797 | 47 | Residential_2032_SC A_GWh_After Competition Groups_47 | Duct Insulation | 0.0278% | 0.001099 | 0.93577 | Residential_2032_SC A_GWh_After Competition Groups_Duct Insulation
Residential | Res ¦ Duct Insulation MF | 2032 | SC A | GWh | After Competition Groups | 0.55472 | 16703.8678 | 0.016704 | 3366.427 | 0.00016478 | 48 | Residential_2032_SC A_GWh_After Competition Groups_48 | Duct Insulation MF | 0.01648% | 0.016704 | 0.55472 | Residential_2032_SC A_GWh_After Competition Groups_Duct Insulation MF
Residential | Res ¦ Chilled Water Optimization | 2032 | SC A | GWh | After Competition Groups | 0.19981 | 191.9005 | 0.0001919 | 3366.427 | 5.9354e-05 | 49 | Residential_2032_SC A_GWh_After Competition Groups_49 | Chilled Water Optimization | 0.005935% | 0.0001919 | 0.19981 | Residential_2032_SC A_GWh_After Competition Groups_Chilled Water Optimization
Residential | Res ¦ LED High Bay Fixture | 2032 | SC A | GWh | After Competition Groups | 0.11066 | 6264.1778 | 0.0062642 | 3366.427 | 3.2871e-05 | 50 | Residential_2032_SC A_GWh_After Competition Groups_50 | LED High Bay Fixture | 0.003287% | 0.0062642 | 0.11066 | Residential_2032_SC A_GWh_After Competition Groups_LED High Bay Fixture
Residential | Res ¦ Wall Insulation | 2032 | SC A | GWh | After Competition Groups | 0.015699 | 4945.8657 | 0.0049459 | 3366.427 | 4.6633e-06 | 51 | Residential_2032_SC A_GWh_After Competition Groups_51 | Wall Insulation | 0.0004663% | 0.0049459 | 0.015699 | Residential_2032_SC A_GWh_After Competition Groups_Wall Insulation
Residential | Res ¦ Wall Insulation MF | 2032 | SC A | GWh | After Competition Groups | 0.011458 | 0 | 0 | 3366.427 | 3.4036e-06 | 52 | Residential_2032_SC A_GWh_After Competition Groups_52 | Wall Insulation MF | 0.0003404% | 0 | 0.011458 | Residential_2032_SC A_GWh_After Competition Groups_Wall Insulation MF
Residential | Res ¦ Freezer Recycling | 2032 | SC A | GWh | After Competition Groups | 0.0032407 | 0 | 0 | 3366.427 | 9.6264e-07 | 53 | Residential_2032_SC A_GWh_After Competition Groups_53 | Freezer Recycling | 9.626e-05% | 0 | 0.0032407 | Residential_2032_SC A_GWh_After Competition Groups_Freezer Recycling
Residential | Res ¦ Heavy Duty Outdoor/Holiday Plug-in Timers | 2032 | SC A | GWh | After Competition Groups | 0 | 0 | 0 | 3366.427 | 0 | 54 | Residential_2032_SC A_GWh_After Competition Groups_54 | Heavy Duty Outdoor/Holiday Plug-in Timers | 0% | 0 | 0 | Residential_2032_SC A_GWh_After Competition Groups_Heavy Duty Outdoor/Holiday Plug-in Timers
Residential | Res ¦ LED Downlight | 2032 | SC A | GWh | After Competition Groups | 0 | 0 | 0 | 3366.427 | 0 | 55 | Residential_2032_SC A_GWh_After Competition Groups_55 | LED Downlight | 0% | 0 | 0 | Residential_2032_SC A_GWh_After Competition Groups_LED Downlight
Residential | Res ¦ Smart Power Bar | 2032 | SC A | GWh | After Competition Groups | 0 | 0 | 0 | 3366.427 | 0 | 56 | Residential_2032_SC A_GWh_After Competition Groups_56 | Smart Power Bar | 0% | 0 | 0 | Residential_2032_SC A_GWh_After Competition Groups_Smart Power Bar
Residential | Res ¦ Energy Star Clothes Washer | 2032 | SC B | GWh | After Competition Groups | 539.1438 | 15773624.34 | 15.7736 | 5041.6085 | 0.10694 | 1 | Residential_2032_SC B_GWh_After Competition Groups_1 | Energy Star Clothes Washer | 10.69% | 15.7736 | 539.1438 | Residential_2032_SC B_GWh_After Competition Groups_Energy Star Clothes Washer
Residential | Res ¦ Ductless Mini-Split Heat Pump | 2032 | SC B | GWh | After Competition Groups | 383.5954 | 5878900.4756 | 5.8789 | 5041.6085 | 0.076086 | 2 | Residential_2032_SC B_GWh_After Competition Groups_2 | Ductless Mini-Split Heat Pump | 7.609% | 5.8789 | 383.5954 | Residential_2032_SC B_GWh_After Competition Groups_Ductless Mini-Split Heat Pump
Residential | Res ¦ Energy Star LED Bulbs General Purpose LEDs | 2032 | SC B | GWh | After Competition Groups | 369.0491 | 0 | 0 | 5041.6085 | 0.073201 | 3 | Residential_2032_SC B_GWh_After Competition Groups_3 | Energy Star LED Bulbs General Purpose LEDs | 7.32% | 0 | 369.0491 | Residential_2032_SC B_GWh_After Competition Groups_Energy Star LED Bulbs General Purpose LEDs
Residential | Res ¦ Variable Speed Pool Pump Motor | 2032 | SC B | GWh | After Competition Groups | 365.1465 | 2595960.1301 | 2.596 | 5041.6085 | 0.072427 | 4 | Residential_2032_SC B_GWh_After Competition Groups_4 | Variable Speed Pool Pump Motor | 7.243% | 2.596 | 365.1465 | Residential_2032_SC B_GWh_After Competition Groups_Variable Speed Pool Pump Motor
Residential | Res ¦ Energy Star A Line, PAR, MR Lamps | 2032 | SC B | GWh | After Competition Groups | 360.7601 | 24501.4428 | 0.024501 | 5041.6085 | 0.071557 | 5 | Residential_2032_SC B_GWh_After Competition Groups_5 | Energy Star A Line, PAR, MR Lamps | 7.156% | 0.024501 | 360.7601 | Residential_2032_SC B_GWh_After Competition Groups_Energy Star A Line, PAR, MR Lamps
Residential | Res ¦ Energy Star LED Specialty Bulbs | 2032 | SC B | GWh | After Competition Groups | 334.3487 | 32984.3561 | 0.032984 | 5041.6085 | 0.066318 | 6 | Residential_2032_SC B_GWh_After Competition Groups_6 | Energy Star LED Specialty Bulbs | 6.632% | 0.032984 | 334.3487 | Residential_2032_SC B_GWh_After Competition Groups_Energy Star LED Specialty Bulbs
Residential | Res ¦ Car Block Heater Timer | 2032 | SC B | GWh | After Competition Groups | 330.8298 | 288061.8668 | 0.28806 | 5041.6085 | 0.06562 | 7 | Residential_2032_SC B_GWh_After Competition Groups_7 | Car Block Heater Timer | 6.562% | 0.28806 | 330.8298 | Residential_2032_SC B_GWh_After Competition Groups_Car Block Heater Timer
Residential | Res ¦ Building Recommissioning, Operations and Maintenance (O&M) Improvements | 2032 | SC B | GWh | After Competition Groups | 282.9895 | 79264.4238 | 0.079264 | 5041.6085 | 0.056131 | 8 | Residential_2032_SC B_GWh_After Competition Groups_8 | Building Recommissioning, Operations and Maintenance (O&M) Improvements | 5.613% | 0.079264 | 282.9895 | Residential_2032_SC B_GWh_After Competition Groups_Building Recommissioning, Operations and Maintenance (O&M) Improvements
Residential | Res ¦ Adaptive Thermostat | 2032 | SC B | GWh | After Competition Groups | 257.3592 | 7703798.1506 | 7.7038 | 5041.6085 | 0.051047 | 9 | Residential_2032_SC B_GWh_After Competition Groups_9 | Adaptive Thermostat | 5.105% | 7.7038 | 257.3592 | Residential_2032_SC B_GWh_After Competition Groups_Adaptive Thermostat
Residential | Res ¦ Energy Star Torchiere | 2032 | SC B | GWh | After Competition Groups | 185.8849 | 1722360.9285 | 1.7224 | 5041.6085 | 0.03687 | 10 | Residential_2032_SC B_GWh_After Competition Groups_10 | Energy Star Torchiere | 3.687% | 1.7224 | 185.8849 | Residential_2032_SC B_GWh_After Competition Groups_Energy Star Torchiere
Residential | Res ¦ Comprehensive Draft Proofing | 2032 | SC B | GWh | After Competition Groups | 143.9322 | 0 | 0 | 5041.6085 | 0.028549 | 11 | Residential_2032_SC B_GWh_After Competition Groups_11 | Comprehensive Draft Proofing | 2.855% | 0 | 143.9322 | Residential_2032_SC B_GWh_After Competition Groups_Comprehensive Draft Proofing
Residential | Res ¦ Air Sealing | 2032 | SC B | GWh | After Competition Groups | 141.5501 | 6338657.477 | 6.3387 | 5041.6085 | 0.028076 | 12 | Residential_2032_SC B_GWh_After Competition Groups_12 | Air Sealing | 2.808% | 6.3387 | 141.5501 | Residential_2032_SC B_GWh_After Competition Groups_Air Sealing
Residential | Res ¦ Energy Star Air Source Heat Pump | 2032 | SC B | GWh | After Competition Groups | 117.7871 | 3813275.9647 | 3.8133 | 5041.6085 | 0.023363 | 13 | Residential_2032_SC B_GWh_After Competition Groups_13 | Energy Star Air Source Heat Pump | 2.336% | 3.8133 | 117.7871 | Residential_2032_SC B_GWh_After Competition Groups_Energy Star Air Source Heat Pump
Residential | Res ¦ Energy Star Clothes Dryer | 2032 | SC B | GWh | After Competition Groups | 90.3863 | 5896378.5987 | 5.8964 | 5041.6085 | 0.017928 | 14 | Residential_2032_SC B_GWh_After Competition Groups_14 | Energy Star Clothes Dryer | 1.793% | 5.8964 | 90.3863 | Residential_2032_SC B_GWh_After Competition Groups_Energy Star Clothes Dryer
Residential | Res ¦ Occupancy Sensors MF | 2032 | SC B | GWh | After Competition Groups | 85.0668 | 9749.515 | 0.0097495 | 5041.6085 | 0.016873 | 15 | Residential_2032_SC B_GWh_After Competition Groups_15 | Occupancy Sensors MF | 1.687% | 0.0097495 | 85.0668 | Residential_2032_SC B_GWh_After Competition Groups_Occupancy Sensors MF
Residential | Res ¦ LED Parking Lot Fixture | 2032 | SC B | GWh | After Competition Groups | 84.649 | 451933.5261 | 0.45193 | 5041.6085 | 0.01679 | 16 | Residential_2032_SC B_GWh_After Competition Groups_16 | LED Parking Lot Fixture | 1.679% | 0.45193 | 84.649 | Residential_2032_SC B_GWh_After Competition Groups_LED Parking Lot Fixture
Residential | Res ¦ Basement Wall Insulation | 2032 | SC B | GWh | After Competition Groups | 74.3103 | 2704718.5055 | 2.7047 | 5041.6085 | 0.014739 | 17 | Residential_2032_SC B_GWh_After Competition Groups_17 | Basement Wall Insulation | 1.474% | 2.7047 | 74.3103 | Residential_2032_SC B_GWh_After Competition Groups_Basement Wall Insulation
Residential | Res ¦ Refrigerator Recycling | 2032 | SC B | GWh | After Competition Groups | 74.1789 | 660063.0567 | 0.66006 | 5041.6085 | 0.014713 | 18 | Residential_2032_SC B_GWh_After Competition Groups_18 | Refrigerator Recycling | 1.471% | 0.66006 | 74.1789 | Residential_2032_SC B_GWh_After Competition Groups_Refrigerator Recycling
Residential | Res ¦ Energy Star Light Fixture | 2032 | SC B | GWh | After Competition Groups | 69.4335 | 3581348.4369 | 3.5813 | 5041.6085 | 0.013772 | 19 | Residential_2032_SC B_GWh_After Competition Groups_19 | Energy Star Light Fixture | 1.377% | 3.5813 | 69.4335 | Residential_2032_SC B_GWh_After Competition Groups_Energy Star Light Fixture
Residential | Res ¦ Clothes Drying Racks | 2032 | SC B | GWh | After Competition Groups | 67.7271 | 2855251.193 | 2.8553 | 5041.6085 | 0.013434 | 20 | Residential_2032_SC B_GWh_After Competition Groups_20 | Clothes Drying Racks | 1.343% | 2.8553 | 67.7271 | Residential_2032_SC B_GWh_After Competition Groups_Clothes Drying Racks
Residential | Res ¦ Freezer Recycling | 2032 | SC B | GWh | After Competition Groups | 65.0326 | 14326413.2696 | 14.3264 | 5041.6085 | 0.012899 | 21 | Residential_2032_SC B_GWh_After Competition Groups_21 | Freezer Recycling | 1.29% | 14.3264 | 65.0326 | Residential_2032_SC B_GWh_After Competition Groups_Freezer Recycling
Residential | Res ¦ Attic Insulation | 2032 | SC B | GWh | After Competition Groups | 57.3147 | 4730600.5107 | 4.7306 | 5041.6085 | 0.011368 | 22 | Residential_2032_SC B_GWh_After Competition Groups_22 | Attic Insulation | 1.137% | 4.7306 | 57.3147 | Residential_2032_SC B_GWh_After Competition Groups_Attic Insulation
Residential | Res ¦ Energy Star Room Air Conditioner | 2032 | SC B | GWh | After Competition Groups | 48.665 | 2388483.6325 | 2.3885 | 5041.6085 | 0.0096527 | 23 | Residential_2032_SC B_GWh_After Competition Groups_23 | Energy Star Room Air Conditioner | 0.9653% | 2.3885 | 48.665 | Residential_2032_SC B_GWh_After Competition Groups_Energy Star Room Air Conditioner
Residential | Res ¦ Energy Star Freezer | 2032 | SC B | GWh | After Competition Groups | 48.0226 | 2834041.7903 | 2.834 | 5041.6085 | 0.0095253 | 24 | Residential_2032_SC B_GWh_After Competition Groups_24 | Energy Star Freezer | 0.9525% | 2.834 | 48.0226 | Residential_2032_SC B_GWh_After Competition Groups_Energy Star Freezer
Residential | Res ¦ Advanced BAS/Controllers | 2032 | SC B | GWh | After Competition Groups | 41.4172 | 387696.5297 | 0.3877 | 5041.6085 | 0.0082151 | 25 | Residential_2032_SC B_GWh_After Competition Groups_25 | Advanced BAS/Controllers | 0.8215% | 0.3877 | 41.4172 | Residential_2032_SC B_GWh_After Competition Groups_Advanced BAS/Controllers
Residential | Res ¦ LED Exterior Area Lights - LED Fixture (200W) | 2032 | SC B | GWh | After Competition Groups | 38.4974 | 515650.2414 | 0.51565 | 5041.6085 | 0.0076359 | 26 | Residential_2032_SC B_GWh_After Competition Groups_26 | LED Exterior Area Lights - LED Fixture (200W) | 0.7636% | 0.51565 | 38.4974 | Residential_2032_SC B_GWh_After Competition Groups_LED Exterior Area Lights - LED Fixture (200W)
Residential | Res ¦ Smart Burners | 2032 | SC B | GWh | After Competition Groups | 37.5217 | 35712612.2392 | 35.7126 | 5041.6085 | 0.0074424 | 27 | Residential_2032_SC B_GWh_After Competition Groups_27 | Smart Burners | 0.7442% | 35.7126 | 37.5217 | Residential_2032_SC B_GWh_After Competition Groups_Smart Burners
Residential | Res ¦ Furnace Whistle | 2032 | SC B | GWh | After Competition Groups | 35.6657 | 15496.2366 | 0.015496 | 5041.6085 | 0.0070743 | 28 | Residential_2032_SC B_GWh_After Competition Groups_28 | Furnace Whistle | 0.7074% | 0.015496 | 35.6657 | Residential_2032_SC B_GWh_After Competition Groups_Furnace Whistle
Residential | Res ¦ Outside Air Economizer | 2032 | SC B | GWh | After Competition Groups | 30.2946 | 146124.7064 | 0.14612 | 5041.6085 | 0.0060089 | 29 | Residential_2032_SC B_GWh_After Competition Groups_29 | Outside Air Economizer | 0.6009% | 0.14612 | 30.2946 | Residential_2032_SC B_GWh_After Competition Groups_Outside Air Economizer
Residential | Res ¦ Home Energy Reports | 2032 | SC B | GWh | After Competition Groups | 27.6254 | 1567743.5133 | 1.5677 | 5041.6085 | 0.0054795 | 30 | Residential_2032_SC B_GWh_After Competition Groups_30 | Home Energy Reports | 0.5479% | 1.5677 | 27.6254 | Residential_2032_SC B_GWh_After Competition Groups_Home Energy Reports
Residential | Res ¦ LED Tube Re-Lamp | 2032 | SC B | GWh | After Competition Groups | 26.9299 | 485161.2805 | 0.48516 | 5041.6085 | 0.0053415 | 31 | Residential_2032_SC B_GWh_After Competition Groups_31 | LED Tube Re-Lamp | 0.5342% | 0.48516 | 26.9299 | Residential_2032_SC B_GWh_After Competition Groups_LED Tube Re-Lamp
Residential | Res ¦ Energy Star Dehumidifier | 2032 | SC B | GWh | After Competition Groups | 22.8944 | 1744322.7981 | 1.7443 | 5041.6085 | 0.0045411 | 32 | Residential_2032_SC B_GWh_After Competition Groups_32 | Energy Star Dehumidifier | 0.4541% | 1.7443 | 22.8944 | Residential_2032_SC B_GWh_After Competition Groups_Energy Star Dehumidifier
Residential | Res ¦ Minimize Hot and Warm Clothes Wash | 2032 | SC B | GWh | After Competition Groups | 22.0328 | 0 | 0 | 5041.6085 | 0.0043702 | 33 | Residential_2032_SC B_GWh_After Competition Groups_33 | Minimize Hot and Warm Clothes Wash | 0.437% | 0 | 22.0328 | Residential_2032_SC B_GWh_After Competition Groups_Minimize Hot and Warm Clothes Wash
Residential | Res ¦ Demand Control Ventilation | 2032 | SC B | GWh | After Competition Groups | 19.1012 | 222033.4046 | 0.22203 | 5041.6085 | 0.0037887 | 34 | Residential_2032_SC B_GWh_After Competition Groups_34 | Demand Control Ventilation | 0.3789% | 0.22203 | 19.1012 | Residential_2032_SC B_GWh_After Competition Groups_Demand Control Ventilation
Residential | Res ¦ Heat Recovery Ventilator | 2032 | SC B | GWh | After Competition Groups | 17.8812 | 4487983.8695 | 4.488 | 5041.6085 | 0.0035467 | 35 | Residential_2032_SC B_GWh_After Competition Groups_35 | Heat Recovery Ventilator | 0.3547% | 4.488 | 17.8812 | Residential_2032_SC B_GWh_After Competition Groups_Heat Recovery Ventilator
Residential | Res ¦ CO Sensors for parking garage exhaust fans | 2032 | SC B | GWh | After Competition Groups | 16.2722 | 303583.3055 | 0.30358 | 5041.6085 | 0.0032276 | 36 | Residential_2032_SC B_GWh_After Competition Groups_36 | CO Sensors for parking garage exhaust fans | 0.3228% | 0.30358 | 16.2722 | Residential_2032_SC B_GWh_After Competition Groups_CO Sensors for parking garage exhaust fans
Residential | Res ¦ ENERGY STAR LED LAMPS (REFLECTOR LAMPs/MR16/PAR 16) | 2032 | SC B | GWh | After Competition Groups | 15.9374 | 70681.4228 | 0.070681 | 5041.6085 | 0.0031612 | 37 | Residential_2032_SC B_GWh_After Competition Groups_37 | ENERGY STAR LED LAMPS (REFLECTOR LAMPs/MR16/PAR 16) | 0.3161% | 0.070681 | 15.9374 | Residential_2032_SC B_GWh_After Competition Groups_ENERGY STAR LED LAMPS (REFLECTOR LAMPs/MR16/PAR 16)
Residential | Res ¦ Variable Frequency Drive (VFD) | 2032 | SC B | GWh | After Competition Groups | 15.1291 | 94098.4565 | 0.094098 | 5041.6085 | 0.0030008 | 38 | Residential_2032_SC B_GWh_After Competition Groups_38 | Variable Frequency Drive (VFD) | 0.3001% | 0.094098 | 15.1291 | Residential_2032_SC B_GWh_After Competition Groups_Variable Frequency Drive (VFD)
Residential | Res ¦ Floor Insulation | 2032 | SC B | GWh | After Competition Groups | 15.0149 | 1937745.3212 | 1.9377 | 5041.6085 | 0.0029782 | 39 | Residential_2032_SC B_GWh_After Competition Groups_39 | Floor Insulation | 0.2978% | 1.9377 | 15.0149 | Residential_2032_SC B_GWh_After Competition Groups_Floor Insulation
Residential | Res ¦ High Efficiency Chiller (avg of water and air cooled) | 2032 | SC B | GWh | After Competition Groups | 14.2105 | 168905.8583 | 0.16891 | 5041.6085 | 0.0028186 | 40 | Residential_2032_SC B_GWh_After Competition Groups_40 | High Efficiency Chiller (avg of water and air cooled) | 0.2819% | 0.16891 | 14.2105 | Residential_2032_SC B_GWh_After Competition Groups_High Efficiency Chiller (avg of water and air cooled)
Residential | Res ¦ Duct Insulation | 2032 | SC B | GWh | After Competition Groups | 13.9085 | 1720230.3204 | 1.7202 | 5041.6085 | 0.0027587 | 41 | Residential_2032_SC B_GWh_After Competition Groups_41 | Duct Insulation | 0.2759% | 1.7202 | 13.9085 | Residential_2032_SC B_GWh_After Competition Groups_Duct Insulation
Residential | Res ¦ Tankless Water Heater | 2032 | SC B | GWh | After Competition Groups | 12.8699 | 1261761.7742 | 1.2618 | 5041.6085 | 0.0025527 | 42 | Residential_2032_SC B_GWh_After Competition Groups_42 | Tankless Water Heater | 0.2553% | 1.2618 | 12.8699 | Residential_2032_SC B_GWh_After Competition Groups_Tankless Water Heater
Residential | Res ¦ Water Heater Temperature Setback | 2032 | SC B | GWh | After Competition Groups | 11.3055 | 15603.3387 | 0.015603 | 5041.6085 | 0.0022424 | 43 | Residential_2032_SC B_GWh_After Competition Groups_43 | Water Heater Temperature Setback | 0.2242% | 0.015603 | 11.3055 | Residential_2032_SC B_GWh_After Competition Groups_Water Heater Temperature Setback
Residential | Res ¦ Condensing Make Up Air Unit | 2032 | SC B | GWh | After Competition Groups | 10.8041 | 1216454.1891 | 1.2165 | 5041.6085 | 0.002143 | 44 | Residential_2032_SC B_GWh_After Competition Groups_44 | Condensing Make Up Air Unit | 0.2143% | 1.2165 | 10.8041 | Residential_2032_SC B_GWh_After Competition Groups_Condensing Make Up Air Unit
Residential | Res ¦ Duct Insulation MF | 2032 | SC B | GWh | After Competition Groups | 5.8262 | 1267791.9653 | 1.2678 | 5041.6085 | 0.0011556 | 45 | Residential_2032_SC B_GWh_After Competition Groups_45 | Duct Insulation MF | 0.1156% | 1.2678 | 5.8262 | Residential_2032_SC B_GWh_After Competition Groups_Duct Insulation MF
Residential | Res ¦ VFD on Pumps | 2032 | SC B | GWh | After Competition Groups | 4.6523 | 35249.5016 | 0.03525 | 5041.6085 | 0.00092279 | 46 | Residential_2032_SC B_GWh_After Competition Groups_46 | VFD on Pumps | 0.09228% | 0.03525 | 4.6523 | Residential_2032_SC B_GWh_After Competition Groups_VFD on Pumps
Residential | Res ¦ ENERGY STAR LED Lamps (General Service Lamps) | 2032 | SC B | GWh | After Competition Groups | 3.5342 | 14133.2887 | 0.014133 | 5041.6085 | 0.000701 | 47 | Residential_2032_SC B_GWh_After Competition Groups_47 | ENERGY STAR LED Lamps (General Service Lamps) | 0.0701% | 0.014133 | 3.5342 | Residential_2032_SC B_GWh_After Competition Groups_ENERGY STAR LED Lamps (General Service Lamps)
Residential | Res ¦ ECM MOTORS FOR HVAC APPLICATION (FAN-POWERED VAV BOX) | 2032 | SC B | GWh | After Competition Groups | 2.5698 | 33827.0902 | 0.033827 | 5041.6085 | 0.00050971 | 48 | Residential_2032_SC B_GWh_After Competition Groups_48 | ECM MOTORS FOR HVAC APPLICATION (FAN-POWERED VAV BOX) | 0.05097% | 0.033827 | 2.5698 | Residential_2032_SC B_GWh_After Competition Groups_ECM MOTORS FOR HVAC APPLICATION (FAN-POWERED VAV BOX)
Residential | Res ¦ Beverage Vending Machine Controls | 2032 | SC B | GWh | After Competition Groups | 1.7931 | 18295.8645 | 0.018296 | 5041.6085 | 0.00035566 | 49 | Residential_2032_SC B_GWh_After Competition Groups_49 | Beverage Vending Machine Controls | 0.03557% | 0.018296 | 1.7931 | Residential_2032_SC B_GWh_After Competition Groups_Beverage Vending Machine Controls
Residential | Res ¦ Wall Insulation | 2032 | SC B | GWh | After Competition Groups | 0.27811 | 140824.0393 | 0.14082 | 5041.6085 | 5.5163e-05 | 50 | Residential_2032_SC B_GWh_After Competition Groups_50 | Wall Insulation | 0.005516% | 0.14082 | 0.27811 | Residential_2032_SC B_GWh_After Competition Groups_Wall Insulation
Residential | Res ¦ Chilled Water Optimization | 2032 | SC B | GWh | After Competition Groups | 0.26407 | 216.299 | 0.0002163 | 5041.6085 | 5.2377e-05 | 51 | Residential_2032_SC B_GWh_After Competition Groups_51 | Chilled Water Optimization | 0.005238% | 0.0002163 | 0.26407 | Residential_2032_SC B_GWh_After Competition Groups_Chilled Water Optimization
Residential | Res ¦ LED High Bay Fixture | 2032 | SC B | GWh | After Competition Groups | 0.20086 | 11873.0599 | 0.011873 | 5041.6085 | 3.984e-05 | 52 | Residential_2032_SC B_GWh_After Competition Groups_52 | LED High Bay Fixture | 0.003984% | 0.011873 | 0.20086 | Residential_2032_SC B_GWh_After Competition Groups_LED High Bay Fixture
Residential | Res ¦ Wall Insulation MF | 2032 | SC B | GWh | After Competition Groups | 0.01309 | 0 | 0 | 5041.6085 | 2.5964e-06 | 53 | Residential_2032_SC B_GWh_After Competition Groups_53 | Wall Insulation MF | 0.0002596% | 0 | 0.01309 | Residential_2032_SC B_GWh_After Competition Groups_Wall Insulation MF
Residential | Res ¦ Heavy Duty Outdoor/Holiday Plug-in Timers | 2032 | SC B | GWh | After Competition Groups | 0 | 0 | 0 | 5041.6085 | 0 | 54 | Residential_2032_SC B_GWh_After Competition Groups_54 | Heavy Duty Outdoor/Holiday Plug-in Timers | 0% | 0 | 0 | Residential_2032_SC B_GWh_After Competition Groups_Heavy Duty Outdoor/Holiday Plug-in Timers
Residential | Res ¦ LED Downlight | 2032 | SC B | GWh | After Competition Groups | 0 | 0 | 0 | 5041.6085 | 0 | 55 | Residential_2032_SC B_GWh_After Competition Groups_55 | LED Downlight | 0% | 0 | 0 | Residential_2032_SC B_GWh_After Competition Groups_LED Downlight
Residential | Res ¦ Smart Power Bar | 2032 | SC B | GWh | After Competition Groups | 0 | 0 | 0 | 5041.6085 | 0 | 56 | Residential_2032_SC B_GWh_After Competition Groups_56 | Smart Power Bar | 0% | 0 | 0 | Residential_2032_SC B_GWh_After Competition Groups_Smart Power Bar
Residential | Res ¦ Energy Star LED Specialty Bulbs | 2032 | SC C | GWh | After Competition Groups | 561.1606 | 33650.9666 | 0.033651 | 3904.4403 | 0.14372 | 1 | Residential_2032_SC C_GWh_After Competition Groups_1 | Energy Star LED Specialty Bulbs | 14.37% | 0.033651 | 561.1606 | Residential_2032_SC C_GWh_After Competition Groups_Energy Star LED Specialty Bulbs
Residential | Res ¦ Energy Star Clothes Washer | 2032 | SC C | GWh | After Competition Groups | 487.6343 | 16011993.7336 | 16.012 | 3904.4403 | 0.12489 | 2 | Residential_2032_SC C_GWh_After Competition Groups_2 | Energy Star Clothes Washer | 12.49% | 16.012 | 487.6343 | Residential_2032_SC C_GWh_After Competition Groups_Energy Star Clothes Washer
Residential | Res ¦ Ductless Mini-Split Heat Pump | 2032 | SC C | GWh | After Competition Groups | 302.1644 | 5224624.4148 | 5.2246 | 3904.4403 | 0.07739 | 3 | Residential_2032_SC C_GWh_After Competition Groups_3 | Ductless Mini-Split Heat Pump | 7.739% | 5.2246 | 302.1644 | Residential_2032_SC C_GWh_After Competition Groups_Ductless Mini-Split Heat Pump
Residential | Res ¦ Energy Star A Line, PAR, MR Lamps | 2032 | SC C | GWh | After Competition Groups | 254.8708 | 23042.3925 | 0.023042 | 3904.4403 | 0.065277 | 4 | Residential_2032_SC C_GWh_After Competition Groups_4 | Energy Star A Line, PAR, MR Lamps | 6.528% | 0.023042 | 254.8708 | Residential_2032_SC C_GWh_After Competition Groups_Energy Star A Line, PAR, MR Lamps
Residential | Res ¦ Variable Speed Pool Pump Motor | 2032 | SC C | GWh | After Competition Groups | 225.8644 | 6122747.1277 | 6.1227 | 3904.4403 | 0.057848 | 5 | Residential_2032_SC C_GWh_After Competition Groups_5 | Variable Speed Pool Pump Motor | 5.785% | 6.1227 | 225.8644 | Residential_2032_SC C_GWh_After Competition Groups_Variable Speed Pool Pump Motor
Residential | Res ¦ Car Block Heater Timer | 2032 | SC C | GWh | After Competition Groups | 217.1873 | 454588.1574 | 0.45459 | 3904.4403 | 0.055626 | 6 | Residential_2032_SC C_GWh_After Competition Groups_6 | Car Block Heater Timer | 5.563% | 0.45459 | 217.1873 | Residential_2032_SC C_GWh_After Competition Groups_Car Block Heater Timer
Residential | Res ¦ Energy Star LED Bulbs General Purpose LEDs | 2032 | SC C | GWh | After Competition Groups | 194.3487 | 0 | 0 | 3904.4403 | 0.049776 | 7 | Residential_2032_SC C_GWh_After Competition Groups_7 | Energy Star LED Bulbs General Purpose LEDs | 4.978% | 0 | 194.3487 | Residential_2032_SC C_GWh_After Competition Groups_Energy Star LED Bulbs General Purpose LEDs
Residential | Res ¦ Adaptive Thermostat | 2032 | SC C | GWh | After Competition Groups | 175.6671 | 7708290.8085 | 7.7083 | 3904.4403 | 0.044992 | 8 | Residential_2032_SC C_GWh_After Competition Groups_8 | Adaptive Thermostat | 4.499% | 7.7083 | 175.6671 | Residential_2032_SC C_GWh_After Competition Groups_Adaptive Thermostat
Residential | Res ¦ Building Recommissioning, Operations and Maintenance (O&M) Improvements | 2032 | SC C | GWh | After Competition Groups | 175.0408 | 186992.0724 | 0.18699 | 3904.4403 | 0.044831 | 9 | Residential_2032_SC C_GWh_After Competition Groups_9 | Building Recommissioning, Operations and Maintenance (O&M) Improvements | 4.483% | 0.18699 | 175.0408 | Residential_2032_SC C_GWh_After Competition Groups_Building Recommissioning, Operations and Maintenance (O&M) Improvements
Residential | Res ¦ Energy Star Torchiere | 2032 | SC C | GWh | After Competition Groups | 132.4893 | 1613495.3202 | 1.6135 | 3904.4403 | 0.033933 | 10 | Residential_2032_SC C_GWh_After Competition Groups_10 | Energy Star Torchiere | 3.393% | 1.6135 | 132.4893 | Residential_2032_SC C_GWh_After Competition Groups_Energy Star Torchiere
Residential | Res ¦ Air Sealing | 2032 | SC C | GWh | After Competition Groups | 128.8782 | 6340601.3132 | 6.3406 | 3904.4403 | 0.033008 | 11 | Residential_2032_SC C_GWh_After Competition Groups_11 | Air Sealing | 3.301% | 6.3406 | 128.8782 | Residential_2032_SC C_GWh_After Competition Groups_Air Sealing
Residential | Res ¦ Energy Star Clothes Dryer | 2032 | SC C | GWh | After Competition Groups | 90.4165 | 5898838.5939 | 5.8988 | 3904.4403 | 0.023157 | 12 | Residential_2032_SC C_GWh_After Competition Groups_12 | Energy Star Clothes Dryer | 2.316% | 5.8988 | 90.4165 | Residential_2032_SC C_GWh_After Competition Groups_Energy Star Clothes Dryer
Residential | Res ¦ Comprehensive Draft Proofing | 2032 | SC C | GWh | After Competition Groups | 89.0279 | 0 | 0 | 3904.4403 | 0.022802 | 13 | Residential_2032_SC C_GWh_After Competition Groups_13 | Comprehensive Draft Proofing | 2.28% | 0 | 89.0279 | Residential_2032_SC C_GWh_After Competition Groups_Comprehensive Draft Proofing
Residential | Res ¦ LED Parking Lot Fixture | 2032 | SC C | GWh | After Competition Groups | 78.9879 | 0 | 0 | 3904.4403 | 0.02023 | 14 | Residential_2032_SC C_GWh_After Competition Groups_14 | LED Parking Lot Fixture | 2.023% | 0 | 78.9879 | Residential_2032_SC C_GWh_After Competition Groups_LED Parking Lot Fixture
Residential | Res ¦ Energy Star Air Source Heat Pump | 2032 | SC C | GWh | After Competition Groups | 76.8346 | 2866641.1271 | 2.8666 | 3904.4403 | 0.019679 | 15 | Residential_2032_SC C_GWh_After Competition Groups_15 | Energy Star Air Source Heat Pump | 1.968% | 2.8666 | 76.8346 | Residential_2032_SC C_GWh_After Competition Groups_Energy Star Air Source Heat Pump
Residential | Res ¦ Basement Wall Insulation | 2032 | SC C | GWh | After Competition Groups | 74.3212 | 2705391.252 | 2.7054 | 3904.4403 | 0.019035 | 16 | Residential_2032_SC C_GWh_After Competition Groups_16 | Basement Wall Insulation | 1.904% | 2.7054 | 74.3212 | Residential_2032_SC C_GWh_After Competition Groups_Basement Wall Insulation
Residential | Res ¦ Energy Star Light Fixture | 2032 | SC C | GWh | After Competition Groups | 64.442 | 3541438.0897 | 3.5414 | 3904.4403 | 0.016505 | 17 | Residential_2032_SC C_GWh_After Competition Groups_17 | Energy Star Light Fixture | 1.65% | 3.5414 | 64.442 | Residential_2032_SC C_GWh_After Competition Groups_Energy Star Light Fixture
Residential | Res ¦ Attic Insulation | 2032 | SC C | GWh | After Competition Groups | 55.9374 | 4732752.9437 | 4.7328 | 3904.4403 | 0.014327 | 18 | Residential_2032_SC C_GWh_After Competition Groups_18 | Attic Insulation | 1.433% | 4.7328 | 55.9374 | Residential_2032_SC C_GWh_After Competition Groups_Attic Insulation
Residential | Res ¦ Occupancy Sensors MF | 2032 | SC C | GWh | After Competition Groups | 49.8038 | 23001.2626 | 0.023001 | 3904.4403 | 0.012756 | 19 | Residential_2032_SC C_GWh_After Competition Groups_19 | Occupancy Sensors MF | 1.276% | 0.023001 | 49.8038 | Residential_2032_SC C_GWh_After Competition Groups_Occupancy Sensors MF
Residential | Res ¦ Refrigerator Recycling | 2032 | SC C | GWh | After Competition Groups | 45.8841 | 1556744.6978 | 1.5567 | 3904.4403 | 0.011752 | 20 | Residential_2032_SC C_GWh_After Competition Groups_20 | Refrigerator Recycling | 1.175% | 1.5567 | 45.8841 | Residential_2032_SC C_GWh_After Competition Groups_Refrigerator Recycling
Residential | Res ¦ Energy Star Freezer | 2032 | SC C | GWh | After Competition Groups | 39.8038 | 2743709.6608 | 2.7437 | 3904.4403 | 0.010194 | 21 | Residential_2032_SC C_GWh_After Competition Groups_21 | Energy Star Freezer | 1.019% | 2.7437 | 39.8038 | Residential_2032_SC C_GWh_After Competition Groups_Energy Star Freezer
Residential | Res ¦ Energy Star Room Air Conditioner | 2032 | SC C | GWh | After Competition Groups | 39.7913 | 2155410.1977 | 2.1554 | 3904.4403 | 0.010191 | 22 | Residential_2032_SC C_GWh_After Competition Groups_22 | Energy Star Room Air Conditioner | 1.019% | 2.1554 | 39.7913 | Residential_2032_SC C_GWh_After Competition Groups_Energy Star Room Air Conditioner
Residential | Res ¦ LED Exterior Area Lights - LED Fixture (200W) | 2032 | SC C | GWh | After Competition Groups | 38.4974 | 515701.8116 | 0.5157 | 3904.4403 | 0.0098599 | 23 | Residential_2032_SC C_GWh_After Competition Groups_23 | LED Exterior Area Lights - LED Fixture (200W) | 0.986% | 0.5157 | 38.4974 | Residential_2032_SC C_GWh_After Competition Groups_LED Exterior Area Lights - LED Fixture (200W)
Residential | Res ¦ Home Energy Reports | 2032 | SC C | GWh | After Competition Groups | 27.6254 | 1567743.5133 | 1.5677 | 3904.4403 | 0.0070754 | 24 | Residential_2032_SC C_GWh_After Competition Groups_24 | Home Energy Reports | 0.7075% | 1.5677 | 27.6254 | Residential_2032_SC C_GWh_After Competition Groups_Home Energy Reports
Residential | Res ¦ LED Tube Re-Lamp | 2032 | SC C | GWh | After Competition Groups | 26.9299 | 485209.8015 | 0.48521 | 3904.4403 | 0.0068973 | 25 | Residential_2032_SC C_GWh_After Competition Groups_25 | LED Tube Re-Lamp | 0.6897% | 0.48521 | 26.9299 | Residential_2032_SC C_GWh_After Competition Groups_LED Tube Re-Lamp
Residential | Res ¦ Advanced BAS/Controllers | 2032 | SC C | GWh | After Competition Groups | 25.6193 | 914294.3404 | 0.91429 | 3904.4403 | 0.0065616 | 26 | Residential_2032_SC C_GWh_After Competition Groups_26 | Advanced BAS/Controllers | 0.6562% | 0.91429 | 25.6193 | Residential_2032_SC C_GWh_After Competition Groups_Advanced BAS/Controllers
Residential | Res ¦ Smart Burners | 2032 | SC C | GWh | After Competition Groups | 24.3157 | 23232031.509 | 23.232 | 3904.4403 | 0.0062277 | 27 | Residential_2032_SC C_GWh_After Competition Groups_27 | Smart Burners | 0.6228% | 23.232 | 24.3157 | Residential_2032_SC C_GWh_After Competition Groups_Smart Burners
Residential | Res ¦ Outside Air Economizer | 2032 | SC C | GWh | After Competition Groups | 22.4805 | 225397.7935 | 0.2254 | 3904.4403 | 0.0057577 | 28 | Residential_2032_SC C_GWh_After Competition Groups_28 | Outside Air Economizer | 0.5758% | 0.2254 | 22.4805 | Residential_2032_SC C_GWh_After Competition Groups_Outside Air Economizer
Residential | Res ¦ Furnace Whistle | 2032 | SC C | GWh | After Competition Groups | 22.0607 | 36558.5845 | 0.036559 | 3904.4403 | 0.0056502 | 29 | Residential_2032_SC C_GWh_After Competition Groups_29 | Furnace Whistle | 0.565% | 0.036559 | 22.0607 | Residential_2032_SC C_GWh_After Competition Groups_Furnace Whistle
Residential | Res ¦ Minimize Hot and Warm Clothes Wash | 2032 | SC C | GWh | After Competition Groups | 22.0328 | 0 | 0 | 3904.4403 | 0.005643 | 30 | Residential_2032_SC C_GWh_After Competition Groups_30 | Minimize Hot and Warm Clothes Wash | 0.5643% | 0 | 22.0328 | Residential_2032_SC C_GWh_After Competition Groups_Minimize Hot and Warm Clothes Wash
Residential | Res ¦ ENERGY STAR LED LAMPS (REFLECTOR LAMPs/MR16/PAR 16) | 2032 | SC C | GWh | After Competition Groups | 15.9374 | 70688.4916 | 0.070688 | 3904.4403 | 0.0040819 | 31 | Residential_2032_SC C_GWh_After Competition Groups_31 | ENERGY STAR LED LAMPS (REFLECTOR LAMPs/MR16/PAR 16) | 0.4082% | 0.070688 | 15.9374 | Residential_2032_SC C_GWh_After Competition Groups_ENERGY STAR LED LAMPS (REFLECTOR LAMPs/MR16/PAR 16)
Residential | Res ¦ High Efficiency Chiller (avg of water and air cooled) | 2032 | SC C | GWh | After Competition Groups | 13.863 | 168663.9249 | 0.16866 | 3904.4403 | 0.0035506 | 32 | Residential_2032_SC C_GWh_After Competition Groups_32 | High Efficiency Chiller (avg of water and air cooled) | 0.3551% | 0.16866 | 13.863 | Residential_2032_SC C_GWh_After Competition Groups_High Efficiency Chiller (avg of water and air cooled)
Residential | Res ¦ Energy Star Dehumidifier | 2032 | SC C | GWh | After Competition Groups | 12.0954 | 2076844.2972 | 2.0768 | 3904.4403 | 0.0030979 | 33 | Residential_2032_SC C_GWh_After Competition Groups_33 | Energy Star Dehumidifier | 0.3098% | 2.0768 | 12.0954 | Residential_2032_SC C_GWh_After Competition Groups_Energy Star Dehumidifier
Residential | Res ¦ Demand Control Ventilation | 2032 | SC C | GWh | After Competition Groups | 11.8156 | 522868.5474 | 0.52287 | 3904.4403 | 0.0030262 | 34 | Residential_2032_SC C_GWh_After Competition Groups_34 | Demand Control Ventilation | 0.3026% | 0.52287 | 11.8156 | Residential_2032_SC C_GWh_After Competition Groups_Demand Control Ventilation
Residential | Res ¦ Floor Insulation | 2032 | SC C | GWh | After Competition Groups | 11.7372 | 1939323.9908 | 1.9393 | 3904.4403 | 0.0030061 | 35 | Residential_2032_SC C_GWh_After Competition Groups_35 | Floor Insulation | 0.3006% | 1.9393 | 11.7372 | Residential_2032_SC C_GWh_After Competition Groups_Floor Insulation
Residential | Res ¦ CO Sensors for parking garage exhaust fans | 2032 | SC C | GWh | After Competition Groups | 10.329 | 433446.67 | 0.43345 | 3904.4403 | 0.0026454 | 36 | Residential_2032_SC C_GWh_After Competition Groups_36 | CO Sensors for parking garage exhaust fans | 0.2645% | 0.43345 | 10.329 | Residential_2032_SC C_GWh_After Competition Groups_CO Sensors for parking garage exhaust fans
Residential | Res ¦ Variable Frequency Drive (VFD) | 2032 | SC C | GWh | After Competition Groups | 9.3581 | 221958.9801 | 0.22196 | 3904.4403 | 0.0023968 | 37 | Residential_2032_SC C_GWh_After Competition Groups_37 | Variable Frequency Drive (VFD) | 0.2397% | 0.22196 | 9.3581 | Residential_2032_SC C_GWh_After Competition Groups_Variable Frequency Drive (VFD)
Residential | Res ¦ Tankless Water Heater | 2032 | SC C | GWh | After Competition Groups | 8.2763 | 946556.4093 | 0.94656 | 3904.4403 | 0.0021197 | 38 | Residential_2032_SC C_GWh_After Competition Groups_38 | Tankless Water Heater | 0.212% | 0.94656 | 8.2763 | Residential_2032_SC C_GWh_After Competition Groups_Tankless Water Heater
Residential | Res ¦ Condensing Make Up Air Unit | 2032 | SC C | GWh | After Competition Groups | 8.042 | 1062138.8977 | 1.0621 | 3904.4403 | 0.0020597 | 39 | Residential_2032_SC C_GWh_After Competition Groups_39 | Condensing Make Up Air Unit | 0.206% | 1.0621 | 8.042 | Residential_2032_SC C_GWh_After Competition Groups_Condensing Make Up Air Unit
Residential | Res ¦ Water Heater Temperature Setback | 2032 | SC C | GWh | After Competition Groups | 6.993 | 36810.1926 | 0.03681 | 3904.4403 | 0.001791 | 40 | Residential_2032_SC C_GWh_After Competition Groups_40 | Water Heater Temperature Setback | 0.1791% | 0.03681 | 6.993 | Residential_2032_SC C_GWh_After Competition Groups_Water Heater Temperature Setback
Residential | Res ¦ Duct Insulation MF | 2032 | SC C | GWh | After Competition Groups | 5.3242 | 1269085.5243 | 1.2691 | 3904.4403 | 0.0013636 | 41 | Residential_2032_SC C_GWh_After Competition Groups_41 | Duct Insulation MF | 0.1364% | 1.2691 | 5.3242 | Residential_2032_SC C_GWh_After Competition Groups_Duct Insulation MF
Residential | Res ¦ Duct Insulation | 2032 | SC C | GWh | After Competition Groups | 4.101 | 1725461.1578 | 1.7255 | 3904.4403 | 0.0010503 | 42 | Residential_2032_SC C_GWh_After Competition Groups_42 | Duct Insulation | 0.105% | 1.7255 | 4.101 | Residential_2032_SC C_GWh_After Competition Groups_Duct Insulation
Residential | Res ¦ Heat Recovery Ventilator | 2032 | SC C | GWh | After Competition Groups | 4.0609 | 2615494.4297 | 2.6155 | 3904.4403 | 0.0010401 | 43 | Residential_2032_SC C_GWh_After Competition Groups_43 | Heat Recovery Ventilator | 0.104% | 2.6155 | 4.0609 | Residential_2032_SC C_GWh_After Competition Groups_Heat Recovery Ventilator
Residential | Res ¦ ENERGY STAR LED Lamps (General Service Lamps) | 2032 | SC C | GWh | After Competition Groups | 3.5342 | 14134.7021 | 0.014135 | 3904.4403 | 0.00090516 | 44 | Residential_2032_SC C_GWh_After Competition Groups_44 | ENERGY STAR LED Lamps (General Service Lamps) | 0.09052% | 0.014135 | 3.5342 | Residential_2032_SC C_GWh_After Competition Groups_ENERGY STAR LED Lamps (General Service Lamps)
Residential | Res ¦ VFD on Pumps | 2032 | SC C | GWh | After Competition Groups | 2.8777 | 83143.0213 | 0.083143 | 3904.4403 | 0.00073704 | 45 | Residential_2032_SC C_GWh_After Competition Groups_45 | VFD on Pumps | 0.0737% | 0.083143 | 2.8777 | Residential_2032_SC C_GWh_After Competition Groups_VFD on Pumps
Residential | Res ¦ Clothes Drying Racks | 2032 | SC C | GWh | After Competition Groups | 2.8524 | 0 | 0 | 3904.4403 | 0.00073056 | 46 | Residential_2032_SC C_GWh_After Competition Groups_46 | Clothes Drying Racks | 0.07306% | 0 | 2.8524 | Residential_2032_SC C_GWh_After Competition Groups_Clothes Drying Racks
Residential | Res ¦ ECM MOTORS FOR HVAC APPLICATION (FAN-POWERED VAV BOX) | 2032 | SC C | GWh | After Competition Groups | 1.5843 | 47079.7063 | 0.04708 | 3904.4403 | 0.00040577 | 47 | Residential_2032_SC C_GWh_After Competition Groups_47 | ECM MOTORS FOR HVAC APPLICATION (FAN-POWERED VAV BOX) | 0.04058% | 0.04708 | 1.5843 | Residential_2032_SC C_GWh_After Competition Groups_ECM MOTORS FOR HVAC APPLICATION (FAN-POWERED VAV BOX)
Residential | Res ¦ Beverage Vending Machine Controls | 2032 | SC C | GWh | After Competition Groups | 1.0486 | 20566.5873 | 0.020567 | 3904.4403 | 0.00026856 | 48 | Residential_2032_SC C_GWh_After Competition Groups_48 | Beverage Vending Machine Controls | 0.02686% | 0.020567 | 1.0486 | Residential_2032_SC C_GWh_After Competition Groups_Beverage Vending Machine Controls
Residential | Res ¦ LED High Bay Fixture | 2032 | SC C | GWh | After Competition Groups | 0.20086 | 11874.2474 | 0.011874 | 3904.4403 | 5.1444e-05 | 49 | Residential_2032_SC C_GWh_After Competition Groups_49 | LED High Bay Fixture | 0.005144% | 0.011874 | 0.20086 | Residential_2032_SC C_GWh_After Competition Groups_LED High Bay Fixture
Residential | Res ¦ Chilled Water Optimization | 2032 | SC C | GWh | After Competition Groups | 0.19981 | 191.9005 | 0.0001919 | 3904.4403 | 5.1175e-05 | 50 | Residential_2032_SC C_GWh_After Competition Groups_50 | Chilled Water Optimization | 0.005118% | 0.0001919 | 0.19981 | Residential_2032_SC C_GWh_After Competition Groups_Chilled Water Optimization
Residential | Res ¦ Wall Insulation | 2032 | SC C | GWh | After Competition Groups | 0.074976 | 140907.1844 | 0.14091 | 3904.4403 | 1.9203e-05 | 51 | Residential_2032_SC C_GWh_After Competition Groups_51 | Wall Insulation | 0.00192% | 0.14091 | 0.074976 | Residential_2032_SC C_GWh_After Competition Groups_Wall Insulation
Residential | Res ¦ Wall Insulation MF | 2032 | SC C | GWh | After Competition Groups | 0.013091 | 0 | 0 | 3904.4403 | 3.3528e-06 | 52 | Residential_2032_SC C_GWh_After Competition Groups_52 | Wall Insulation MF | 0.0003353% | 0 | 0.013091 | Residential_2032_SC C_GWh_After Competition Groups_Wall Insulation MF
Residential | Res ¦ Freezer Recycling | 2032 | SC C | GWh | After Competition Groups | 0.0032407 | 0 | 0 | 3904.4403 | 8.2999e-07 | 53 | Residential_2032_SC C_GWh_After Competition Groups_53 | Freezer Recycling | 8.3e-05% | 0 | 0.0032407 | Residential_2032_SC C_GWh_After Competition Groups_Freezer Recycling
Residential | Res ¦ Heavy Duty Outdoor/Holiday Plug-in Timers | 2032 | SC C | GWh | After Competition Groups | 0 | 0 | 0 | 3904.4403 | 0 | 54 | Residential_2032_SC C_GWh_After Competition Groups_54 | Heavy Duty Outdoor/Holiday Plug-in Timers | 0% | 0 | 0 | Residential_2032_SC C_GWh_After Competition Groups_Heavy Duty Outdoor/Holiday Plug-in Timers
Residential | Res ¦ LED Downlight | 2032 | SC C | GWh | After Competition Groups | 0 | 0 | 0 | 3904.4403 | 0 | 55 | Residential_2032_SC C_GWh_After Competition Groups_55 | LED Downlight | 0% | 0 | 0 | Residential_2032_SC C_GWh_After Competition Groups_LED Downlight
Residential | Res ¦ Smart Power Bar | 2032 | SC C | GWh | After Competition Groups | 0 | 0 | 0 | 3904.4403 | 0 | 56 | Residential_2032_SC C_GWh_After Competition Groups_56 | Smart Power Bar | 0% | 0 | 0 | Residential_2032_SC C_GWh_After Competition Groups_Smart Power Bar
Residential | Res ¦ Energy Star LED Bulbs General Purpose LEDs | 2032 | SC D | GWh | After Competition Groups | 392.0569 | 0 | 0 | 3074.2458 | 0.12753 | 1 | Residential_2032_SC D_GWh_After Competition Groups_1 | Energy Star LED Bulbs General Purpose LEDs | 12.75% | 0 | 392.0569 | Residential_2032_SC D_GWh_After Competition Groups_Energy Star LED Bulbs General Purpose LEDs
Residential | Res ¦ Energy Star LED Specialty Bulbs | 2032 | SC D | GWh | After Competition Groups | 377.1408 | 0 | 0 | 3074.2458 | 0.12268 | 2 | Residential_2032_SC D_GWh_After Competition Groups_2 | Energy Star LED Specialty Bulbs | 12.27% | 0 | 377.1408 | Residential_2032_SC D_GWh_After Competition Groups_Energy Star LED Specialty Bulbs
Residential | Res ¦ Energy Star Clothes Washer | 2032 | SC D | GWh | After Competition Groups | 322.0465 | 0 | 0 | 3074.2458 | 0.10476 | 3 | Residential_2032_SC D_GWh_After Competition Groups_3 | Energy Star Clothes Washer | 10.48% | 0 | 322.0465 | Residential_2032_SC D_GWh_After Competition Groups_Energy Star Clothes Washer
Residential | Res ¦ Ductless Mini-Split Heat Pump | 2032 | SC D | GWh | After Competition Groups | 302.176 | 0 | 0 | 3074.2458 | 0.098293 | 4 | Residential_2032_SC D_GWh_After Competition Groups_4 | Ductless Mini-Split Heat Pump | 9.829% | 0 | 302.176 | Residential_2032_SC D_GWh_After Competition Groups_Ductless Mini-Split Heat Pump
Residential | Res ¦ Energy Star A Line, PAR, MR Lamps | 2032 | SC D | GWh | After Competition Groups | 255.3277 | 0 | 0 | 3074.2458 | 0.083054 | 5 | Residential_2032_SC D_GWh_After Competition Groups_5 | Energy Star A Line, PAR, MR Lamps | 8.305% | 0 | 255.3277 | Residential_2032_SC D_GWh_After Competition Groups_Energy Star A Line, PAR, MR Lamps
Residential | Res ¦ Building Recommissioning, Operations and Maintenance (O&M) Improvements | 2032 | SC D | GWh | After Competition Groups | 175.0408 | 0 | 0 | 3074.2458 | 0.056938 | 6 | Residential_2032_SC D_GWh_After Competition Groups_6 | Building Recommissioning, Operations and Maintenance (O&M) Improvements | 5.694% | 0 | 175.0408 | Residential_2032_SC D_GWh_After Competition Groups_Building Recommissioning, Operations and Maintenance (O&M) Improvements
Residential | Res ¦ Variable Speed Pool Pump Motor | 2032 | SC D | GWh | After Competition Groups | 146.9969 | 0 | 0 | 3074.2458 | 0.047816 | 7 | Residential_2032_SC D_GWh_After Competition Groups_7 | Variable Speed Pool Pump Motor | 4.782% | 0 | 146.9969 | Residential_2032_SC D_GWh_After Competition Groups_Variable Speed Pool Pump Motor
Residential | Res ¦ Energy Star Torchiere | 2032 | SC D | GWh | After Competition Groups | 117.4414 | 0 | 0 | 3074.2458 | 0.038202 | 8 | Residential_2032_SC D_GWh_After Competition Groups_8 | Energy Star Torchiere | 3.82% | 0 | 117.4414 | Residential_2032_SC D_GWh_After Competition Groups_Energy Star Torchiere
Residential | Res ¦ Adaptive Thermostat | 2032 | SC D | GWh | After Competition Groups | 103.9472 | 0 | 0 | 3074.2458 | 0.033812 | 9 | Residential_2032_SC D_GWh_After Competition Groups_9 | Adaptive Thermostat | 3.381% | 0 | 103.9472 | Residential_2032_SC D_GWh_After Competition Groups_Adaptive Thermostat
Residential | Res ¦ Comprehensive Draft Proofing | 2032 | SC D | GWh | After Competition Groups | 80.3895 | 0 | 0 | 3074.2458 | 0.026149 | 10 | Residential_2032_SC D_GWh_After Competition Groups_10 | Comprehensive Draft Proofing | 2.615% | 0 | 80.3895 | Residential_2032_SC D_GWh_After Competition Groups_Comprehensive Draft Proofing
Residential | Res ¦ LED Parking Lot Fixture | 2032 | SC D | GWh | After Competition Groups | 78.9879 | 0 | 0 | 3074.2458 | 0.025693 | 11 | Residential_2032_SC D_GWh_After Competition Groups_11 | LED Parking Lot Fixture | 2.569% | 0 | 78.9879 | Residential_2032_SC D_GWh_After Competition Groups_LED Parking Lot Fixture
Residential | Res ¦ Energy Star Air Source Heat Pump | 2032 | SC D | GWh | After Competition Groups | 76.8346 | 0 | 0 | 3074.2458 | 0.024993 | 12 | Residential_2032_SC D_GWh_After Competition Groups_12 | Energy Star Air Source Heat Pump | 2.499% | 0 | 76.8346 | Residential_2032_SC D_GWh_After Competition Groups_Energy Star Air Source Heat Pump
Residential | Res ¦ Basement Wall Insulation | 2032 | SC D | GWh | After Competition Groups | 71.3846 | 0 | 0 | 3074.2458 | 0.02322 | 13 | Residential_2032_SC D_GWh_After Competition Groups_13 | Basement Wall Insulation | 2.322% | 0 | 71.3846 | Residential_2032_SC D_GWh_After Competition Groups_Basement Wall Insulation
Residential | Res ¦ Occupancy Sensors MF | 2032 | SC D | GWh | After Competition Groups | 49.8038 | 0 | 0 | 3074.2458 | 0.0162 | 14 | Residential_2032_SC D_GWh_After Competition Groups_14 | Occupancy Sensors MF | 1.62% | 0 | 49.8038 | Residential_2032_SC D_GWh_After Competition Groups_Occupancy Sensors MF
Residential | Res ¦ Air Sealing | 2032 | SC D | GWh | After Competition Groups | 48.3686 | 0 | 0 | 3074.2458 | 0.015733 | 15 | Residential_2032_SC D_GWh_After Competition Groups_15 | Air Sealing | 1.573% | 0 | 48.3686 | Residential_2032_SC D_GWh_After Competition Groups_Air Sealing
Residential | Res ¦ Energy Star Clothes Dryer | 2032 | SC D | GWh | After Competition Groups | 47.8357 | 0 | 0 | 3074.2458 | 0.01556 | 16 | Residential_2032_SC D_GWh_After Competition Groups_16 | Energy Star Clothes Dryer | 1.556% | 0 | 47.8357 | Residential_2032_SC D_GWh_After Competition Groups_Energy Star Clothes Dryer
Residential | Res ¦ Energy Star Room Air Conditioner | 2032 | SC D | GWh | After Competition Groups | 39.6052 | 0 | 0 | 3074.2458 | 0.012883 | 17 | Residential_2032_SC D_GWh_After Competition Groups_17 | Energy Star Room Air Conditioner | 1.288% | 0 | 39.6052 | Residential_2032_SC D_GWh_After Competition Groups_Energy Star Room Air Conditioner
Residential | Res ¦ Energy Star Light Fixture | 2032 | SC D | GWh | After Competition Groups | 38.9529 | 0 | 0 | 3074.2458 | 0.012671 | 18 | Residential_2032_SC D_GWh_After Competition Groups_18 | Energy Star Light Fixture | 1.267% | 0 | 38.9529 | Residential_2032_SC D_GWh_After Competition Groups_Energy Star Light Fixture
Residential | Res ¦ LED Exterior Area Lights - LED Fixture (200W) | 2032 | SC D | GWh | After Competition Groups | 35.2127 | 0 | 0 | 3074.2458 | 0.011454 | 19 | Residential_2032_SC D_GWh_After Competition Groups_19 | LED Exterior Area Lights - LED Fixture (200W) | 1.145% | 0 | 35.2127 | Residential_2032_SC D_GWh_After Competition Groups_LED Exterior Area Lights - LED Fixture (200W)
Residential | Res ¦ Attic Insulation | 2032 | SC D | GWh | After Competition Groups | 29.7794 | 0 | 0 | 3074.2458 | 0.0096867 | 20 | Residential_2032_SC D_GWh_After Competition Groups_20 | Attic Insulation | 0.9687% | 0 | 29.7794 | Residential_2032_SC D_GWh_After Competition Groups_Attic Insulation
Residential | Res ¦ Refrigerator Recycling | 2032 | SC D | GWh | After Competition Groups | 27.8699 | 0 | 0 | 3074.2458 | 0.0090656 | 21 | Residential_2032_SC D_GWh_After Competition Groups_21 | Refrigerator Recycling | 0.9066% | 0 | 27.8699 | Residential_2032_SC D_GWh_After Competition Groups_Refrigerator Recycling
Residential | Res ¦ Home Energy Reports | 2032 | SC D | GWh | After Competition Groups | 27.6254 | 0 | 0 | 3074.2458 | 0.0089861 | 22 | Residential_2032_SC D_GWh_After Competition Groups_22 | Home Energy Reports | 0.8986% | 0 | 27.6254 | Residential_2032_SC D_GWh_After Competition Groups_Home Energy Reports
Residential | Res ¦ LED Tube Re-Lamp | 2032 | SC D | GWh | After Competition Groups | 26.8701 | 0 | 0 | 3074.2458 | 0.0087404 | 23 | Residential_2032_SC D_GWh_After Competition Groups_23 | LED Tube Re-Lamp | 0.874% | 0 | 26.8701 | Residential_2032_SC D_GWh_After Competition Groups_LED Tube Re-Lamp
Residential | Res ¦ Advanced BAS/Controllers | 2032 | SC D | GWh | After Competition Groups | 25.6193 | 0 | 0 | 3074.2458 | 0.0083335 | 24 | Residential_2032_SC D_GWh_After Competition Groups_24 | Advanced BAS/Controllers | 0.8334% | 0 | 25.6193 | Residential_2032_SC D_GWh_After Competition Groups_Advanced BAS/Controllers
Residential | Res ¦ Outside Air Economizer | 2032 | SC D | GWh | After Competition Groups | 22.4805 | 0 | 0 | 3074.2458 | 0.0073125 | 25 | Residential_2032_SC D_GWh_After Competition Groups_25 | Outside Air Economizer | 0.7313% | 0 | 22.4805 | Residential_2032_SC D_GWh_After Competition Groups_Outside Air Economizer
Residential | Res ¦ Furnace Whistle | 2032 | SC D | GWh | After Competition Groups | 22.0607 | 0 | 0 | 3074.2458 | 0.007176 | 26 | Residential_2032_SC D_GWh_After Competition Groups_26 | Furnace Whistle | 0.7176% | 0 | 22.0607 | Residential_2032_SC D_GWh_After Competition Groups_Furnace Whistle
Residential | Res ¦ Minimize Hot and Warm Clothes Wash | 2032 | SC D | GWh | After Competition Groups | 22.0328 | 0 | 0 | 3074.2458 | 0.0071669 | 27 | Residential_2032_SC D_GWh_After Competition Groups_27 | Minimize Hot and Warm Clothes Wash | 0.7167% | 0 | 22.0328 | Residential_2032_SC D_GWh_After Competition Groups_Minimize Hot and Warm Clothes Wash
Residential | Res ¦ Energy Star Freezer | 2032 | SC D | GWh | After Competition Groups | 21.173 | 0 | 0 | 3074.2458 | 0.0068872 | 28 | Residential_2032_SC D_GWh_After Competition Groups_28 | Energy Star Freezer | 0.6887% | 0 | 21.173 | Residential_2032_SC D_GWh_After Competition Groups_Energy Star Freezer
Residential | Res ¦ ENERGY STAR LED LAMPS (REFLECTOR LAMPs/MR16/PAR 16) | 2032 | SC D | GWh | After Competition Groups | 15.9374 | 0 | 0 | 3074.2458 | 0.0051842 | 29 | Residential_2032_SC D_GWh_After Competition Groups_29 | ENERGY STAR LED LAMPS (REFLECTOR LAMPs/MR16/PAR 16) | 0.5184% | 0 | 15.9374 | Residential_2032_SC D_GWh_After Competition Groups_ENERGY STAR LED LAMPS (REFLECTOR LAMPs/MR16/PAR 16)
Residential | Res ¦ High Efficiency Chiller (avg of water and air cooled) | 2032 | SC D | GWh | After Competition Groups | 13.863 | 0 | 0 | 3074.2458 | 0.0045094 | 30 | Residential_2032_SC D_GWh_After Competition Groups_30 | High Efficiency Chiller (avg of water and air cooled) | 0.4509% | 0 | 13.863 | Residential_2032_SC D_GWh_After Competition Groups_High Efficiency Chiller (avg of water and air cooled)
Residential | Res ¦ Smart Burners | 2032 | SC D | GWh | After Competition Groups | 8.3973 | 0 | 0 | 3074.2458 | 0.0027315 | 31 | Residential_2032_SC D_GWh_After Competition Groups_31 | Smart Burners | 0.2732% | 0 | 8.3973 | Residential_2032_SC D_GWh_After Competition Groups_Smart Burners
Residential | Res ¦ Variable Frequency Drive (VFD) | 2032 | SC D | GWh | After Competition Groups | 7.0637 | 0 | 0 | 3074.2458 | 0.0022977 | 32 | Residential_2032_SC D_GWh_After Competition Groups_32 | Variable Frequency Drive (VFD) | 0.2298% | 0 | 7.0637 | Residential_2032_SC D_GWh_After Competition Groups_Variable Frequency Drive (VFD)
Residential | Res ¦ CO Sensors for parking garage exhaust fans | 2032 | SC D | GWh | After Competition Groups | 6.5297 | 0 | 0 | 3074.2458 | 0.002124 | 33 | Residential_2032_SC D_GWh_After Competition Groups_33 | CO Sensors for parking garage exhaust fans | 0.2124% | 0 | 6.5297 | Residential_2032_SC D_GWh_After Competition Groups_CO Sensors for parking garage exhaust fans
Residential | Res ¦ Water Heater Temperature Setback | 2032 | SC D | GWh | After Competition Groups | 6.3457 | 0 | 0 | 3074.2458 | 0.0020642 | 34 | Residential_2032_SC D_GWh_After Competition Groups_34 | Water Heater Temperature Setback | 0.2064% | 0 | 6.3457 | Residential_2032_SC D_GWh_After Competition Groups_Water Heater Temperature Setback
Residential | Res ¦ Demand Control Ventilation | 2032 | SC D | GWh | After Competition Groups | 4.6391 | 0 | 0 | 3074.2458 | 0.001509 | 35 | Residential_2032_SC D_GWh_After Competition Groups_35 | Demand Control Ventilation | 0.1509% | 0 | 4.6391 | Residential_2032_SC D_GWh_After Competition Groups_Demand Control Ventilation
Residential | Res ¦ Tankless Water Heater | 2032 | SC D | GWh | After Competition Groups | 4.3116 | 0 | 0 | 3074.2458 | 0.0014025 | 36 | Residential_2032_SC D_GWh_After Competition Groups_36 | Tankless Water Heater | 0.1402% | 0 | 4.3116 | Residential_2032_SC D_GWh_After Competition Groups_Tankless Water Heater
Residential | Res ¦ ENERGY STAR LED Lamps (General Service Lamps) | 2032 | SC D | GWh | After Competition Groups | 3.5342 | 0 | 0 | 3074.2458 | 0.0011496 | 37 | Residential_2032_SC D_GWh_After Competition Groups_37 | ENERGY STAR LED Lamps (General Service Lamps) | 0.115% | 0 | 3.5342 | Residential_2032_SC D_GWh_After Competition Groups_ENERGY STAR LED Lamps (General Service Lamps)
Residential | Res ¦ Energy Star Dehumidifier | 2032 | SC D | GWh | After Competition Groups | 3.4642 | 0 | 0 | 3074.2458 | 0.0011268 | 38 | Residential_2032_SC D_GWh_After Competition Groups_38 | Energy Star Dehumidifier | 0.1127% | 0 | 3.4642 | Residential_2032_SC D_GWh_After Competition Groups_Energy Star Dehumidifier
Residential | Res ¦ Clothes Drying Racks | 2032 | SC D | GWh | After Competition Groups | 2.8524 | 0 | 0 | 3074.2458 | 0.00092785 | 39 | Residential_2032_SC D_GWh_After Competition Groups_39 | Clothes Drying Racks | 0.09279% | 0 | 2.8524 | Residential_2032_SC D_GWh_After Competition Groups_Clothes Drying Racks
Residential | Res ¦ Condensing Make Up Air Unit | 2032 | SC D | GWh | After Competition Groups | 2.8209 | 0 | 0 | 3074.2458 | 0.00091758 | 40 | Residential_2032_SC D_GWh_After Competition Groups_40 | Condensing Make Up Air Unit | 0.09176% | 0 | 2.8209 | Residential_2032_SC D_GWh_After Competition Groups_Condensing Make Up Air Unit
Residential | Res ¦ VFD on Pumps | 2032 | SC D | GWh | After Competition Groups | 2.0002 | 0 | 0 | 3074.2458 | 0.00065062 | 41 | Residential_2032_SC D_GWh_After Competition Groups_41 | VFD on Pumps | 0.06506% | 0 | 2.0002 | Residential_2032_SC D_GWh_After Competition Groups_VFD on Pumps
Residential | Res ¦ Floor Insulation | 2032 | SC D | GWh | After Competition Groups | 1.9735 | 0 | 0 | 3074.2458 | 0.00064194 | 42 | Residential_2032_SC D_GWh_After Competition Groups_42 | Floor Insulation | 0.06419% | 0 | 1.9735 | Residential_2032_SC D_GWh_After Competition Groups_Floor Insulation
Residential | Res ¦ Heat Recovery Ventilator | 2032 | SC D | GWh | After Competition Groups | 1.3999 | 0 | 0 | 3074.2458 | 0.00045535 | 43 | Residential_2032_SC D_GWh_After Competition Groups_43 | Heat Recovery Ventilator | 0.04554% | 0 | 1.3999 | Residential_2032_SC D_GWh_After Competition Groups_Heat Recovery Ventilator
Residential | Res ¦ ECM MOTORS FOR HVAC APPLICATION (FAN-POWERED VAV BOX) | 2032 | SC D | GWh | After Competition Groups | 1.226 | 0 | 0 | 3074.2458 | 0.0003988 | 44 | Residential_2032_SC D_GWh_After Competition Groups_44 | ECM MOTORS FOR HVAC APPLICATION (FAN-POWERED VAV BOX) | 0.03988% | 0 | 1.226 | Residential_2032_SC D_GWh_After Competition Groups_ECM MOTORS FOR HVAC APPLICATION (FAN-POWERED VAV BOX)
Residential | Res ¦ Duct Insulation | 2032 | SC D | GWh | After Competition Groups | 1.0615 | 0 | 0 | 3074.2458 | 0.0003453 | 45 | Residential_2032_SC D_GWh_After Competition Groups_45 | Duct Insulation | 0.03453% | 0 | 1.0615 | Residential_2032_SC D_GWh_After Competition Groups_Duct Insulation
Residential | Res ¦ Beverage Vending Machine Controls | 2032 | SC D | GWh | After Competition Groups | 0.83471 | 0 | 0 | 3074.2458 | 0.00027152 | 46 | Residential_2032_SC D_GWh_After Competition Groups_46 | Beverage Vending Machine Controls | 0.02715% | 0 | 0.83471 | Residential_2032_SC D_GWh_After Competition Groups_Beverage Vending Machine Controls
Residential | Res ¦ Duct Insulation MF | 2032 | SC D | GWh | After Competition Groups | 0.62521 | 0 | 0 | 3074.2458 | 0.00020337 | 47 | Residential_2032_SC D_GWh_After Competition Groups_47 | Duct Insulation MF | 0.02034% | 0 | 0.62521 | Residential_2032_SC D_GWh_After Competition Groups_Duct Insulation MF
Residential | Res ¦ Chilled Water Optimization | 2032 | SC D | GWh | After Competition Groups | 0.19981 | 0 | 0 | 3074.2458 | 6.4995e-05 | 48 | Residential_2032_SC D_GWh_After Competition Groups_48 | Chilled Water Optimization | 0.006499% | 0 | 0.19981 | Residential_2032_SC D_GWh_After Competition Groups_Chilled Water Optimization
Residential | Res ¦ LED High Bay Fixture | 2032 | SC D | GWh | After Competition Groups | 0.078115 | 0 | 0 | 3074.2458 | 2.541e-05 | 49 | Residential_2032_SC D_GWh_After Competition Groups_49 | LED High Bay Fixture | 0.002541% | 0 | 0.078115 | Residential_2032_SC D_GWh_After Competition Groups_LED High Bay Fixture
Residential | Res ¦ Wall Insulation | 2032 | SC D | GWh | After Competition Groups | 0.015639 | 0 | 0 | 3074.2458 | 5.0872e-06 | 50 | Residential_2032_SC D_GWh_After Competition Groups_50 | Wall Insulation | 0.0005087% | 0 | 0.015639 | Residential_2032_SC D_GWh_After Competition Groups_Wall Insulation
Residential | Res ¦ Wall Insulation MF | 2032 | SC D | GWh | After Competition Groups | 0.0080817 | 0 | 0 | 3074.2458 | 2.6288e-06 | 51 | Residential_2032_SC D_GWh_After Competition Groups_51 | Wall Insulation MF | 0.0002629% | 0 | 0.0080817 | Residential_2032_SC D_GWh_After Competition Groups_Wall Insulation MF
Residential | Res ¦ Freezer Recycling | 2032 | SC D | GWh | After Competition Groups | 0.0032407 | 0 | 0 | 3074.2458 | 1.0541e-06 | 52 | Residential_2032_SC D_GWh_After Competition Groups_52 | Freezer Recycling | 0.0001054% | 0 | 0.0032407 | Residential_2032_SC D_GWh_After Competition Groups_Freezer Recycling
Residential | Res ¦ LED Downlight | 2032 | SC D | GWh | After Competition Groups | 0 | 0 | 0 | 3074.2458 | 0 | 53 | Residential_2032_SC D_GWh_After Competition Groups_53 | LED Downlight | 0% | 0 | 0 | Residential_2032_SC D_GWh_After Competition Groups_LED Downlight
Residential | Res ¦ Smart Power Bar | 2032 | SC D | GWh | After Competition Groups | 0 | 0 | 0 | 3074.2458 | 0 | 54 | Residential_2032_SC D_GWh_After Competition Groups_54 | Smart Power Bar | 0% | 0 | 0 | Residential_2032_SC D_GWh_After Competition Groups_Smart Power Bar
Residential | Res ¦ Smart Power Bar | 2032 | Technical | GWh | After Competition Groups | 1322.3089 | 0 | 0 | 14726.13 | 0.089793 | 1 | Residential_2032_Technical_GWh_After Competition Groups_1 | Smart Power Bar | 8.979% | 0 | 1322.3089 | Residential_2032_Technical_GWh_After Competition Groups_Smart Power Bar
Residential | Res ¦ Energy Star LED Bulbs General Purpose LEDs | 2032 | Technical | GWh | After Competition Groups | 1176.1014 | 0 | 0 | 14726.13 | 0.079865 | 2 | Residential_2032_Technical_GWh_After Competition Groups_2 | Energy Star LED Bulbs General Purpose LEDs | 7.986% | 0 | 1176.1014 | Residential_2032_Technical_GWh_After Competition Groups_Energy Star LED Bulbs General Purpose LEDs
Residential | Res ¦ Energy Star A Line, PAR, MR Lamps | 2032 | Technical | GWh | After Competition Groups | 904.2294 | 0 | 0 | 14726.13 | 0.061403 | 3 | Residential_2032_Technical_GWh_After Competition Groups_3 | Energy Star A Line, PAR, MR Lamps | 6.14% | 0 | 904.2294 | Residential_2032_Technical_GWh_After Competition Groups_Energy Star A Line, PAR, MR Lamps
Residential | Res ¦ Energy Star Refrigerator | 2032 | Technical | GWh | After Competition Groups | 804.0947 | 0 | 0 | 14726.13 | 0.054603 | 4 | Residential_2032_Technical_GWh_After Competition Groups_4 | Energy Star Refrigerator | 5.46% | 0 | 804.0947 | Residential_2032_Technical_GWh_After Competition Groups_Energy Star Refrigerator
Residential | Res ¦ Smart Burners | 2032 | Technical | GWh | After Competition Groups | 709.1077 | 0 | 0 | 14726.13 | 0.048153 | 5 | Residential_2032_Technical_GWh_After Competition Groups_5 | Smart Burners | 4.815% | 0 | 709.1077 | Residential_2032_Technical_GWh_After Competition Groups_Smart Burners
Residential | Res ¦ Adaptive Thermostat | 2032 | Technical | GWh | After Competition Groups | 683.0503 | 0 | 0 | 14726.13 | 0.046384 | 6 | Residential_2032_Technical_GWh_After Competition Groups_6 | Adaptive Thermostat | 4.638% | 0 | 683.0503 | Residential_2032_Technical_GWh_After Competition Groups_Adaptive Thermostat
Residential | Res ¦ Energy Star Clothes Washer | 2032 | Technical | GWh | After Competition Groups | 658.057 | 0 | 0 | 14726.13 | 0.044686 | 7 | Residential_2032_Technical_GWh_After Competition Groups_7 | Energy Star Clothes Washer | 4.469% | 0 | 658.057 | Residential_2032_Technical_GWh_After Competition Groups_Energy Star Clothes Washer
Residential | Res ¦ Energy Star Ground Source Heat Pump | 2032 | Technical | GWh | After Competition Groups | 632.4914 | 0 | 0 | 14726.13 | 0.04295 | 8 | Residential_2032_Technical_GWh_After Competition Groups_8 | Energy Star Ground Source Heat Pump | 4.295% | 0 | 632.4914 | Residential_2032_Technical_GWh_After Competition Groups_Energy Star Ground Source Heat Pump
Residential | Res ¦ Ductless Mini-Split Heat Pump | 2032 | Technical | GWh | After Competition Groups | 628.0338 | 0 | 0 | 14726.13 | 0.042648 | 9 | Residential_2032_Technical_GWh_After Competition Groups_9 | Ductless Mini-Split Heat Pump | 4.265% | 0 | 628.0338 | Residential_2032_Technical_GWh_After Competition Groups_Ductless Mini-Split Heat Pump
Residential | Res ¦ Heat Pump Clothes Dryer | 2032 | Technical | GWh | After Competition Groups | 555.1848 | 0 | 0 | 14726.13 | 0.037701 | 10 | Residential_2032_Technical_GWh_After Competition Groups_10 | Heat Pump Clothes Dryer | 3.77% | 0 | 555.1848 | Residential_2032_Technical_GWh_After Competition Groups_Heat Pump Clothes Dryer
Residential | Res ¦ Air Sealing | 2032 | Technical | GWh | After Competition Groups | 475.633 | 0 | 0 | 14726.13 | 0.032299 | 11 | Residential_2032_Technical_GWh_After Competition Groups_11 | Air Sealing | 3.23% | 0 | 475.633 | Residential_2032_Technical_GWh_After Competition Groups_Air Sealing
Residential | Res ¦ Energy Star Central Air Conditioner | 2032 | Technical | GWh | After Competition Groups | 426.2742 | 0 | 0 | 14726.13 | 0.028947 | 12 | Residential_2032_Technical_GWh_After Competition Groups_12 | Energy Star Central Air Conditioner | 2.895% | 0 | 426.2742 | Residential_2032_Technical_GWh_After Competition Groups_Energy Star Central Air Conditioner
Residential | Res ¦ Energy Star Light Fixture | 2032 | Technical | GWh | After Competition Groups | 369.7244 | 0 | 0 | 14726.13 | 0.025107 | 13 | Residential_2032_Technical_GWh_After Competition Groups_13 | Energy Star Light Fixture | 2.511% | 0 | 369.7244 | Residential_2032_Technical_GWh_After Competition Groups_Energy Star Light Fixture
Residential | Res ¦ Car Block Heater Timer | 2032 | Technical | GWh | After Competition Groups | 359.1393 | 0 | 0 | 14726.13 | 0.024388 | 14 | Residential_2032_Technical_GWh_After Competition Groups_14 | Car Block Heater Timer | 2.439% | 0 | 359.1393 | Residential_2032_Technical_GWh_After Competition Groups_Car Block Heater Timer
Residential | Res ¦ Variable Speed Pool Pump Motor | 2032 | Technical | GWh | After Competition Groups | 349.2922 | 0 | 0 | 14726.13 | 0.023719 | 15 | Residential_2032_Technical_GWh_After Competition Groups_15 | Variable Speed Pool Pump Motor | 2.372% | 0 | 349.2922 | Residential_2032_Technical_GWh_After Competition Groups_Variable Speed Pool Pump Motor
Residential | Res ¦ Ductless Mini-Split Air Conditioner | 2032 | Technical | GWh | After Competition Groups | 305.6775 | 0 | 0 | 14726.13 | 0.020757 | 16 | Residential_2032_Technical_GWh_After Competition Groups_16 | Ductless Mini-Split Air Conditioner | 2.076% | 0 | 305.6775 | Residential_2032_Technical_GWh_After Competition Groups_Ductless Mini-Split Air Conditioner
Residential | Res ¦ Energy Star Torchiere | 2032 | Technical | GWh | After Competition Groups | 288.4544 | 0 | 0 | 14726.13 | 0.019588 | 17 | Residential_2032_Technical_GWh_After Competition Groups_17 | Energy Star Torchiere | 1.959% | 0 | 288.4544 | Residential_2032_Technical_GWh_After Competition Groups_Energy Star Torchiere
Residential | Res ¦ Passive Attic Ventilation | 2032 | Technical | GWh | After Competition Groups | 281.6402 | 0 | 0 | 14726.13 | 0.019125 | 18 | Residential_2032_Technical_GWh_After Competition Groups_18 | Passive Attic Ventilation | 1.913% | 0 | 281.6402 | Residential_2032_Technical_GWh_After Competition Groups_Passive Attic Ventilation
Residential | Res ¦ Building Recommissioning, Operations and Maintenance (O&M) Improvements | 2032 | Technical | GWh | After Competition Groups | 270.6952 | 0 | 0 | 14726.13 | 0.018382 | 19 | Residential_2032_Technical_GWh_After Competition Groups_19 | Building Recommissioning, Operations and Maintenance (O&M) Improvements | 1.838% | 0 | 270.6952 | Residential_2032_Technical_GWh_After Competition Groups_Building Recommissioning, Operations and Maintenance (O&M) Improvements
Residential | Res ¦ Energy Star Windows | 2032 | Technical | GWh | After Competition Groups | 257.9707 | 0 | 0 | 14726.13 | 0.017518 | 20 | Residential_2032_Technical_GWh_After Competition Groups_20 | Energy Star Windows | 1.752% | 0 | 257.9707 | Residential_2032_Technical_GWh_After Competition Groups_Energy Star Windows
Residential | Res ¦ Basement Wall Insulation | 2032 | Technical | GWh | After Competition Groups | 249.6776 | 0 | 0 | 14726.13 | 0.016955 | 21 | Residential_2032_Technical_GWh_After Competition Groups_21 | Basement Wall Insulation | 1.695% | 0 | 249.6776 | Residential_2032_Technical_GWh_After Competition Groups_Basement Wall Insulation
Residential | Res ¦ Basement or Crawlspace Insulation | 2032 | Technical | GWh | After Competition Groups | 207.3393 | 0 | 0 | 14726.13 | 0.01408 | 22 | Residential_2032_Technical_GWh_After Competition Groups_22 | Basement or Crawlspace Insulation | 1.408% | 0 | 207.3393 | Residential_2032_Technical_GWh_After Competition Groups_Basement or Crawlspace Insulation
Residential | Res ¦ Attic Insulation | 2032 | Technical | GWh | After Competition Groups | 192.6102 | 0 | 0 | 14726.13 | 0.013079 | 23 | Residential_2032_Technical_GWh_After Competition Groups_23 | Attic Insulation | 1.308% | 0 | 192.6102 | Residential_2032_Technical_GWh_After Competition Groups_Attic Insulation
Residential | Res ¦ Lighting Motion Sensors, Timers, Dimmers | 2032 | Technical | GWh | After Competition Groups | 150.7358 | 0 | 0 | 14726.13 | 0.010236 | 24 | Residential_2032_Technical_GWh_After Competition Groups_24 | Lighting Motion Sensors, Timers, Dimmers | 1.024% | 0 | 150.7358 | Residential_2032_Technical_GWh_After Competition Groups_Lighting Motion Sensors, Timers, Dimmers
Residential | Res ¦ Wall Insulation | 2032 | Technical | GWh | After Competition Groups | 150.4875 | 0 | 0 | 14726.13 | 0.010219 | 25 | Residential_2032_Technical_GWh_After Competition Groups_25 | Wall Insulation | 1.022% | 0 | 150.4875 | Residential_2032_Technical_GWh_After Competition Groups_Wall Insulation
Residential | Res ¦ Comprehensive Draft Proofing | 2032 | Technical | GWh | After Competition Groups | 137.6789 | 0 | 0 | 14726.13 | 0.0093493 | 26 | Residential_2032_Technical_GWh_After Competition Groups_26 | Comprehensive Draft Proofing | 0.9349% | 0 | 137.6789 | Residential_2032_Technical_GWh_After Competition Groups_Comprehensive Draft Proofing
Residential | Res ¦ Solar Powered Attic Fan | 2032 | Technical | GWh | After Competition Groups | 113.1082 | 0 | 0 | 14726.13 | 0.0076808 | 27 | Residential_2032_Technical_GWh_After Competition Groups_27 | Solar Powered Attic Fan | 0.7681% | 0 | 113.1082 | Residential_2032_Technical_GWh_After Competition Groups_Solar Powered Attic Fan
Residential | Res ¦ Variable Refrigerant Flow Heat Pump | 2032 | Technical | GWh | After Competition Groups | 106.6049 | 0 | 0 | 14726.13 | 0.0072392 | 28 | Residential_2032_Technical_GWh_After Competition Groups_28 | Variable Refrigerant Flow Heat Pump | 0.7239% | 0 | 106.6049 | Residential_2032_Technical_GWh_After Competition Groups_Variable Refrigerant Flow Heat Pump
Residential | Res ¦ Furnace with ECM | 2032 | Technical | GWh | After Competition Groups | 103.7371 | 0 | 0 | 14726.13 | 0.0070444 | 29 | Residential_2032_Technical_GWh_After Competition Groups_29 | Furnace with ECM | 0.7044% | 0 | 103.7371 | Residential_2032_Technical_GWh_After Competition Groups_Furnace with ECM
Residential | Res ¦ Heavy Duty Outdoor/Holiday Plug-in Timers | 2032 | Technical | GWh | After Competition Groups | 99.5633 | 0 | 0 | 14726.13 | 0.006761 | 30 | Residential_2032_Technical_GWh_After Competition Groups_30 | Heavy Duty Outdoor/Holiday Plug-in Timers | 0.6761% | 0 | 99.5633 | Residential_2032_Technical_GWh_After Competition Groups_Heavy Duty Outdoor/Holiday Plug-in Timers
Residential | Res ¦ Radiant Barrier | 2032 | Technical | GWh | After Competition Groups | 96.3074 | 0 | 0 | 14726.13 | 0.0065399 | 31 | Residential_2032_Technical_GWh_After Competition Groups_31 | Radiant Barrier | 0.654% | 0 | 96.3074 | Residential_2032_Technical_GWh_After Competition Groups_Radiant Barrier
Residential | Res ¦ LED Downlight | 2032 | Technical | GWh | After Competition Groups | 84.1961 | 0 | 0 | 14726.13 | 0.0057175 | 32 | Residential_2032_Technical_GWh_After Competition Groups_32 | LED Downlight | 0.5717% | 0 | 84.1961 | Residential_2032_Technical_GWh_After Competition Groups_LED Downlight
Residential | Res ¦ Energy Star Ceiling Fan/Lighting | 2032 | Technical | GWh | After Competition Groups | 82.8261 | 0 | 0 | 14726.13 | 0.0056244 | 33 | Residential_2032_Technical_GWh_After Competition Groups_33 | Energy Star Ceiling Fan/Lighting | 0.5624% | 0 | 82.8261 | Residential_2032_Technical_GWh_After Competition Groups_Energy Star Ceiling Fan/Lighting
Residential | Res ¦ Home Energy Reports | 2032 | Technical | GWh | After Competition Groups | 82.0178 | 0 | 0 | 14726.13 | 0.0055695 | 34 | Residential_2032_Technical_GWh_After Competition Groups_34 | Home Energy Reports | 0.557% | 0 | 82.0178 | Residential_2032_Technical_GWh_After Competition Groups_Home Energy Reports
Residential | Res ¦ LED Parking Lot Fixture | 2032 | Technical | GWh | After Competition Groups | 81.6751 | 0 | 0 | 14726.13 | 0.0055463 | 35 | Residential_2032_Technical_GWh_After Competition Groups_35 | LED Parking Lot Fixture | 0.5546% | 0 | 81.6751 | Residential_2032_Technical_GWh_After Competition Groups_LED Parking Lot Fixture
Residential | Res ¦ Ceiling Insulation | 2032 | Technical | GWh | After Competition Groups | 75.4353 | 0 | 0 | 14726.13 | 0.0051225 | 36 | Residential_2032_Technical_GWh_After Competition Groups_36 | Ceiling Insulation | 0.5123% | 0 | 75.4353 | Residential_2032_Technical_GWh_After Competition Groups_Ceiling Insulation
Residential | Res ¦ Energy Star Freezer | 2032 | Technical | GWh | After Competition Groups | 74.3763 | 0 | 0 | 14726.13 | 0.0050506 | 37 | Residential_2032_Technical_GWh_After Competition Groups_37 | Energy Star Freezer | 0.5051% | 0 | 74.3763 | Residential_2032_Technical_GWh_After Competition Groups_Energy Star Freezer
Residential | Res ¦ Window Film | 2032 | Technical | GWh | After Competition Groups | 73.9302 | 0 | 0 | 14726.13 | 0.0050203 | 38 | Residential_2032_Technical_GWh_After Competition Groups_38 | Window Film | 0.502% | 0 | 73.9302 | Residential_2032_Technical_GWh_After Competition Groups_Window Film
Residential | Res ¦ Refrigerator Recycling | 2032 | Technical | GWh | After Competition Groups | 70.9584 | 0 | 0 | 14726.13 | 0.0048185 | 39 | Residential_2032_Technical_GWh_After Competition Groups_39 | Refrigerator Recycling | 0.4819% | 0 | 70.9584 | Residential_2032_Technical_GWh_After Competition Groups_Refrigerator Recycling
Residential | Res ¦ Occupancy Sensors MF | 2032 | Technical | GWh | After Competition Groups | 66.0027 | 0 | 0 | 14726.13 | 0.004482 | 40 | Residential_2032_Technical_GWh_After Competition Groups_40 | Occupancy Sensors MF | 0.4482% | 0 | 66.0027 | Residential_2032_Technical_GWh_After Competition Groups_Occupancy Sensors MF
Residential | Res ¦ Clothes Drying Racks | 2032 | Technical | GWh | After Competition Groups | 64.7953 | 0 | 0 | 14726.13 | 0.0044 | 41 | Residential_2032_Technical_GWh_After Competition Groups_41 | Clothes Drying Racks | 0.44% | 0 | 64.7953 | Residential_2032_Technical_GWh_After Competition Groups_Clothes Drying Racks
Residential | Res ¦ Freezer Recycling | 2032 | Technical | GWh | After Competition Groups | 62.2615 | 0 | 0 | 14726.13 | 0.004228 | 42 | Residential_2032_Technical_GWh_After Competition Groups_42 | Freezer Recycling | 0.4228% | 0 | 62.2615 | Residential_2032_Technical_GWh_After Competition Groups_Freezer Recycling
Residential | Res ¦ Duct Insulation | 2032 | Technical | GWh | After Competition Groups | 62.0136 | 0 | 0 | 14726.13 | 0.0042111 | 43 | Residential_2032_Technical_GWh_After Competition Groups_43 | Duct Insulation | 0.4211% | 0 | 62.0136 | Residential_2032_Technical_GWh_After Competition Groups_Duct Insulation
Residential | Res ¦ Heat Pump Water Heater | 2032 | Technical | GWh | After Competition Groups | 57.6089 | 0 | 0 | 14726.13 | 0.003912 | 44 | Residential_2032_Technical_GWh_After Competition Groups_44 | Heat Pump Water Heater | 0.3912% | 0 | 57.6089 | Residential_2032_Technical_GWh_After Competition Groups_Heat Pump Water Heater
Residential | Res ¦ Floor Insulation | 2032 | Technical | GWh | After Competition Groups | 50.4803 | 0 | 0 | 14726.13 | 0.0034279 | 45 | Residential_2032_Technical_GWh_After Competition Groups_45 | Floor Insulation | 0.3428% | 0 | 50.4803 | Residential_2032_Technical_GWh_After Competition Groups_Floor Insulation
Residential | Res ¦ Dehumidifier Recycling | 2032 | Technical | GWh | After Competition Groups | 43.1732 | 0 | 0 | 14726.13 | 0.0029317 | 46 | Residential_2032_Technical_GWh_After Competition Groups_46 | Dehumidifier Recycling | 0.2932% | 0 | 43.1732 | Residential_2032_Technical_GWh_After Competition Groups_Dehumidifier Recycling
Residential | Res ¦ Heat Recovery Ventilator | 2032 | Technical | GWh | After Competition Groups | 42.5973 | 0 | 0 | 14726.13 | 0.0028926 | 47 | Residential_2032_Technical_GWh_After Competition Groups_47 | Heat Recovery Ventilator | 0.2893% | 0 | 42.5973 | Residential_2032_Technical_GWh_After Competition Groups_Heat Recovery Ventilator
Residential | Res ¦ Advanced BAS/Controllers | 2032 | Technical | GWh | After Competition Groups | 39.6195 | 0 | 0 | 14726.13 | 0.0026904 | 48 | Residential_2032_Technical_GWh_After Competition Groups_48 | Advanced BAS/Controllers | 0.269% | 0 | 39.6195 | Residential_2032_Technical_GWh_After Competition Groups_Advanced BAS/Controllers
Residential | Res ¦ Central Lighting Control System | 2032 | Technical | GWh | After Competition Groups | 39.4706 | 0 | 0 | 14726.13 | 0.0026803 | 49 | Residential_2032_Technical_GWh_After Competition Groups_49 | Central Lighting Control System | 0.268% | 0 | 39.4706 | Residential_2032_Technical_GWh_After Competition Groups_Central Lighting Control System
Residential | Res ¦ LED Exterior Area Lights - LED Fixture (200W) | 2032 | Technical | GWh | After Competition Groups | 38.2731 | 0 | 0 | 14726.13 | 0.002599 | 50 | Residential_2032_Technical_GWh_After Competition Groups_50 | LED Exterior Area Lights - LED Fixture (200W) | 0.2599% | 0 | 38.2731 | Residential_2032_Technical_GWh_After Competition Groups_LED Exterior Area Lights - LED Fixture (200W)
Residential | Res ¦ INTEGRAL LED TROFFERS | 2032 | Technical | GWh | After Competition Groups | 36.1119 | 0 | 0 | 14726.13 | 0.0024522 | 51 | Residential_2032_Technical_GWh_After Competition Groups_51 | INTEGRAL LED TROFFERS | 0.2452% | 0 | 36.1119 | Residential_2032_Technical_GWh_After Competition Groups_INTEGRAL LED TROFFERS
Residential | Res ¦ Minimize Hot and Warm Clothes Wash | 2032 | Technical | GWh | After Competition Groups | 34.6315 | 0 | 0 | 14726.13 | 0.0023517 | 52 | Residential_2032_Technical_GWh_After Competition Groups_52 | Minimize Hot and Warm Clothes Wash | 0.2352% | 0 | 34.6315 | Residential_2032_Technical_GWh_After Competition Groups_Minimize Hot and Warm Clothes Wash
Residential | Res ¦ Furnace Whistle | 2032 | Technical | GWh | After Competition Groups | 34.1161 | 0 | 0 | 14726.13 | 0.0023167 | 53 | Residential_2032_Technical_GWh_After Competition Groups_53 | Furnace Whistle | 0.2317% | 0 | 34.1161 | Residential_2032_Technical_GWh_After Competition Groups_Furnace Whistle
Residential | Res ¦ LED Tube Re-Lamp | 2032 | Technical | GWh | After Competition Groups | 31.2062 | 0 | 0 | 14726.13 | 0.0021191 | 54 | Residential_2032_Technical_GWh_After Competition Groups_54 | LED Tube Re-Lamp | 0.2119% | 0 | 31.2062 | Residential_2032_Technical_GWh_After Competition Groups_LED Tube Re-Lamp
Residential | Res ¦ Early Hot Water Heater Replacement | 2032 | Technical | GWh | After Competition Groups | 30.9026 | 0 | 0 | 14726.13 | 0.0020985 | 55 | Residential_2032_Technical_GWh_After Competition Groups_55 | Early Hot Water Heater Replacement | 0.2098% | 0 | 30.9026 | Residential_2032_Technical_GWh_After Competition Groups_Early Hot Water Heater Replacement
Residential | Res ¦ Outside Air Economizer | 2032 | Technical | GWh | After Competition Groups | 29.7136 | 0 | 0 | 14726.13 | 0.0020177 | 56 | Residential_2032_Technical_GWh_After Competition Groups_56 | Outside Air Economizer | 0.2018% | 0 | 29.7136 | Residential_2032_Technical_GWh_After Competition Groups_Outside Air Economizer
Residential | Res ¦ Duct Insulation MF | 2032 | Technical | GWh | After Competition Groups | 27.3576 | 0 | 0 | 14726.13 | 0.0018578 | 57 | Residential_2032_Technical_GWh_After Competition Groups_57 | Duct Insulation MF | 0.1858% | 0 | 27.3576 | Residential_2032_Technical_GWh_After Competition Groups_Duct Insulation MF
Residential | Res ¦ Energy Star Dehumidifier | 2032 | Technical | GWh | After Competition Groups | 25.367 | 0 | 0 | 14726.13 | 0.0017226 | 58 | Residential_2032_Technical_GWh_After Competition Groups_58 | Energy Star Dehumidifier | 0.1723% | 0 | 25.367 | Residential_2032_Technical_GWh_After Competition Groups_Energy Star Dehumidifier
Residential | Res ¦ Central Air Conditioner Maintenance | 2032 | Technical | GWh | After Competition Groups | 25.2458 | 0 | 0 | 14726.13 | 0.0017144 | 59 | Residential_2032_Technical_GWh_After Competition Groups_59 | Central Air Conditioner Maintenance | 0.1714% | 0 | 25.2458 | Residential_2032_Technical_GWh_After Competition Groups_Central Air Conditioner Maintenance
Residential | Res ¦ Energy Star Dishwasher | 2032 | Technical | GWh | After Competition Groups | 24.7212 | 0 | 0 | 14726.13 | 0.0016787 | 60 | Residential_2032_Technical_GWh_After Competition Groups_60 | Energy Star Dishwasher | 0.1679% | 0 | 24.7212 | Residential_2032_Technical_GWh_After Competition Groups_Energy Star Dishwasher
Residential | Res ¦ Drain Water Heat Recovery | 2032 | Technical | GWh | After Competition Groups | 20.7559 | 0 | 0 | 14726.13 | 0.0014095 | 61 | Residential_2032_Technical_GWh_After Competition Groups_61 | Drain Water Heat Recovery | 0.1409% | 0 | 20.7559 | Residential_2032_Technical_GWh_After Competition Groups_Drain Water Heat Recovery
Residential | Res ¦ CO Sensors for parking garage exhaust fans | 2032 | Technical | GWh | After Competition Groups | 18.747 | 0 | 0 | 14726.13 | 0.001273 | 62 | Residential_2032_Technical_GWh_After Competition Groups_62 | CO Sensors for parking garage exhaust fans | 0.1273% | 0 | 18.747 | Residential_2032_Technical_GWh_After Competition Groups_CO Sensors for parking garage exhaust fans
Residential | Res ¦ Demand Control Ventilation | 2032 | Technical | GWh | After Competition Groups | 18.2725 | 0 | 0 | 14726.13 | 0.0012408 | 63 | Residential_2032_Technical_GWh_After Competition Groups_63 | Demand Control Ventilation | 0.1241% | 0 | 18.2725 | Residential_2032_Technical_GWh_After Competition Groups_Demand Control Ventilation
Residential | Res ¦ Condensing Make Up Air Unit | 2032 | Technical | GWh | After Competition Groups | 16.6644 | 0 | 0 | 14726.13 | 0.0011316 | 64 | Residential_2032_Technical_GWh_After Competition Groups_64 | Condensing Make Up Air Unit | 0.1132% | 0 | 16.6644 | Residential_2032_Technical_GWh_After Competition Groups_Condensing Make Up Air Unit
Residential | Res ¦ High Efficiency Chiller (avg of water and air cooled) | 2032 | Technical | GWh | After Competition Groups | 15.765 | 0 | 0 | 14726.13 | 0.0010705 | 65 | Residential_2032_Technical_GWh_After Competition Groups_65 | High Efficiency Chiller (avg of water and air cooled) | 0.1071% | 0 | 15.765 | Residential_2032_Technical_GWh_After Competition Groups_High Efficiency Chiller (avg of water and air cooled)
Residential | Res ¦ ENERGY STAR LED LAMPS (REFLECTOR LAMPs/MR16/PAR 16) | 2032 | Technical | GWh | After Competition Groups | 15.2184 | 0 | 0 | 14726.13 | 0.0010334 | 66 | Residential_2032_Technical_GWh_After Competition Groups_66 | ENERGY STAR LED LAMPS (REFLECTOR LAMPs/MR16/PAR 16) | 0.1033% | 0 | 15.2184 | Residential_2032_Technical_GWh_After Competition Groups_ENERGY STAR LED LAMPS (REFLECTOR LAMPs/MR16/PAR 16)
Residential | Res ¦ Variable Frequency Drive (VFD) | 2032 | Technical | GWh | After Competition Groups | 14.4721 | 0 | 0 | 14726.13 | 0.00098275 | 67 | Residential_2032_Technical_GWh_After Competition Groups_67 | Variable Frequency Drive (VFD) | 0.09827% | 0 | 14.4721 | Residential_2032_Technical_GWh_After Competition Groups_Variable Frequency Drive (VFD)
Residential | Res ¦ Water Heater Temperature Setback | 2032 | Technical | GWh | After Competition Groups | 10.8144 | 0 | 0 | 14726.13 | 0.00073437 | 68 | Residential_2032_Technical_GWh_After Competition Groups_68 | Water Heater Temperature Setback | 0.07344% | 0 | 10.8144 | Residential_2032_Technical_GWh_After Competition Groups_Water Heater Temperature Setback
Residential | Res ¦ DHW Recirculation Systems | 2032 | Technical | GWh | After Competition Groups | 9.7638 | 0 | 0 | 14726.13 | 0.00066303 | 69 | Residential_2032_Technical_GWh_After Competition Groups_69 | DHW Recirculation Systems | 0.0663% | 0 | 9.7638 | Residential_2032_Technical_GWh_After Competition Groups_DHW Recirculation Systems
Residential | Res ¦ Air Source Heat Pump Maintenance | 2032 | Technical | GWh | After Competition Groups | 8.8301 | 0 | 0 | 14726.13 | 0.00059962 | 70 | Residential_2032_Technical_GWh_After Competition Groups_70 | Air Source Heat Pump Maintenance | 0.05996% | 0 | 8.8301 | Residential_2032_Technical_GWh_After Competition Groups_Air Source Heat Pump Maintenance
Residential | Res ¦ VFD on Pumps | 2032 | Technical | GWh | After Competition Groups | 4.4503 | 0 | 0 | 14726.13 | 0.00030221 | 71 | Residential_2032_Technical_GWh_After Competition Groups_71 | VFD on Pumps | 0.03022% | 0 | 4.4503 | Residential_2032_Technical_GWh_After Competition Groups_VFD on Pumps
Residential | Res ¦ ENERGY STAR LED Lamps (General Service Lamps) | 2032 | Technical | GWh | After Competition Groups | 3.5616 | 0 | 0 | 14726.13 | 0.00024186 | 72 | Residential_2032_Technical_GWh_After Competition Groups_72 | ENERGY STAR LED Lamps (General Service Lamps) | 0.02419% | 0 | 3.5616 | Residential_2032_Technical_GWh_After Competition Groups_ENERGY STAR LED Lamps (General Service Lamps)
Residential | Res ¦ Tankless Water Heater | 2032 | Technical | GWh | After Competition Groups | 3.1517 | 0 | 0 | 14726.13 | 0.00021402 | 73 | Residential_2032_Technical_GWh_After Competition Groups_73 | Tankless Water Heater | 0.0214% | 0 | 3.1517 | Residential_2032_Technical_GWh_After Competition Groups_Tankless Water Heater
Residential | Res ¦ ECM MOTORS FOR HVAC APPLICATION (FAN-POWERED VAV BOX) | 2032 | Technical | GWh | After Competition Groups | 3.0249 | 0 | 0 | 14726.13 | 0.00020541 | 74 | Residential_2032_Technical_GWh_After Competition Groups_74 | ECM MOTORS FOR HVAC APPLICATION (FAN-POWERED VAV BOX) | 0.02054% | 0 | 3.0249 | Residential_2032_Technical_GWh_After Competition Groups_ECM MOTORS FOR HVAC APPLICATION (FAN-POWERED VAV BOX)
Residential | Res ¦ HVAC Optimization | 2032 | Technical | GWh | After Competition Groups | 2.9595 | 0 | 0 | 14726.13 | 0.00020097 | 75 | Residential_2032_Technical_GWh_After Competition Groups_75 | HVAC Optimization | 0.0201% | 0 | 2.9595 | Residential_2032_Technical_GWh_After Competition Groups_HVAC Optimization
Residential | Res ¦ Beverage Vending Machine Controls | 2032 | Technical | GWh | After Competition Groups | 2.1804 | 0 | 0 | 14726.13 | 0.00014806 | 76 | Residential_2032_Technical_GWh_After Competition Groups_76 | Beverage Vending Machine Controls | 0.01481% | 0 | 2.1804 | Residential_2032_Technical_GWh_After Competition Groups_Beverage Vending Machine Controls
Residential | Res ¦ Wall Insulation MF | 2032 | Technical | GWh | After Competition Groups | 0.54946 | 0 | 0 | 14726.13 | 3.7312e-05 | 77 | Residential_2032_Technical_GWh_After Competition Groups_77 | Wall Insulation MF | 0.003731% | 0 | 0.54946 | Residential_2032_Technical_GWh_After Competition Groups_Wall Insulation MF
Residential | Res ¦ Chilled Water Optimization | 2032 | Technical | GWh | After Competition Groups | 0.39665 | 0 | 0 | 14726.13 | 2.6935e-05 | 78 | Residential_2032_Technical_GWh_After Competition Groups_78 | Chilled Water Optimization | 0.002694% | 0 | 0.39665 | Residential_2032_Technical_GWh_After Competition Groups_Chilled Water Optimization
Residential | Res ¦ LED Recessed Downlights | 2032 | Technical | GWh | After Competition Groups | 0.19492 | 0 | 0 | 14726.13 | 1.3236e-05 | 79 | Residential_2032_Technical_GWh_After Competition Groups_79 | LED Recessed Downlights | 0.001324% | 0 | 0.19492 | Residential_2032_Technical_GWh_After Competition Groups_LED Recessed Downlights
Residential | Res ¦ LED High Bay Fixture | 2032 | Technical | GWh | After Competition Groups | 0.16657 | 0 | 0 | 14726.13 | 1.1311e-05 | 80 | Residential_2032_Technical_GWh_After Competition Groups_80 | LED High Bay Fixture | 0.001131% | 0 | 0.16657 | Residential_2032_Technical_GWh_After Competition Groups_LED High Bay Fixture
Residential | Res ¦ Solar Water Preheat (Pools/DHW) | 2032 | Technical | GWh | After Competition Groups | 0.095047 | 0 | 0 | 14726.13 | 6.4543e-06 | 81 | Residential_2032_Technical_GWh_After Competition Groups_81 | Solar Water Preheat (Pools/DHW) | 0.0006454% | 0 | 0.095047 | Residential_2032_Technical_GWh_After Competition Groups_Solar Water Preheat (Pools/DHW)
Residential | Res ¦ Photocell Controls (Outdoor) | 2032 | Technical | GWh | After Competition Groups | 0.00020624 | 0 | 0 | 14726.13 | 1.4005e-08 | 82 | Residential_2032_Technical_GWh_After Competition Groups_82 | Photocell Controls (Outdoor) | 1.401e-06% | 0 | 0.00020624 | Residential_2032_Technical_GWh_After Competition Groups_Photocell Controls (Outdoor)
Residential | Res ¦ Energy Star LED Bulbs General Purpose LEDs | 2033 | Economic | GWh | After Competition Groups | 1176.1014 | 0 | 0 | 8398.3487 | 0.14004 | 1 | Residential_2033_Economic_GWh_After Competition Groups_1 | Energy Star LED Bulbs General Purpose LEDs | 14% | 0 | 1176.1014 | Residential_2033_Economic_GWh_After Competition Groups_Energy Star LED Bulbs General Purpose LEDs
Residential | Res ¦ Energy Star A Line, PAR, MR Lamps | 2033 | Economic | GWh | After Competition Groups | 928.875 | 0 | 0 | 8398.3487 | 0.1106 | 2 | Residential_2033_Economic_GWh_After Competition Groups_2 | Energy Star A Line, PAR, MR Lamps | 11.06% | 0 | 928.875 | Residential_2033_Economic_GWh_After Competition Groups_Energy Star A Line, PAR, MR Lamps
Residential | Res ¦ Adaptive Thermostat | 2033 | Economic | GWh | After Competition Groups | 686.2767 | 0 | 0 | 8398.3487 | 0.081716 | 3 | Residential_2033_Economic_GWh_After Competition Groups_3 | Adaptive Thermostat | 8.172% | 0 | 686.2767 | Residential_2033_Economic_GWh_After Competition Groups_Adaptive Thermostat
Residential | Res ¦ Energy Star Clothes Washer | 2033 | Economic | GWh | After Competition Groups | 685.6248 | 0 | 0 | 8398.3487 | 0.081638 | 4 | Residential_2033_Economic_GWh_After Competition Groups_4 | Energy Star Clothes Washer | 8.164% | 0 | 685.6248 | Residential_2033_Economic_GWh_After Competition Groups_Energy Star Clothes Washer
Residential | Res ¦ Ductless Mini-Split Heat Pump | 2033 | Economic | GWh | After Competition Groups | 660.8086 | 0 | 0 | 8398.3487 | 0.078683 | 5 | Residential_2033_Economic_GWh_After Competition Groups_5 | Ductless Mini-Split Heat Pump | 7.868% | 0 | 660.8086 | Residential_2033_Economic_GWh_After Competition Groups_Ductless Mini-Split Heat Pump
Residential | Res ¦ Air Sealing | 2033 | Economic | GWh | After Competition Groups | 468.118 | 0 | 0 | 8398.3487 | 0.055739 | 6 | Residential_2033_Economic_GWh_After Competition Groups_6 | Air Sealing | 5.574% | 0 | 468.118 | Residential_2033_Economic_GWh_After Competition Groups_Air Sealing
Residential | Res ¦ Energy Star Air Source Heat Pump | 2033 | Economic | GWh | After Competition Groups | 377.0625 | 0 | 0 | 8398.3487 | 0.044897 | 7 | Residential_2033_Economic_GWh_After Competition Groups_7 | Energy Star Air Source Heat Pump | 4.49% | 0 | 377.0625 | Residential_2033_Economic_GWh_After Competition Groups_Energy Star Air Source Heat Pump
Residential | Res ¦ Car Block Heater Timer | 2033 | Economic | GWh | After Competition Groups | 361.419 | 0 | 0 | 8398.3487 | 0.043035 | 8 | Residential_2033_Economic_GWh_After Competition Groups_8 | Car Block Heater Timer | 4.303% | 0 | 361.419 | Residential_2033_Economic_GWh_After Competition Groups_Car Block Heater Timer
Residential | Res ¦ Variable Speed Pool Pump Motor | 2033 | Economic | GWh | After Competition Groups | 343.7734 | 0 | 0 | 8398.3487 | 0.040933 | 9 | Residential_2033_Economic_GWh_After Competition Groups_9 | Variable Speed Pool Pump Motor | 4.093% | 0 | 343.7734 | Residential_2033_Economic_GWh_After Competition Groups_Variable Speed Pool Pump Motor
Residential | Res ¦ Energy Star Torchiere | 2033 | Economic | GWh | After Competition Groups | 296.2457 | 0 | 0 | 8398.3487 | 0.035274 | 10 | Residential_2033_Economic_GWh_After Competition Groups_10 | Energy Star Torchiere | 3.527% | 0 | 296.2457 | Residential_2033_Economic_GWh_After Competition Groups_Energy Star Torchiere
Residential | Res ¦ Building Recommissioning, Operations and Maintenance (O&M) Improvements | 2033 | Economic | GWh | After Competition Groups | 266.4182 | 0 | 0 | 8398.3487 | 0.031723 | 11 | Residential_2033_Economic_GWh_After Competition Groups_11 | Building Recommissioning, Operations and Maintenance (O&M) Improvements | 3.172% | 0 | 266.4182 | Residential_2033_Economic_GWh_After Competition Groups_Building Recommissioning, Operations and Maintenance (O&M) Improvements
Residential | Res ¦ Basement Wall Insulation | 2033 | Economic | GWh | After Competition Groups | 245.7327 | 0 | 0 | 8398.3487 | 0.02926 | 12 | Residential_2033_Economic_GWh_After Competition Groups_12 | Basement Wall Insulation | 2.926% | 0 | 245.7327 | Residential_2033_Economic_GWh_After Competition Groups_Basement Wall Insulation
Residential | Res ¦ Energy Star Clothes Dryer | 2033 | Economic | GWh | After Competition Groups | 213.7585 | 0 | 0 | 8398.3487 | 0.025452 | 13 | Residential_2033_Economic_GWh_After Competition Groups_13 | Energy Star Clothes Dryer | 2.545% | 0 | 213.7585 | Residential_2033_Economic_GWh_After Competition Groups_Energy Star Clothes Dryer
Residential | Res ¦ Attic Insulation | 2033 | Economic | GWh | After Competition Groups | 189.5669 | 0 | 0 | 8398.3487 | 0.022572 | 14 | Residential_2033_Economic_GWh_After Competition Groups_14 | Attic Insulation | 2.257% | 0 | 189.5669 | Residential_2033_Economic_GWh_After Competition Groups_Attic Insulation
Residential | Res ¦ Comprehensive Draft Proofing | 2033 | Economic | GWh | After Competition Groups | 135.5036 | 0 | 0 | 8398.3487 | 0.016135 | 15 | Residential_2033_Economic_GWh_After Competition Groups_15 | Comprehensive Draft Proofing | 1.613% | 0 | 135.5036 | Residential_2033_Economic_GWh_After Competition Groups_Comprehensive Draft Proofing
Residential | Res ¦ Energy Star Light Fixture | 2033 | Economic | GWh | After Competition Groups | 126.9935 | 0 | 0 | 8398.3487 | 0.015121 | 16 | Residential_2033_Economic_GWh_After Competition Groups_16 | Energy Star Light Fixture | 1.512% | 0 | 126.9935 | Residential_2033_Economic_GWh_After Competition Groups_Energy Star Light Fixture
Residential | Res ¦ Energy Star Room Air Conditioner | 2033 | Economic | GWh | After Competition Groups | 122.4633 | 0 | 0 | 8398.3487 | 0.014582 | 17 | Residential_2033_Economic_GWh_After Competition Groups_17 | Energy Star Room Air Conditioner | 1.458% | 0 | 122.4633 | Residential_2033_Economic_GWh_After Competition Groups_Energy Star Room Air Conditioner
Residential | Res ¦ Smart Burners | 2033 | Economic | GWh | After Competition Groups | 117.844 | 0 | 0 | 8398.3487 | 0.014032 | 18 | Residential_2033_Economic_GWh_After Competition Groups_18 | Smart Burners | 1.403% | 0 | 117.844 | Residential_2033_Economic_GWh_After Competition Groups_Smart Burners
Residential | Res ¦ LED Parking Lot Fixture | 2033 | Economic | GWh | After Competition Groups | 81.7603 | 0 | 0 | 8398.3487 | 0.0097353 | 19 | Residential_2033_Economic_GWh_After Competition Groups_19 | LED Parking Lot Fixture | 0.9735% | 0 | 81.7603 | Residential_2033_Economic_GWh_After Competition Groups_LED Parking Lot Fixture
Residential | Res ¦ Refrigerator Recycling | 2033 | Economic | GWh | After Competition Groups | 69.8372 | 0 | 0 | 8398.3487 | 0.0083156 | 20 | Residential_2033_Economic_GWh_After Competition Groups_20 | Refrigerator Recycling | 0.8316% | 0 | 69.8372 | Residential_2033_Economic_GWh_After Competition Groups_Refrigerator Recycling
Residential | Res ¦ Clothes Drying Racks | 2033 | Economic | GWh | After Competition Groups | 63.7715 | 0 | 0 | 8398.3487 | 0.0075933 | 21 | Residential_2033_Economic_GWh_After Competition Groups_21 | Clothes Drying Racks | 0.7593% | 0 | 63.7715 | Residential_2033_Economic_GWh_After Competition Groups_Clothes Drying Racks
Residential | Res ¦ Occupancy Sensors MF | 2033 | Economic | GWh | After Competition Groups | 63.7201 | 0 | 0 | 8398.3487 | 0.0075872 | 22 | Residential_2033_Economic_GWh_After Competition Groups_22 | Occupancy Sensors MF | 0.7587% | 0 | 63.7201 | Residential_2033_Economic_GWh_After Competition Groups_Occupancy Sensors MF
Residential | Res ¦ Freezer Recycling | 2033 | Economic | GWh | After Competition Groups | 61.2778 | 0 | 0 | 8398.3487 | 0.0072964 | 23 | Residential_2033_Economic_GWh_After Competition Groups_23 | Freezer Recycling | 0.7296% | 0 | 61.2778 | Residential_2033_Economic_GWh_After Competition Groups_Freezer Recycling
Residential | Res ¦ Duct Insulation | 2033 | Economic | GWh | After Competition Groups | 54.4988 | 0 | 0 | 8398.3487 | 0.0064892 | 24 | Residential_2033_Economic_GWh_After Competition Groups_24 | Duct Insulation | 0.6489% | 0 | 54.4988 | Residential_2033_Economic_GWh_After Competition Groups_Duct Insulation
Residential | Res ¦ Floor Insulation | 2033 | Economic | GWh | After Competition Groups | 49.6827 | 0 | 0 | 8398.3487 | 0.0059158 | 25 | Residential_2033_Economic_GWh_After Competition Groups_25 | Floor Insulation | 0.5916% | 0 | 49.6827 | Residential_2033_Economic_GWh_After Competition Groups_Floor Insulation
Residential | Res ¦ Energy Star Freezer | 2033 | Economic | GWh | After Competition Groups | 48.3627 | 0 | 0 | 8398.3487 | 0.0057586 | 26 | Residential_2033_Economic_GWh_After Competition Groups_26 | Energy Star Freezer | 0.5759% | 0 | 48.3627 | Residential_2033_Economic_GWh_After Competition Groups_Energy Star Freezer
Residential | Res ¦ Home Energy Reports | 2033 | Economic | GWh | After Competition Groups | 46.543 | 0 | 0 | 8398.3487 | 0.0055419 | 27 | Residential_2033_Economic_GWh_After Competition Groups_27 | Home Energy Reports | 0.5542% | 0 | 46.543 | Residential_2033_Economic_GWh_After Competition Groups_Home Energy Reports
Residential | Res ¦ Heat Recovery Ventilator | 2033 | Economic | GWh | After Competition Groups | 43.8213 | 0 | 0 | 8398.3487 | 0.0052179 | 28 | Residential_2033_Economic_GWh_After Competition Groups_28 | Heat Recovery Ventilator | 0.5218% | 0 | 43.8213 | Residential_2033_Economic_GWh_After Competition Groups_Heat Recovery Ventilator
Residential | Res ¦ Advanced BAS/Controllers | 2033 | Economic | GWh | After Competition Groups | 38.9935 | 0 | 0 | 8398.3487 | 0.004643 | 29 | Residential_2033_Economic_GWh_After Competition Groups_29 | Advanced BAS/Controllers | 0.4643% | 0 | 38.9935 | Residential_2033_Economic_GWh_After Competition Groups_Advanced BAS/Controllers
Residential | Res ¦ LED Exterior Area Lights - LED Fixture (200W) | 2033 | Economic | GWh | After Competition Groups | 38.3681 | 0 | 0 | 8398.3487 | 0.0045685 | 30 | Residential_2033_Economic_GWh_After Competition Groups_30 | LED Exterior Area Lights - LED Fixture (200W) | 0.4569% | 0 | 38.3681 | Residential_2033_Economic_GWh_After Competition Groups_LED Exterior Area Lights - LED Fixture (200W)
Residential | Res ¦ Minimize Hot and Warm Clothes Wash | 2033 | Economic | GWh | After Competition Groups | 34.0843 | 0 | 0 | 8398.3487 | 0.0040585 | 31 | Residential_2033_Economic_GWh_After Competition Groups_31 | Minimize Hot and Warm Clothes Wash | 0.4058% | 0 | 34.0843 | Residential_2033_Economic_GWh_After Competition Groups_Minimize Hot and Warm Clothes Wash
Residential | Res ¦ Furnace Whistle | 2033 | Economic | GWh | After Competition Groups | 33.5771 | 0 | 0 | 8398.3487 | 0.0039981 | 32 | Residential_2033_Economic_GWh_After Competition Groups_32 | Furnace Whistle | 0.3998% | 0 | 33.5771 | Residential_2033_Economic_GWh_After Competition Groups_Furnace Whistle
Residential | Res ¦ LED Tube Re-Lamp | 2033 | Economic | GWh | After Competition Groups | 31.9238 | 0 | 0 | 8398.3487 | 0.0038012 | 33 | Residential_2033_Economic_GWh_After Competition Groups_33 | LED Tube Re-Lamp | 0.3801% | 0 | 31.9238 | Residential_2033_Economic_GWh_After Competition Groups_LED Tube Re-Lamp
Residential | Res ¦ Outside Air Economizer | 2033 | Economic | GWh | After Competition Groups | 30.0517 | 0 | 0 | 8398.3487 | 0.0035783 | 34 | Residential_2033_Economic_GWh_After Competition Groups_34 | Outside Air Economizer | 0.3578% | 0 | 30.0517 | Residential_2033_Economic_GWh_After Competition Groups_Outside Air Economizer
Residential | Res ¦ Tankless Water Heater | 2033 | Economic | GWh | After Competition Groups | 28.9719 | 0 | 0 | 8398.3487 | 0.0034497 | 35 | Residential_2033_Economic_GWh_After Competition Groups_35 | Tankless Water Heater | 0.345% | 0 | 28.9719 | Residential_2033_Economic_GWh_After Competition Groups_Tankless Water Heater
Residential | Res ¦ Energy Star Dehumidifier | 2033 | Economic | GWh | After Competition Groups | 24.9662 | 0 | 0 | 8398.3487 | 0.0029728 | 36 | Residential_2033_Economic_GWh_After Competition Groups_36 | Energy Star Dehumidifier | 0.2973% | 0 | 24.9662 | Residential_2033_Economic_GWh_After Competition Groups_Energy Star Dehumidifier
Residential | Res ¦ Duct Insulation MF | 2033 | Economic | GWh | After Competition Groups | 20.4327 | 0 | 0 | 8398.3487 | 0.0024329 | 37 | Residential_2033_Economic_GWh_After Competition Groups_37 | Duct Insulation MF | 0.2433% | 0 | 20.4327 | Residential_2033_Economic_GWh_After Competition Groups_Duct Insulation MF
Residential | Res ¦ CO Sensors for parking garage exhaust fans | 2033 | Economic | GWh | After Competition Groups | 18.9603 | 0 | 0 | 8398.3487 | 0.0022576 | 38 | Residential_2033_Economic_GWh_After Competition Groups_38 | CO Sensors for parking garage exhaust fans | 0.2258% | 0 | 18.9603 | Residential_2033_Economic_GWh_After Competition Groups_CO Sensors for parking garage exhaust fans
Residential | Res ¦ Demand Control Ventilation | 2033 | Economic | GWh | After Competition Groups | 17.9838 | 0 | 0 | 8398.3487 | 0.0021414 | 39 | Residential_2033_Economic_GWh_After Competition Groups_39 | Demand Control Ventilation | 0.2141% | 0 | 17.9838 | Residential_2033_Economic_GWh_After Competition Groups_Demand Control Ventilation
Residential | Res ¦ Condensing Make Up Air Unit | 2033 | Economic | GWh | After Competition Groups | 17.5481 | 0 | 0 | 8398.3487 | 0.0020895 | 40 | Residential_2033_Economic_GWh_After Competition Groups_40 | Condensing Make Up Air Unit | 0.2089% | 0 | 17.5481 | Residential_2033_Economic_GWh_After Competition Groups_Condensing Make Up Air Unit
Residential | Res ¦ High Efficiency Chiller (avg of water and air cooled) | 2033 | Economic | GWh | After Competition Groups | 16.6493 | 0 | 0 | 8398.3487 | 0.0019825 | 41 | Residential_2033_Economic_GWh_After Competition Groups_41 | High Efficiency Chiller (avg of water and air cooled) | 0.1982% | 0 | 16.6493 | Residential_2033_Economic_GWh_After Competition Groups_High Efficiency Chiller (avg of water and air cooled)
Residential | Res ¦ ENERGY STAR LED LAMPS (REFLECTOR LAMPs/MR16/PAR 16) | 2033 | Economic | GWh | After Competition Groups | 15.2098 | 0 | 0 | 8398.3487 | 0.0018111 | 42 | Residential_2033_Economic_GWh_After Competition Groups_42 | ENERGY STAR LED LAMPS (REFLECTOR LAMPs/MR16/PAR 16) | 0.1811% | 0 | 15.2098 | Residential_2033_Economic_GWh_After Competition Groups_ENERGY STAR LED LAMPS (REFLECTOR LAMPs/MR16/PAR 16)
Residential | Res ¦ Variable Frequency Drive (VFD) | 2033 | Economic | GWh | After Competition Groups | 14.2434 | 0 | 0 | 8398.3487 | 0.001696 | 43 | Residential_2033_Economic_GWh_After Competition Groups_43 | Variable Frequency Drive (VFD) | 0.1696% | 0 | 14.2434 | Residential_2033_Economic_GWh_After Competition Groups_Variable Frequency Drive (VFD)
Residential | Res ¦ Water Heater Temperature Setback | 2033 | Economic | GWh | After Competition Groups | 10.6435 | 0 | 0 | 8398.3487 | 0.0012673 | 44 | Residential_2033_Economic_GWh_After Competition Groups_44 | Water Heater Temperature Setback | 0.1267% | 0 | 10.6435 | Residential_2033_Economic_GWh_After Competition Groups_Water Heater Temperature Setback
Residential | Res ¦ Wall Insulation | 2033 | Economic | GWh | After Competition Groups | 6.0477 | 0 | 0 | 8398.3487 | 0.0007201 | 45 | Residential_2033_Economic_GWh_After Competition Groups_45 | Wall Insulation | 0.07201% | 0 | 6.0477 | Residential_2033_Economic_GWh_After Competition Groups_Wall Insulation
Residential | Res ¦ VFD on Pumps | 2033 | Economic | GWh | After Competition Groups | 4.38 | 0 | 0 | 8398.3487 | 0.00052153 | 46 | Residential_2033_Economic_GWh_After Competition Groups_46 | VFD on Pumps | 0.05215% | 0 | 4.38 | Residential_2033_Economic_GWh_After Competition Groups_VFD on Pumps
Residential | Res ¦ ENERGY STAR LED Lamps (General Service Lamps) | 2033 | Economic | GWh | After Competition Groups | 3.5682 | 0 | 0 | 8398.3487 | 0.00042487 | 47 | Residential_2033_Economic_GWh_After Competition Groups_47 | ENERGY STAR LED Lamps (General Service Lamps) | 0.04249% | 0 | 3.5682 | Residential_2033_Economic_GWh_After Competition Groups_ENERGY STAR LED Lamps (General Service Lamps)
Residential | Res ¦ ECM MOTORS FOR HVAC APPLICATION (FAN-POWERED VAV BOX) | 2033 | Economic | GWh | After Competition Groups | 3.0591 | 0 | 0 | 8398.3487 | 0.00036425 | 48 | Residential_2033_Economic_GWh_After Competition Groups_48 | ECM MOTORS FOR HVAC APPLICATION (FAN-POWERED VAV BOX) | 0.03643% | 0 | 3.0591 | Residential_2033_Economic_GWh_After Competition Groups_ECM MOTORS FOR HVAC APPLICATION (FAN-POWERED VAV BOX)
Residential | Res ¦ Beverage Vending Machine Controls | 2033 | Economic | GWh | After Competition Groups | 2.2031 | 0 | 0 | 8398.3487 | 0.00026233 | 49 | Residential_2033_Economic_GWh_After Competition Groups_49 | Beverage Vending Machine Controls | 0.02623% | 0 | 2.2031 | Residential_2033_Economic_GWh_After Competition Groups_Beverage Vending Machine Controls
Residential | Res ¦ Chilled Water Optimization | 2033 | Economic | GWh | After Competition Groups | 0.41759 | 0 | 0 | 8398.3487 | 4.9723e-05 | 50 | Residential_2033_Economic_GWh_After Competition Groups_50 | Chilled Water Optimization | 0.004972% | 0 | 0.41759 | Residential_2033_Economic_GWh_After Competition Groups_Chilled Water Optimization
Residential | Res ¦ LED High Bay Fixture | 2033 | Economic | GWh | After Competition Groups | 0.16081 | 0 | 0 | 8398.3487 | 1.9148e-05 | 51 | Residential_2033_Economic_GWh_After Competition Groups_51 | LED High Bay Fixture | 0.001915% | 0 | 0.16081 | Residential_2033_Economic_GWh_After Competition Groups_LED High Bay Fixture
Residential | Res ¦ Wall Insulation MF | 2033 | Economic | GWh | After Competition Groups | 0.043283 | 0 | 0 | 8398.3487 | 5.1537e-06 | 52 | Residential_2033_Economic_GWh_After Competition Groups_52 | Wall Insulation MF | 0.0005154% | 0 | 0.043283 | Residential_2033_Economic_GWh_After Competition Groups_Wall Insulation MF
Residential | Res ¦ Heavy Duty Outdoor/Holiday Plug-in Timers | 2033 | Economic | GWh | After Competition Groups | 0 | 0 | 0 | 8398.3487 | 0 | 53 | Residential_2033_Economic_GWh_After Competition Groups_53 | Heavy Duty Outdoor/Holiday Plug-in Timers | 0% | 0 | 0 | Residential_2033_Economic_GWh_After Competition Groups_Heavy Duty Outdoor/Holiday Plug-in Timers
Residential | Res ¦ LED Downlight | 2033 | Economic | GWh | After Competition Groups | 0 | 0 | 0 | 8398.3487 | 0 | 54 | Residential_2033_Economic_GWh_After Competition Groups_54 | LED Downlight | 0% | 0 | 0 | Residential_2033_Economic_GWh_After Competition Groups_LED Downlight
Residential | Res ¦ Smart Power Bar | 2033 | Economic | GWh | After Competition Groups | 0 | 0 | 0 | 8398.3487 | 0 | 55 | Residential_2033_Economic_GWh_After Competition Groups_55 | Smart Power Bar | 0% | 0 | 0 | Residential_2033_Economic_GWh_After Competition Groups_Smart Power Bar
Residential | Res ¦ Energy Star LED Specialty Bulbs | 2033 | SC A | GWh | After Competition Groups | 573.9772 | 32258.2824 | 0.032258 | 3605.2481 | 0.15921 | 1 | Residential_2033_SC A_GWh_After Competition Groups_1 | Energy Star LED Specialty Bulbs | 15.92% | 0.032258 | 573.9772 | Residential_2033_SC A_GWh_After Competition Groups_Energy Star LED Specialty Bulbs
Residential | Res ¦ Energy Star Clothes Washer | 2033 | SC A | GWh | After Competition Groups | 372.4291 | 6268922.2831 | 6.2689 | 3605.2481 | 0.1033 | 2 | Residential_2033_SC A_GWh_After Competition Groups_2 | Energy Star Clothes Washer | 10.33% | 6.2689 | 372.4291 | Residential_2033_SC A_GWh_After Competition Groups_Energy Star Clothes Washer
Residential | Res ¦ Ductless Mini-Split Heat Pump | 2033 | SC A | GWh | After Competition Groups | 332.1843 | 5359342.3929 | 5.3593 | 3605.2481 | 0.092139 | 3 | Residential_2033_SC A_GWh_After Competition Groups_3 | Ductless Mini-Split Heat Pump | 9.214% | 5.3593 | 332.1843 | Residential_2033_SC A_GWh_After Competition Groups_Ductless Mini-Split Heat Pump
Residential | Res ¦ Energy Star A Line, PAR, MR Lamps | 2033 | SC A | GWh | After Competition Groups | 267.5895 | 23454.4702 | 0.023454 | 3605.2481 | 0.074222 | 4 | Residential_2033_SC A_GWh_After Competition Groups_4 | Energy Star A Line, PAR, MR Lamps | 7.422% | 0.023454 | 267.5895 | Residential_2033_SC A_GWh_After Competition Groups_Energy Star A Line, PAR, MR Lamps
Residential | Res ¦ Car Block Heater Timer | 2033 | SC A | GWh | After Competition Groups | 235.1851 | 443219.5552 | 0.44322 | 3605.2481 | 0.065234 | 5 | Residential_2033_SC A_GWh_After Competition Groups_5 | Car Block Heater Timer | 6.523% | 0.44322 | 235.1851 | Residential_2033_SC A_GWh_After Competition Groups_Car Block Heater Timer
Residential | Res ¦ Energy Star LED Bulbs General Purpose LEDs | 2033 | SC A | GWh | After Competition Groups | 208.4586 | 0 | 0 | 3605.2481 | 0.057821 | 6 | Residential_2033_SC A_GWh_After Competition Groups_6 | Energy Star LED Bulbs General Purpose LEDs | 5.782% | 0 | 208.4586 | Residential_2033_SC A_GWh_After Competition Groups_Energy Star LED Bulbs General Purpose LEDs
Residential | Res ¦ Building Recommissioning, Operations and Maintenance (O&M) Improvements | 2033 | SC A | GWh | After Competition Groups | 188.0942 | 178676.1955 | 0.17868 | 3605.2481 | 0.052172 | 7 | Residential_2033_SC A_GWh_After Competition Groups_7 | Building Recommissioning, Operations and Maintenance (O&M) Improvements | 5.217% | 0.17868 | 188.0942 | Residential_2033_SC A_GWh_After Competition Groups_Building Recommissioning, Operations and Maintenance (O&M) Improvements
Residential | Res ¦ Variable Speed Pool Pump Motor | 2033 | SC A | GWh | After Competition Groups | 178.0413 | 3710483.3614 | 3.7105 | 3605.2481 | 0.049384 | 8 | Residential_2033_SC A_GWh_After Competition Groups_8 | Variable Speed Pool Pump Motor | 4.938% | 3.7105 | 178.0413 | Residential_2033_SC A_GWh_After Competition Groups_Variable Speed Pool Pump Motor
Residential | Res ¦ Energy Star Torchiere | 2033 | SC A | GWh | After Competition Groups | 144.3214 | 1641149.6088 | 1.6411 | 3605.2481 | 0.040031 | 9 | Residential_2033_SC A_GWh_After Competition Groups_9 | Energy Star Torchiere | 4.003% | 1.6411 | 144.3214 | Residential_2033_SC A_GWh_After Competition Groups_Energy Star Torchiere
Residential | Res ¦ Adaptive Thermostat | 2033 | SC A | GWh | After Competition Groups | 111.7313 | 500179.4702 | 0.50018 | 3605.2481 | 0.030991 | 10 | Residential_2033_SC A_GWh_After Competition Groups_10 | Adaptive Thermostat | 3.099% | 0.50018 | 111.7313 | Residential_2033_SC A_GWh_After Competition Groups_Adaptive Thermostat
Residential | Res ¦ Comprehensive Draft Proofing | 2033 | SC A | GWh | After Competition Groups | 91.2742 | 0 | 0 | 3605.2481 | 0.025317 | 11 | Residential_2033_SC A_GWh_After Competition Groups_11 | Comprehensive Draft Proofing | 2.532% | 0 | 91.2742 | Residential_2033_SC A_GWh_After Competition Groups_Comprehensive Draft Proofing
Residential | Res ¦ Energy Star Air Source Heat Pump | 2033 | SC A | GWh | After Competition Groups | 87.1571 | 3058772.2328 | 3.0588 | 3605.2481 | 0.024175 | 12 | Residential_2033_SC A_GWh_After Competition Groups_12 | Energy Star Air Source Heat Pump | 2.418% | 3.0588 | 87.1571 | Residential_2033_SC A_GWh_After Competition Groups_Energy Star Air Source Heat Pump
Residential | Res ¦ Air Sealing | 2033 | SC A | GWh | After Competition Groups | 82.3378 | 2221005.6967 | 2.221 | 3605.2481 | 0.022838 | 13 | Residential_2033_SC A_GWh_After Competition Groups_13 | Air Sealing | 2.284% | 2.221 | 82.3378 | Residential_2033_SC A_GWh_After Competition Groups_Air Sealing
Residential | Res ¦ LED Parking Lot Fixture | 2033 | SC A | GWh | After Competition Groups | 80.8445 | 0 | 0 | 3605.2481 | 0.022424 | 14 | Residential_2033_SC A_GWh_After Competition Groups_14 | LED Parking Lot Fixture | 2.242% | 0 | 80.8445 | Residential_2033_SC A_GWh_After Competition Groups_LED Parking Lot Fixture
Residential | Res ¦ Basement Wall Insulation | 2033 | SC A | GWh | After Competition Groups | 80.4616 | 2852517.496 | 2.8525 | 3605.2481 | 0.022318 | 15 | Residential_2033_SC A_GWh_After Competition Groups_15 | Basement Wall Insulation | 2.232% | 2.8525 | 80.4616 | Residential_2033_SC A_GWh_After Competition Groups_Basement Wall Insulation
Residential | Res ¦ Energy Star Clothes Dryer | 2033 | SC A | GWh | After Competition Groups | 55.0364 | 1321990.1429 | 1.322 | 3605.2481 | 0.015266 | 16 | Residential_2033_SC A_GWh_After Competition Groups_16 | Energy Star Clothes Dryer | 1.527% | 1.322 | 55.0364 | Residential_2033_SC A_GWh_After Competition Groups_Energy Star Clothes Dryer
Residential | Res ¦ Occupancy Sensors MF | 2033 | SC A | GWh | After Competition Groups | 53.0629 | 21978.3547 | 0.021978 | 3605.2481 | 0.014718 | 17 | Residential_2033_SC A_GWh_After Competition Groups_17 | Occupancy Sensors MF | 1.472% | 0.021978 | 53.0629 | Residential_2033_SC A_GWh_After Competition Groups_Occupancy Sensors MF
Residential | Res ¦ Energy Star Light Fixture | 2033 | SC A | GWh | After Competition Groups | 51.8143 | 1034984.4242 | 1.035 | 3605.2481 | 0.014372 | 18 | Residential_2033_SC A_GWh_After Competition Groups_18 | Energy Star Light Fixture | 1.437% | 1.035 | 51.8143 | Residential_2033_SC A_GWh_After Competition Groups_Energy Star Light Fixture
Residential | Res ¦ LED Exterior Area Lights - LED Fixture (200W) | 2033 | SC A | GWh | After Competition Groups | 39.2451 | 261917.4726 | 0.26192 | 3605.2481 | 0.010886 | 19 | Residential_2033_SC A_GWh_After Competition Groups_19 | LED Exterior Area Lights - LED Fixture (200W) | 1.089% | 0.26192 | 39.2451 | Residential_2033_SC A_GWh_After Competition Groups_LED Exterior Area Lights - LED Fixture (200W)
Residential | Res ¦ Refrigerator Recycling | 2033 | SC A | GWh | After Competition Groups | 36.2285 | 933457.8556 | 0.93346 | 3605.2481 | 0.010049 | 20 | Residential_2033_SC A_GWh_After Competition Groups_20 | Refrigerator Recycling | 1.005% | 0.93346 | 36.2285 | Residential_2033_SC A_GWh_After Competition Groups_Refrigerator Recycling
Residential | Res ¦ Home Energy Reports | 2033 | SC A | GWh | After Competition Groups | 31.0721 | 1790989.5166 | 1.791 | 3605.2481 | 0.0086186 | 21 | Residential_2033_SC A_GWh_After Competition Groups_21 | Home Energy Reports | 0.8619% | 1.791 | 31.0721 | Residential_2033_SC A_GWh_After Competition Groups_Home Energy Reports
Residential | Res ¦ Energy Star Room Air Conditioner | 2033 | SC A | GWh | After Competition Groups | 28.193 | 648665.56 | 0.64867 | 3605.2481 | 0.00782 | 22 | Residential_2033_SC A_GWh_After Competition Groups_22 | Energy Star Room Air Conditioner | 0.782% | 0.64867 | 28.193 | Residential_2033_SC A_GWh_After Competition Groups_Energy Star Room Air Conditioner
Residential | Res ¦ LED Tube Re-Lamp | 2033 | SC A | GWh | After Competition Groups | 27.5664 | 180512.8816 | 0.18051 | 3605.2481 | 0.0076462 | 23 | Residential_2033_SC A_GWh_After Competition Groups_23 | LED Tube Re-Lamp | 0.7646% | 0.18051 | 27.5664 | Residential_2033_SC A_GWh_After Competition Groups_LED Tube Re-Lamp
Residential | Res ¦ Energy Star Freezer | 2033 | SC A | GWh | After Competition Groups | 25.5012 | 636396.2986 | 0.6364 | 3605.2481 | 0.0070734 | 24 | Residential_2033_SC A_GWh_After Competition Groups_24 | Energy Star Freezer | 0.7073% | 0.6364 | 25.5012 | Residential_2033_SC A_GWh_After Competition Groups_Energy Star Freezer
Residential | Res ¦ Attic Insulation | 2033 | SC A | GWh | After Competition Groups | 24.7856 | 902404.0048 | 0.9024 | 3605.2481 | 0.0068749 | 25 | Residential_2033_SC A_GWh_After Competition Groups_25 | Attic Insulation | 0.6875% | 0.9024 | 24.7856 | Residential_2033_SC A_GWh_After Competition Groups_Attic Insulation
Residential | Res ¦ Outside Air Economizer | 2033 | SC A | GWh | After Competition Groups | 24.0955 | 219145.7465 | 0.21915 | 3605.2481 | 0.0066834 | 26 | Residential_2033_SC A_GWh_After Competition Groups_26 | Outside Air Economizer | 0.6683% | 0.21915 | 24.0955 | Residential_2033_SC A_GWh_After Competition Groups_Outside Air Economizer
Residential | Res ¦ Furnace Whistle | 2033 | SC A | GWh | After Competition Groups | 23.778 | 34932.7579 | 0.034933 | 3605.2481 | 0.0065954 | 27 | Residential_2033_SC A_GWh_After Competition Groups_27 | Furnace Whistle | 0.6595% | 0.034933 | 23.778 | Residential_2033_SC A_GWh_After Competition Groups_Furnace Whistle
Residential | Res ¦ Minimize Hot and Warm Clothes Wash | 2033 | SC A | GWh | After Competition Groups | 22.977 | 0 | 0 | 3605.2481 | 0.0063732 | 28 | Residential_2033_SC A_GWh_After Competition Groups_28 | Minimize Hot and Warm Clothes Wash | 0.6373% | 0 | 22.977 | Residential_2033_SC A_GWh_After Competition Groups_Minimize Hot and Warm Clothes Wash
Residential | Res ¦ Advanced BAS/Controllers | 2033 | SC A | GWh | After Competition Groups | 18.6137 | 521676.1299 | 0.52168 | 3605.2481 | 0.0051629 | 29 | Residential_2033_SC A_GWh_After Competition Groups_29 | Advanced BAS/Controllers | 0.5163% | 0.52168 | 18.6137 | Residential_2033_SC A_GWh_After Competition Groups_Advanced BAS/Controllers
Residential | Res ¦ ENERGY STAR LED LAMPS (REFLECTOR LAMPs/MR16/PAR 16) | 2033 | SC A | GWh | After Competition Groups | 16.161 | 42440.6711 | 0.042441 | 3605.2481 | 0.0044826 | 30 | Residential_2033_SC A_GWh_After Competition Groups_30 | ENERGY STAR LED LAMPS (REFLECTOR LAMPs/MR16/PAR 16) | 0.4483% | 0.042441 | 16.161 | Residential_2033_SC A_GWh_After Competition Groups_ENERGY STAR LED LAMPS (REFLECTOR LAMPs/MR16/PAR 16)
Residential | Res ¦ Smart Burners | 2033 | SC A | GWh | After Competition Groups | 15.7219 | 2661727.6865 | 2.6617 | 3605.2481 | 0.0043608 | 31 | Residential_2033_SC A_GWh_After Competition Groups_31 | Smart Burners | 0.4361% | 2.6617 | 15.7219 | Residential_2033_SC A_GWh_After Competition Groups_Smart Burners
Residential | Res ¦ High Efficiency Chiller (avg of water and air cooled) | 2033 | SC A | GWh | After Competition Groups | 14.6887 | 166345.862 | 0.16635 | 3605.2481 | 0.0040743 | 32 | Residential_2033_SC A_GWh_After Competition Groups_32 | High Efficiency Chiller (avg of water and air cooled) | 0.4074% | 0.16635 | 14.6887 | Residential_2033_SC A_GWh_After Competition Groups_High Efficiency Chiller (avg of water and air cooled)
Residential | Res ¦ Variable Frequency Drive (VFD) | 2033 | SC A | GWh | After Competition Groups | 10.0866 | 212088.0613 | 0.21209 | 3605.2481 | 0.0027978 | 33 | Residential_2033_SC A_GWh_After Competition Groups_33 | Variable Frequency Drive (VFD) | 0.2798% | 0.21209 | 10.0866 | Residential_2033_SC A_GWh_After Competition Groups_Variable Frequency Drive (VFD)
Residential | Res ¦ CO Sensors for parking garage exhaust fans | 2033 | SC A | GWh | After Competition Groups | 8.5689 | 255042.8606 | 0.25504 | 3605.2481 | 0.0023768 | 34 | Residential_2033_SC A_GWh_After Competition Groups_34 | CO Sensors for parking garage exhaust fans | 0.2377% | 0.25504 | 8.5689 | Residential_2033_SC A_GWh_After Competition Groups_CO Sensors for parking garage exhaust fans
Residential | Res ¦ Water Heater Temperature Setback | 2033 | SC A | GWh | After Competition Groups | 7.4945 | 33843.5271 | 0.033844 | 3605.2481 | 0.0020788 | 35 | Residential_2033_SC A_GWh_After Competition Groups_35 | Water Heater Temperature Setback | 0.2079% | 0.033844 | 7.4945 | Residential_2033_SC A_GWh_After Competition Groups_Water Heater Temperature Setback
Residential | Res ¦ Demand Control Ventilation | 2033 | SC A | GWh | After Competition Groups | 6.608 | 0 | 0 | 3605.2481 | 0.0018329 | 36 | Residential_2033_SC A_GWh_After Competition Groups_36 | Demand Control Ventilation | 0.1833% | 0 | 6.608 | Residential_2033_SC A_GWh_After Competition Groups_Demand Control Ventilation
Residential | Res ¦ Tankless Water Heater | 2033 | SC A | GWh | After Competition Groups | 5.7412 | 251947.3464 | 0.25195 | 3605.2481 | 0.0015924 | 37 | Residential_2033_SC A_GWh_After Competition Groups_37 | Tankless Water Heater | 0.1592% | 0.25195 | 5.7412 | Residential_2033_SC A_GWh_After Competition Groups_Tankless Water Heater
Residential | Res ¦ ENERGY STAR LED Lamps (General Service Lamps) | 2033 | SC A | GWh | After Competition Groups | 3.5764 | 11738.4928 | 0.011738 | 3605.2481 | 0.000992 | 38 | Residential_2033_SC A_GWh_After Competition Groups_38 | ENERGY STAR LED Lamps (General Service Lamps) | 0.0992% | 0.011738 | 3.5764 | Residential_2033_SC A_GWh_After Competition Groups_ENERGY STAR LED Lamps (General Service Lamps)
Residential | Res ¦ Condensing Make Up Air Unit | 2033 | SC A | GWh | After Competition Groups | 3.4035 | 134360.824 | 0.13436 | 3605.2481 | 0.00094405 | 39 | Residential_2033_SC A_GWh_After Competition Groups_39 | Condensing Make Up Air Unit | 0.09441% | 0.13436 | 3.4035 | Residential_2033_SC A_GWh_After Competition Groups_Condensing Make Up Air Unit
Residential | Res ¦ Clothes Drying Racks | 2033 | SC A | GWh | After Competition Groups | 3.0749 | 0 | 0 | 3605.2481 | 0.0008529 | 40 | Residential_2033_SC A_GWh_After Competition Groups_40 | Clothes Drying Racks | 0.08529% | 0 | 3.0749 | Residential_2033_SC A_GWh_After Competition Groups_Clothes Drying Racks
Residential | Res ¦ VFD on Pumps | 2033 | SC A | GWh | After Competition Groups | 2.9209 | 72454.0196 | 0.072454 | 3605.2481 | 0.00081017 | 41 | Residential_2033_SC A_GWh_After Competition Groups_41 | VFD on Pumps | 0.08102% | 0.072454 | 2.9209 | Residential_2033_SC A_GWh_After Competition Groups_VFD on Pumps
Residential | Res ¦ Energy Star Dehumidifier | 2033 | SC A | GWh | After Competition Groups | 2.889 | 119594.514 | 0.11959 | 3605.2481 | 0.00080134 | 42 | Residential_2033_SC A_GWh_After Competition Groups_42 | Energy Star Dehumidifier | 0.08013% | 0.11959 | 2.889 | Residential_2033_SC A_GWh_After Competition Groups_Energy Star Dehumidifier
Residential | Res ¦ Heat Recovery Ventilator | 2033 | SC A | GWh | After Competition Groups | 1.7474 | 0 | 0 | 3605.2481 | 0.00048468 | 43 | Residential_2033_SC A_GWh_After Competition Groups_43 | Heat Recovery Ventilator | 0.04847% | 0 | 1.7474 | Residential_2033_SC A_GWh_After Competition Groups_Heat Recovery Ventilator
Residential | Res ¦ ECM MOTORS FOR HVAC APPLICATION (FAN-POWERED VAV BOX) | 2033 | SC A | GWh | After Competition Groups | 1.7253 | 46383.6118 | 0.046384 | 3605.2481 | 0.00047857 | 44 | Residential_2033_SC A_GWh_After Competition Groups_44 | ECM MOTORS FOR HVAC APPLICATION (FAN-POWERED VAV BOX) | 0.04786% | 0.046384 | 1.7253 | Residential_2033_SC A_GWh_After Competition Groups_ECM MOTORS FOR HVAC APPLICATION (FAN-POWERED VAV BOX)
Residential | Res ¦ Floor Insulation | 2033 | SC A | GWh | After Competition Groups | 1.7151 | 50912.8478 | 0.050913 | 3605.2481 | 0.00047573 | 45 | Residential_2033_SC A_GWh_After Competition Groups_45 | Floor Insulation | 0.04757% | 0.050913 | 1.7151 | Residential_2033_SC A_GWh_After Competition Groups_Floor Insulation
Residential | Res ¦ Beverage Vending Machine Controls | 2033 | SC A | GWh | After Competition Groups | 1.0772 | 15634.0701 | 0.015634 | 3605.2481 | 0.00029879 | 46 | Residential_2033_SC A_GWh_After Competition Groups_46 | Beverage Vending Machine Controls | 0.02988% | 0.015634 | 1.0772 | Residential_2033_SC A_GWh_After Competition Groups_Beverage Vending Machine Controls
Residential | Res ¦ Duct Insulation | 2033 | SC A | GWh | After Competition Groups | 1.0108 | 1073.9828 | 0.001074 | 3605.2481 | 0.00028036 | 47 | Residential_2033_SC A_GWh_After Competition Groups_47 | Duct Insulation | 0.02804% | 0.001074 | 1.0108 | Residential_2033_SC A_GWh_After Competition Groups_Duct Insulation
Residential | Res ¦ Duct Insulation MF | 2033 | SC A | GWh | After Competition Groups | 0.60119 | 16599.4209 | 0.016599 | 3605.2481 | 0.00016675 | 48 | Residential_2033_SC A_GWh_After Competition Groups_48 | Duct Insulation MF | 0.01668% | 0.016599 | 0.60119 | Residential_2033_SC A_GWh_After Competition Groups_Duct Insulation MF
Residential | Res ¦ Chilled Water Optimization | 2033 | SC A | GWh | After Competition Groups | 0.22155 | 197.8813 | 0.00019788 | 3605.2481 | 6.1451e-05 | 49 | Residential_2033_SC A_GWh_After Competition Groups_49 | Chilled Water Optimization | 0.006145% | 0.00019788 | 0.22155 | Residential_2033_SC A_GWh_After Competition Groups_Chilled Water Optimization
Residential | Res ¦ LED High Bay Fixture | 2033 | SC A | GWh | After Competition Groups | 0.11676 | 5710.2125 | 0.0057102 | 3605.2481 | 3.2386e-05 | 50 | Residential_2033_SC A_GWh_After Competition Groups_50 | LED High Bay Fixture | 0.003239% | 0.0057102 | 0.11676 | Residential_2033_SC A_GWh_After Competition Groups_LED High Bay Fixture
Residential | Res ¦ Wall Insulation | 2033 | SC A | GWh | After Competition Groups | 0.024464 | 4821.1431 | 0.0048211 | 3605.2481 | 6.7856e-06 | 51 | Residential_2033_SC A_GWh_After Competition Groups_51 | Wall Insulation | 0.0006786% | 0.0048211 | 0.024464 | Residential_2033_SC A_GWh_After Competition Groups_Wall Insulation
Residential | Res ¦ Wall Insulation MF | 2033 | SC A | GWh | After Competition Groups | 0.012531 | 0 | 0 | 3605.2481 | 3.4757e-06 | 52 | Residential_2033_SC A_GWh_After Competition Groups_52 | Wall Insulation MF | 0.0003476% | 0 | 0.012531 | Residential_2033_SC A_GWh_After Competition Groups_Wall Insulation MF
Residential | Res ¦ Freezer Recycling | 2033 | SC A | GWh | After Competition Groups | 0.003375 | 0 | 0 | 3605.2481 | 9.3614e-07 | 53 | Residential_2033_SC A_GWh_After Competition Groups_53 | Freezer Recycling | 9.361e-05% | 0 | 0.003375 | Residential_2033_SC A_GWh_After Competition Groups_Freezer Recycling
Residential | Res ¦ Heavy Duty Outdoor/Holiday Plug-in Timers | 2033 | SC A | GWh | After Competition Groups | 0 | 0 | 0 | 3605.2481 | 0 | 54 | Residential_2033_SC A_GWh_After Competition Groups_54 | Heavy Duty Outdoor/Holiday Plug-in Timers | 0% | 0 | 0 | Residential_2033_SC A_GWh_After Competition Groups_Heavy Duty Outdoor/Holiday Plug-in Timers
Residential | Res ¦ LED Downlight | 2033 | SC A | GWh | After Competition Groups | 0 | 0 | 0 | 3605.2481 | 0 | 55 | Residential_2033_SC A_GWh_After Competition Groups_55 | LED Downlight | 0% | 0 | 0 | Residential_2033_SC A_GWh_After Competition Groups_LED Downlight
Residential | Res ¦ Smart Power Bar | 2033 | SC A | GWh | After Competition Groups | 0 | 0 | 0 | 3605.2481 | 0 | 56 | Residential_2033_SC A_GWh_After Competition Groups_56 | Smart Power Bar | 0% | 0 | 0 | Residential_2033_SC A_GWh_After Competition Groups_Smart Power Bar
Residential | Res ¦ Energy Star Clothes Washer | 2033 | SC B | GWh | After Competition Groups | 569.3481 | 15090282.0616 | 15.0903 | 5319.6907 | 0.10703 | 1 | Residential_2033_SC B_GWh_After Competition Groups_1 | Energy Star Clothes Washer | 10.7% | 15.0903 | 569.3481 | Residential_2033_SC B_GWh_After Competition Groups_Energy Star Clothes Washer
Residential | Res ¦ Ductless Mini-Split Heat Pump | 2033 | SC B | GWh | After Competition Groups | 416.1728 | 5821650.2093 | 5.8217 | 5319.6907 | 0.078233 | 2 | Residential_2033_SC B_GWh_After Competition Groups_2 | Ductless Mini-Split Heat Pump | 7.823% | 5.8217 | 416.1728 | Residential_2033_SC B_GWh_After Competition Groups_Ductless Mini-Split Heat Pump
Residential | Res ¦ Energy Star LED Bulbs General Purpose LEDs | 2033 | SC B | GWh | After Competition Groups | 383.0873 | 0 | 0 | 5319.6907 | 0.072013 | 3 | Residential_2033_SC B_GWh_After Competition Groups_3 | Energy Star LED Bulbs General Purpose LEDs | 7.201% | 0 | 383.0873 | Residential_2033_SC B_GWh_After Competition Groups_Energy Star LED Bulbs General Purpose LEDs
Residential | Res ¦ Energy Star A Line, PAR, MR Lamps | 2033 | SC B | GWh | After Competition Groups | 373.6709 | 23806.2736 | 0.023806 | 5319.6907 | 0.070243 | 4 | Residential_2033_SC B_GWh_After Competition Groups_4 | Energy Star A Line, PAR, MR Lamps | 7.024% | 0.023806 | 373.6709 | Residential_2033_SC B_GWh_After Competition Groups_Energy Star A Line, PAR, MR Lamps
Residential | Res ¦ Variable Speed Pool Pump Motor | 2033 | SC B | GWh | After Competition Groups | 370.7931 | 1878635.6482 | 1.8786 | 5319.6907 | 0.069702 | 5 | Residential_2033_SC B_GWh_After Competition Groups_5 | Variable Speed Pool Pump Motor | 6.97% | 1.8786 | 370.7931 | Residential_2033_SC B_GWh_After Competition Groups_Variable Speed Pool Pump Motor
Residential | Res ¦ Energy Star LED Specialty Bulbs | 2033 | SC B | GWh | After Competition Groups | 347.1001 | 32091.0485 | 0.032091 | 5319.6907 | 0.065248 | 6 | Residential_2033_SC B_GWh_After Competition Groups_6 | Energy Star LED Specialty Bulbs | 6.525% | 0.032091 | 347.1001 | Residential_2033_SC B_GWh_After Competition Groups_Energy Star LED Specialty Bulbs
Residential | Res ¦ Car Block Heater Timer | 2033 | SC B | GWh | After Competition Groups | 340.9807 | 249952.6881 | 0.24995 | 5319.6907 | 0.064098 | 7 | Residential_2033_SC B_GWh_After Competition Groups_7 | Car Block Heater Timer | 6.41% | 0.24995 | 340.9807 | Residential_2033_SC B_GWh_After Competition Groups_Car Block Heater Timer
Residential | Res ¦ Building Recommissioning, Operations and Maintenance (O&M) Improvements | 2033 | SC B | GWh | After Competition Groups | 287.3643 | 57359.6329 | 0.05736 | 5319.6907 | 0.054019 | 8 | Residential_2033_SC B_GWh_After Competition Groups_8 | Building Recommissioning, Operations and Maintenance (O&M) Improvements | 5.402% | 0.05736 | 287.3643 | Residential_2033_SC B_GWh_After Competition Groups_Building Recommissioning, Operations and Maintenance (O&M) Improvements
Residential | Res ¦ Adaptive Thermostat | 2033 | SC B | GWh | After Competition Groups | 282.2599 | 8042384.9694 | 8.0424 | 5319.6907 | 0.053059 | 9 | Residential_2033_SC B_GWh_After Competition Groups_9 | Adaptive Thermostat | 5.306% | 8.0424 | 282.2599 | Residential_2033_SC B_GWh_After Competition Groups_Adaptive Thermostat
Residential | Res ¦ Energy Star Torchiere | 2033 | SC B | GWh | After Competition Groups | 197.6723 | 1634772.4763 | 1.6348 | 5319.6907 | 0.037159 | 10 | Residential_2033_SC B_GWh_After Competition Groups_10 | Energy Star Torchiere | 3.716% | 1.6348 | 197.6723 | Residential_2033_SC B_GWh_After Competition Groups_Energy Star Torchiere
Residential | Res ¦ Air Sealing | 2033 | SC B | GWh | After Competition Groups | 156.6209 | 6683394.1306 | 6.6834 | 5319.6907 | 0.029442 | 11 | Residential_2033_SC B_GWh_After Competition Groups_11 | Air Sealing | 2.944% | 6.6834 | 156.6209 | Residential_2033_SC B_GWh_After Competition Groups_Air Sealing
Residential | Res ¦ Comprehensive Draft Proofing | 2033 | SC B | GWh | After Competition Groups | 146.1572 | 0 | 0 | 5319.6907 | 0.027475 | 12 | Residential_2033_SC B_GWh_After Competition Groups_12 | Comprehensive Draft Proofing | 2.747% | 0 | 146.1572 | Residential_2033_SC B_GWh_After Competition Groups_Comprehensive Draft Proofing
Residential | Res ¦ Energy Star Air Source Heat Pump | 2033 | SC B | GWh | After Competition Groups | 130.8662 | 3874792.0253 | 3.8748 | 5319.6907 | 0.0246 | 13 | Residential_2033_SC B_GWh_After Competition Groups_13 | Energy Star Air Source Heat Pump | 2.46% | 3.8748 | 130.8662 | Residential_2033_SC B_GWh_After Competition Groups_Energy Star Air Source Heat Pump
Residential | Res ¦ Energy Star Clothes Dryer | 2033 | SC B | GWh | After Competition Groups | 98.4489 | 5967165.3542 | 5.9672 | 5319.6907 | 0.018506 | 14 | Residential_2033_SC B_GWh_After Competition Groups_14 | Energy Star Clothes Dryer | 1.851% | 5.9672 | 98.4489 | Residential_2033_SC B_GWh_After Competition Groups_Energy Star Clothes Dryer
Residential | Res ¦ Occupancy Sensors MF | 2033 | SC B | GWh | After Competition Groups | 86.1131 | 7055.1623 | 0.0070552 | 5319.6907 | 0.016188 | 15 | Residential_2033_SC B_GWh_After Competition Groups_15 | Occupancy Sensors MF | 1.619% | 0.0070552 | 86.1131 | Residential_2033_SC B_GWh_After Competition Groups_Occupancy Sensors MF
Residential | Res ¦ LED Parking Lot Fixture | 2033 | SC B | GWh | After Competition Groups | 86.0586 | 327038.0859 | 0.32704 | 5319.6907 | 0.016177 | 16 | Residential_2033_SC B_GWh_After Competition Groups_16 | LED Parking Lot Fixture | 1.618% | 0.32704 | 86.0586 | Residential_2033_SC B_GWh_After Competition Groups_LED Parking Lot Fixture
Residential | Res ¦ Basement Wall Insulation | 2033 | SC B | GWh | After Competition Groups | 82.222 | 2851815.5052 | 2.8518 | 5319.6907 | 0.015456 | 17 | Residential_2033_SC B_GWh_After Competition Groups_17 | Basement Wall Insulation | 1.546% | 2.8518 | 82.222 | Residential_2033_SC B_GWh_After Competition Groups_Basement Wall Insulation
Residential | Res ¦ Refrigerator Recycling | 2033 | SC B | GWh | After Competition Groups | 75.326 | 477675.2682 | 0.47768 | 5319.6907 | 0.01416 | 18 | Residential_2033_SC B_GWh_After Competition Groups_18 | Refrigerator Recycling | 1.416% | 0.47768 | 75.326 | Residential_2033_SC B_GWh_After Competition Groups_Refrigerator Recycling
Residential | Res ¦ Energy Star Light Fixture | 2033 | SC B | GWh | After Competition Groups | 73.5999 | 3504146.3023 | 3.5041 | 5319.6907 | 0.013835 | 19 | Residential_2033_SC B_GWh_After Competition Groups_19 | Energy Star Light Fixture | 1.384% | 3.5041 | 73.5999 | Residential_2033_SC B_GWh_After Competition Groups_Energy Star Light Fixture
Residential | Res ¦ Clothes Drying Racks | 2033 | SC B | GWh | After Competition Groups | 68.7761 | 2066714.1212 | 2.0667 | 5319.6907 | 0.012929 | 20 | Residential_2033_SC B_GWh_After Competition Groups_20 | Clothes Drying Racks | 1.293% | 2.0667 | 68.7761 | Residential_2033_SC B_GWh_After Competition Groups_Clothes Drying Racks
Residential | Res ¦ Freezer Recycling | 2033 | SC B | GWh | After Competition Groups | 66.0481 | 10381245.0992 | 10.3812 | 5319.6907 | 0.012416 | 21 | Residential_2033_SC B_GWh_After Competition Groups_21 | Freezer Recycling | 1.242% | 10.3812 | 66.0481 | Residential_2033_SC B_GWh_After Competition Groups_Freezer Recycling
Residential | Res ¦ Smart Burners | 2033 | SC B | GWh | After Competition Groups | 65.2078 | 36527582.8682 | 36.5276 | 5319.6907 | 0.012258 | 22 | Residential_2033_SC B_GWh_After Competition Groups_22 | Smart Burners | 1.226% | 36.5276 | 65.2078 | Residential_2033_SC B_GWh_After Competition Groups_Smart Burners
Residential | Res ¦ Attic Insulation | 2033 | SC B | GWh | After Competition Groups | 63.417 | 4987893.5452 | 4.9879 | 5319.6907 | 0.011921 | 23 | Residential_2033_SC B_GWh_After Competition Groups_23 | Attic Insulation | 1.192% | 4.9879 | 63.417 | Residential_2033_SC B_GWh_After Competition Groups_Attic Insulation
Residential | Res ¦ Energy Star Room Air Conditioner | 2033 | SC B | GWh | After Competition Groups | 52.9012 | 2387788.2879 | 2.3878 | 5319.6907 | 0.0099444 | 24 | Residential_2033_SC B_GWh_After Competition Groups_24 | Energy Star Room Air Conditioner | 0.9944% | 2.3878 | 52.9012 | Residential_2033_SC B_GWh_After Competition Groups_Energy Star Room Air Conditioner
Residential | Res ¦ Energy Star Freezer | 2033 | SC B | GWh | After Competition Groups | 51.9968 | 2715117.7446 | 2.7151 | 5319.6907 | 0.0097744 | 25 | Residential_2033_SC B_GWh_After Competition Groups_25 | Energy Star Freezer | 0.9774% | 2.7151 | 51.9968 | Residential_2033_SC B_GWh_After Competition Groups_Energy Star Freezer
Residential | Res ¦ Advanced BAS/Controllers | 2033 | SC B | GWh | After Competition Groups | 42.0578 | 280572.8889 | 0.28057 | 5319.6907 | 0.0079061 | 26 | Residential_2033_SC B_GWh_After Competition Groups_26 | Advanced BAS/Controllers | 0.7906% | 0.28057 | 42.0578 | Residential_2033_SC B_GWh_After Competition Groups_Advanced BAS/Controllers
Residential | Res ¦ LED Exterior Area Lights - LED Fixture (200W) | 2033 | SC B | GWh | After Competition Groups | 39.2451 | 427808.804 | 0.42781 | 5319.6907 | 0.0073773 | 27 | Residential_2033_SC B_GWh_After Competition Groups_27 | LED Exterior Area Lights - LED Fixture (200W) | 0.7377% | 0.42781 | 39.2451 | Residential_2033_SC B_GWh_After Competition Groups_LED Exterior Area Lights - LED Fixture (200W)
Residential | Res ¦ Furnace Whistle | 2033 | SC B | GWh | After Competition Groups | 36.2171 | 11213.758 | 0.011214 | 5319.6907 | 0.0068081 | 28 | Residential_2033_SC B_GWh_After Competition Groups_28 | Furnace Whistle | 0.6808% | 0.011214 | 36.2171 | Residential_2033_SC B_GWh_After Competition Groups_Furnace Whistle
Residential | Res ¦ Outside Air Economizer | 2033 | SC B | GWh | After Competition Groups | 31.2507 | 129738.5274 | 0.12974 | 5319.6907 | 0.0058745 | 29 | Residential_2033_SC B_GWh_After Competition Groups_29 | Outside Air Economizer | 0.5875% | 0.12974 | 31.2507 | Residential_2033_SC B_GWh_After Competition Groups_Outside Air Economizer
Residential | Res ¦ Home Energy Reports | 2033 | SC B | GWh | After Competition Groups | 31.0721 | 1790989.5166 | 1.791 | 5319.6907 | 0.005841 | 30 | Residential_2033_SC B_GWh_After Competition Groups_30 | Home Energy Reports | 0.5841% | 1.791 | 31.0721 | Residential_2033_SC B_GWh_After Competition Groups_Home Energy Reports
Residential | Res ¦ LED Tube Re-Lamp | 2033 | SC B | GWh | After Competition Groups | 27.5664 | 439727.5426 | 0.43973 | 5319.6907 | 0.005182 | 31 | Residential_2033_SC B_GWh_After Competition Groups_31 | LED Tube Re-Lamp | 0.5182% | 0.43973 | 27.5664 | Residential_2033_SC B_GWh_After Competition Groups_LED Tube Re-Lamp
Residential | Res ¦ Energy Star Dehumidifier | 2033 | SC B | GWh | After Competition Groups | 23.7849 | 1340104.9421 | 1.3401 | 5319.6907 | 0.0044711 | 32 | Residential_2033_SC B_GWh_After Competition Groups_32 | Energy Star Dehumidifier | 0.4471% | 1.3401 | 23.7849 | Residential_2033_SC B_GWh_After Competition Groups_Energy Star Dehumidifier
Residential | Res ¦ Minimize Hot and Warm Clothes Wash | 2033 | SC B | GWh | After Competition Groups | 22.977 | 0 | 0 | 5319.6907 | 0.0043192 | 33 | Residential_2033_SC B_GWh_After Competition Groups_33 | Minimize Hot and Warm Clothes Wash | 0.4319% | 0 | 22.977 | Residential_2033_SC B_GWh_After Competition Groups_Minimize Hot and Warm Clothes Wash
Residential | Res ¦ Heat Recovery Ventilator | 2033 | SC B | GWh | After Competition Groups | 20.2065 | 4588390.3216 | 4.5884 | 5319.6907 | 0.0037984 | 34 | Residential_2033_SC B_GWh_After Competition Groups_34 | Heat Recovery Ventilator | 0.3798% | 4.5884 | 20.2065 | Residential_2033_SC B_GWh_After Competition Groups_Heat Recovery Ventilator
Residential | Res ¦ Demand Control Ventilation | 2033 | SC B | GWh | After Competition Groups | 19.3967 | 160722.9928 | 0.16072 | 5319.6907 | 0.0036462 | 35 | Residential_2033_SC B_GWh_After Competition Groups_35 | Demand Control Ventilation | 0.3646% | 0.16072 | 19.3967 | Residential_2033_SC B_GWh_After Competition Groups_Demand Control Ventilation
Residential | Res ¦ CO Sensors for parking garage exhaust fans | 2033 | SC B | GWh | After Competition Groups | 16.86 | 271463.4577 | 0.27146 | 5319.6907 | 0.0031694 | 36 | Residential_2033_SC B_GWh_After Competition Groups_36 | CO Sensors for parking garage exhaust fans | 0.3169% | 0.27146 | 16.86 | Residential_2033_SC B_GWh_After Competition Groups_CO Sensors for parking garage exhaust fans
Residential | Res ¦ Floor Insulation | 2033 | SC B | GWh | After Competition Groups | 16.6135 | 2043150.1877 | 2.0432 | 5319.6907 | 0.003123 | 37 | Residential_2033_SC B_GWh_After Competition Groups_37 | Floor Insulation | 0.3123% | 2.0432 | 16.6135 | Residential_2033_SC B_GWh_After Competition Groups_Floor Insulation
Residential | Res ¦ ENERGY STAR LED LAMPS (REFLECTOR LAMPs/MR16/PAR 16) | 2033 | SC B | GWh | After Competition Groups | 16.161 | 60500.0006 | 0.0605 | 5319.6907 | 0.003038 | 38 | Residential_2033_SC B_GWh_After Competition Groups_38 | ENERGY STAR LED LAMPS (REFLECTOR LAMPs/MR16/PAR 16) | 0.3038% | 0.0605 | 16.161 | Residential_2033_SC B_GWh_After Competition Groups_ENERGY STAR LED LAMPS (REFLECTOR LAMPs/MR16/PAR 16)
Residential | Res ¦ Duct Insulation | 2033 | SC B | GWh | After Competition Groups | 15.5117 | 1824980.7579 | 1.825 | 5319.6907 | 0.0029159 | 39 | Residential_2033_SC B_GWh_After Competition Groups_39 | Duct Insulation | 0.2916% | 1.825 | 15.5117 | Residential_2033_SC B_GWh_After Competition Groups_Duct Insulation
Residential | Res ¦ Variable Frequency Drive (VFD) | 2033 | SC B | GWh | After Competition Groups | 15.363 | 68095.7311 | 0.068096 | 5319.6907 | 0.002888 | 40 | Residential_2033_SC B_GWh_After Competition Groups_40 | Variable Frequency Drive (VFD) | 0.2888% | 0.068096 | 15.363 | Residential_2033_SC B_GWh_After Competition Groups_Variable Frequency Drive (VFD)
Residential | Res ¦ High Efficiency Chiller (avg of water and air cooled) | 2033 | SC B | GWh | After Competition Groups | 15.0347 | 166004.9784 | 0.166 | 5319.6907 | 0.0028262 | 41 | Residential_2033_SC B_GWh_After Competition Groups_41 | High Efficiency Chiller (avg of water and air cooled) | 0.2826% | 0.166 | 15.0347 | Residential_2033_SC B_GWh_After Competition Groups_High Efficiency Chiller (avg of water and air cooled)
Residential | Res ¦ Tankless Water Heater | 2033 | SC B | GWh | After Competition Groups | 14.7198 | 1321038.6406 | 1.321 | 5319.6907 | 0.002767 | 42 | Residential_2033_SC B_GWh_After Competition Groups_42 | Tankless Water Heater | 0.2767% | 1.321 | 14.7198 | Residential_2033_SC B_GWh_After Competition Groups_Tankless Water Heater
Residential | Res ¦ Condensing Make Up Air Unit | 2033 | SC B | GWh | After Competition Groups | 11.7768 | 1202699.6366 | 1.2027 | 5319.6907 | 0.0022138 | 43 | Residential_2033_SC B_GWh_After Competition Groups_43 | Condensing Make Up Air Unit | 0.2214% | 1.2027 | 11.7768 | Residential_2033_SC B_GWh_After Competition Groups_Condensing Make Up Air Unit
Residential | Res ¦ Water Heater Temperature Setback | 2033 | SC B | GWh | After Competition Groups | 11.4803 | 11291.3177 | 0.011291 | 5319.6907 | 0.0021581 | 44 | Residential_2033_SC B_GWh_After Competition Groups_44 | Water Heater Temperature Setback | 0.2158% | 0.011291 | 11.4803 | Residential_2033_SC B_GWh_After Competition Groups_Water Heater Temperature Setback
Residential | Res ¦ Duct Insulation MF | 2033 | SC B | GWh | After Competition Groups | 6.4629 | 1338435.7841 | 1.3384 | 5319.6907 | 0.0012149 | 45 | Residential_2033_SC B_GWh_After Competition Groups_45 | Duct Insulation MF | 0.1215% | 1.3384 | 6.4629 | Residential_2033_SC B_GWh_After Competition Groups_Duct Insulation MF
Residential | Res ¦ VFD on Pumps | 2033 | SC B | GWh | After Competition Groups | 4.7243 | 25508.9943 | 0.025509 | 5319.6907 | 0.00088808 | 46 | Residential_2033_SC B_GWh_After Competition Groups_46 | VFD on Pumps | 0.08881% | 0.025509 | 4.7243 | Residential_2033_SC B_GWh_After Competition Groups_VFD on Pumps
Residential | Res ¦ ENERGY STAR LED Lamps (General Service Lamps) | 2033 | SC B | GWh | After Competition Groups | 3.5764 | 11841.8726 | 0.011842 | 5319.6907 | 0.0006723 | 47 | Residential_2033_SC B_GWh_After Competition Groups_47 | ENERGY STAR LED Lamps (General Service Lamps) | 0.06723% | 0.011842 | 3.5764 | Residential_2033_SC B_GWh_After Competition Groups_ENERGY STAR LED Lamps (General Service Lamps)
Residential | Res ¦ ECM MOTORS FOR HVAC APPLICATION (FAN-POWERED VAV BOX) | 2033 | SC B | GWh | After Competition Groups | 2.6637 | 30316.7748 | 0.030317 | 5319.6907 | 0.00050072 | 48 | Residential_2033_SC B_GWh_After Competition Groups_48 | ECM MOTORS FOR HVAC APPLICATION (FAN-POWERED VAV BOX) | 0.05007% | 0.030317 | 2.6637 | Residential_2033_SC B_GWh_After Competition Groups_ECM MOTORS FOR HVAC APPLICATION (FAN-POWERED VAV BOX)
Residential | Res ¦ Beverage Vending Machine Controls | 2033 | SC B | GWh | After Competition Groups | 1.8833 | 16343.9273 | 0.016344 | 5319.6907 | 0.00035402 | 49 | Residential_2033_SC B_GWh_After Competition Groups_49 | Beverage Vending Machine Controls | 0.0354% | 0.016344 | 1.8833 | Residential_2033_SC B_GWh_After Competition Groups_Beverage Vending Machine Controls
Residential | Res ¦ Wall Insulation | 2033 | SC B | GWh | After Competition Groups | 0.36926 | 157164.4222 | 0.15716 | 5319.6907 | 6.9414e-05 | 50 | Residential_2033_SC B_GWh_After Competition Groups_50 | Wall Insulation | 0.006941% | 0.15716 | 0.36926 | Residential_2033_SC B_GWh_After Competition Groups_Wall Insulation
Residential | Res ¦ Chilled Water Optimization | 2033 | SC B | GWh | After Competition Groups | 0.28754 | 213.7042 | 0.0002137 | 5319.6907 | 5.4053e-05 | 51 | Residential_2033_SC B_GWh_After Competition Groups_51 | Chilled Water Optimization | 0.005405% | 0.0002137 | 0.28754 | Residential_2033_SC B_GWh_After Competition Groups_Chilled Water Optimization
Residential | Res ¦ LED High Bay Fixture | 2033 | SC B | GWh | After Competition Groups | 0.20432 | 8726.0149 | 0.008726 | 5319.6907 | 3.8407e-05 | 52 | Residential_2033_SC B_GWh_After Competition Groups_52 | LED High Bay Fixture | 0.003841% | 0.008726 | 0.20432 | Residential_2033_SC B_GWh_After Competition Groups_LED High Bay Fixture
Residential | Res ¦ Wall Insulation MF | 2033 | SC B | GWh | After Competition Groups | 0.014483 | 0 | 0 | 5319.6907 | 2.7226e-06 | 53 | Residential_2033_SC B_GWh_After Competition Groups_53 | Wall Insulation MF | 0.0002723% | 0 | 0.014483 | Residential_2033_SC B_GWh_After Competition Groups_Wall Insulation MF
Residential | Res ¦ Heavy Duty Outdoor/Holiday Plug-in Timers | 2033 | SC B | GWh | After Competition Groups | 0 | 0 | 0 | 5319.6907 | 0 | 54 | Residential_2033_SC B_GWh_After Competition Groups_54 | Heavy Duty Outdoor/Holiday Plug-in Timers | 0% | 0 | 0 | Residential_2033_SC B_GWh_After Competition Groups_Heavy Duty Outdoor/Holiday Plug-in Timers
Residential | Res ¦ LED Downlight | 2033 | SC B | GWh | After Competition Groups | 0 | 0 | 0 | 5319.6907 | 0 | 55 | Residential_2033_SC B_GWh_After Competition Groups_55 | LED Downlight | 0% | 0 | 0 | Residential_2033_SC B_GWh_After Competition Groups_LED Downlight
Residential | Res ¦ Smart Power Bar | 2033 | SC B | GWh | After Competition Groups | 0 | 0 | 0 | 5319.6907 | 0 | 56 | Residential_2033_SC B_GWh_After Competition Groups_56 | Smart Power Bar | 0% | 0 | 0 | Residential_2033_SC B_GWh_After Competition Groups_Smart Power Bar
Residential | Res ¦ Energy Star LED Specialty Bulbs | 2033 | SC C | GWh | After Competition Groups | 573.9772 | 32258.2824 | 0.032258 | 4198.4081 | 0.13671 | 1 | Residential_2033_SC C_GWh_After Competition Groups_1 | Energy Star LED Specialty Bulbs | 13.67% | 0.032258 | 573.9772 | Residential_2033_SC C_GWh_After Competition Groups_Energy Star LED Specialty Bulbs
Residential | Res ¦ Energy Star Clothes Washer | 2033 | SC C | GWh | After Competition Groups | 518.9259 | 15635085.0661 | 15.6351 | 4198.4081 | 0.1236 | 2 | Residential_2033_SC C_GWh_After Competition Groups_2 | Energy Star Clothes Washer | 12.36% | 15.6351 | 518.9259 | Residential_2033_SC C_GWh_After Competition Groups_Energy Star Clothes Washer
Residential | Res ¦ Ductless Mini-Split Heat Pump | 2033 | SC C | GWh | After Competition Groups | 332.1702 | 5358873.8323 | 5.3589 | 4198.4081 | 0.079118 | 3 | Residential_2033_SC C_GWh_After Competition Groups_3 | Ductless Mini-Split Heat Pump | 7.912% | 5.3589 | 332.1702 | Residential_2033_SC C_GWh_After Competition Groups_Ductless Mini-Split Heat Pump
Residential | Res ¦ Energy Star A Line, PAR, MR Lamps | 2033 | SC C | GWh | After Competition Groups | 267.5895 | 23454.4702 | 0.023454 | 4198.4081 | 0.063736 | 4 | Residential_2033_SC C_GWh_After Competition Groups_4 | Energy Star A Line, PAR, MR Lamps | 6.374% | 0.023454 | 267.5895 | Residential_2033_SC C_GWh_After Competition Groups_Energy Star A Line, PAR, MR Lamps
Residential | Res ¦ Variable Speed Pool Pump Motor | 2033 | SC C | GWh | After Competition Groups | 243.4473 | 5850457.4497 | 5.8505 | 4198.4081 | 0.057986 | 5 | Residential_2033_SC C_GWh_After Competition Groups_5 | Variable Speed Pool Pump Motor | 5.799% | 5.8505 | 243.4473 | Residential_2033_SC C_GWh_After Competition Groups_Variable Speed Pool Pump Motor
Residential | Res ¦ Car Block Heater Timer | 2033 | SC C | GWh | After Competition Groups | 235.1851 | 443219.5552 | 0.44322 | 4198.4081 | 0.056018 | 6 | Residential_2033_SC C_GWh_After Competition Groups_6 | Car Block Heater Timer | 5.602% | 0.44322 | 235.1851 | Residential_2033_SC C_GWh_After Competition Groups_Car Block Heater Timer
Residential | Res ¦ Energy Star LED Bulbs General Purpose LEDs | 2033 | SC C | GWh | After Competition Groups | 208.4586 | 0 | 0 | 4198.4081 | 0.049652 | 7 | Residential_2033_SC C_GWh_After Competition Groups_7 | Energy Star LED Bulbs General Purpose LEDs | 4.965% | 0 | 208.4586 | Residential_2033_SC C_GWh_After Competition Groups_Energy Star LED Bulbs General Purpose LEDs
Residential | Res ¦ Adaptive Thermostat | 2033 | SC C | GWh | After Competition Groups | 192.1625 | 8047050.8778 | 8.0471 | 4198.4081 | 0.04577 | 8 | Residential_2033_SC C_GWh_After Competition Groups_8 | Adaptive Thermostat | 4.577% | 8.0471 | 192.1625 | Residential_2033_SC C_GWh_After Competition Groups_Adaptive Thermostat
Residential | Res ¦ Building Recommissioning, Operations and Maintenance (O&M) Improvements | 2033 | SC C | GWh | After Competition Groups | 188.6673 | 178676.1955 | 0.17868 | 4198.4081 | 0.044938 | 9 | Residential_2033_SC C_GWh_After Competition Groups_9 | Building Recommissioning, Operations and Maintenance (O&M) Improvements | 4.494% | 0.17868 | 188.6673 | Residential_2033_SC C_GWh_After Competition Groups_Building Recommissioning, Operations and Maintenance (O&M) Improvements
Residential | Res ¦ Energy Star Torchiere | 2033 | SC C | GWh | After Competition Groups | 144.3214 | 1641149.6088 | 1.6411 | 4198.4081 | 0.034375 | 10 | Residential_2033_SC C_GWh_After Competition Groups_10 | Energy Star Torchiere | 3.438% | 1.6411 | 144.3214 | Residential_2033_SC C_GWh_After Competition Groups_Energy Star Torchiere
Residential | Res ¦ Air Sealing | 2033 | SC C | GWh | After Competition Groups | 142.4856 | 6685419.7772 | 6.6854 | 4198.4081 | 0.033938 | 11 | Residential_2033_SC C_GWh_After Competition Groups_11 | Air Sealing | 3.394% | 6.6854 | 142.4856 | Residential_2033_SC C_GWh_After Competition Groups_Air Sealing
Residential | Res ¦ Energy Star Clothes Dryer | 2033 | SC C | GWh | After Competition Groups | 98.4813 | 5969485.5716 | 5.9695 | 4198.4081 | 0.023457 | 12 | Residential_2033_SC C_GWh_After Competition Groups_12 | Energy Star Clothes Dryer | 2.346% | 5.9695 | 98.4813 | Residential_2033_SC C_GWh_After Competition Groups_Energy Star Clothes Dryer
Residential | Res ¦ Comprehensive Draft Proofing | 2033 | SC C | GWh | After Competition Groups | 95.9585 | 0 | 0 | 4198.4081 | 0.022856 | 13 | Residential_2033_SC C_GWh_After Competition Groups_13 | Comprehensive Draft Proofing | 2.286% | 0 | 95.9585 | Residential_2033_SC C_GWh_After Competition Groups_Comprehensive Draft Proofing
Residential | Res ¦ Energy Star Air Source Heat Pump | 2033 | SC C | GWh | After Competition Groups | 87.1571 | 3058772.2238 | 3.0588 | 4198.4081 | 0.02076 | 14 | Residential_2033_SC C_GWh_After Competition Groups_14 | Energy Star Air Source Heat Pump | 2.076% | 3.0588 | 87.1571 | Residential_2033_SC C_GWh_After Competition Groups_Energy Star Air Source Heat Pump
Residential | Res ¦ Basement Wall Insulation | 2033 | SC C | GWh | After Competition Groups | 82.2341 | 2852517.496 | 2.8525 | 4198.4081 | 0.019587 | 15 | Residential_2033_SC C_GWh_After Competition Groups_15 | Basement Wall Insulation | 1.959% | 2.8525 | 82.2341 | Residential_2033_SC C_GWh_After Competition Groups_Basement Wall Insulation
Residential | Res ¦ LED Parking Lot Fixture | 2033 | SC C | GWh | After Competition Groups | 80.8445 | 0 | 0 | 4198.4081 | 0.019256 | 16 | Residential_2033_SC C_GWh_After Competition Groups_16 | LED Parking Lot Fixture | 1.926% | 0 | 80.8445 | Residential_2033_SC C_GWh_After Competition Groups_LED Parking Lot Fixture
Residential | Res ¦ Energy Star Light Fixture | 2033 | SC C | GWh | After Competition Groups | 68.6054 | 3501160.2144 | 3.5012 | 4198.4081 | 0.016341 | 17 | Residential_2033_SC C_GWh_After Competition Groups_17 | Energy Star Light Fixture | 1.634% | 3.5012 | 68.6054 | Residential_2033_SC C_GWh_After Competition Groups_Energy Star Light Fixture
Residential | Res ¦ Attic Insulation | 2033 | SC C | GWh | After Competition Groups | 61.8817 | 4990132.4129 | 4.9901 | 4198.4081 | 0.014739 | 18 | Residential_2033_SC C_GWh_After Competition Groups_18 | Attic Insulation | 1.474% | 4.9901 | 61.8817 | Residential_2033_SC C_GWh_After Competition Groups_Attic Insulation
Residential | Res ¦ Occupancy Sensors MF | 2033 | SC C | GWh | After Competition Groups | 53.0629 | 21978.3547 | 0.021978 | 4198.4081 | 0.012639 | 19 | Residential_2033_SC C_GWh_After Competition Groups_19 | Occupancy Sensors MF | 1.264% | 0.021978 | 53.0629 | Residential_2033_SC C_GWh_After Competition Groups_Occupancy Sensors MF
Residential | Res ¦ Refrigerator Recycling | 2033 | SC C | GWh | After Competition Groups | 49.4561 | 1487513.4355 | 1.4875 | 4198.4081 | 0.01178 | 20 | Residential_2033_SC C_GWh_After Competition Groups_20 | Refrigerator Recycling | 1.178% | 1.4875 | 49.4561 | Residential_2033_SC C_GWh_After Competition Groups_Refrigerator Recycling
Residential | Res ¦ Energy Star Freezer | 2033 | SC C | GWh | After Competition Groups | 43.7879 | 2722151.1897 | 2.7222 | 4198.4081 | 0.01043 | 21 | Residential_2033_SC C_GWh_After Competition Groups_21 | Energy Star Freezer | 1.043% | 2.7222 | 43.7879 | Residential_2033_SC C_GWh_After Competition Groups_Energy Star Freezer
Residential | Res ¦ Energy Star Room Air Conditioner | 2033 | SC C | GWh | After Competition Groups | 43.7147 | 2211957.9 | 2.212 | 4198.4081 | 0.010412 | 22 | Residential_2033_SC C_GWh_After Competition Groups_22 | Energy Star Room Air Conditioner | 1.041% | 2.212 | 43.7147 | Residential_2033_SC C_GWh_After Competition Groups_Energy Star Room Air Conditioner
Residential | Res ¦ Smart Burners | 2033 | SC C | GWh | After Competition Groups | 43.4973 | 25309686.0098 | 25.3097 | 4198.4081 | 0.01036 | 23 | Residential_2033_SC C_GWh_After Competition Groups_23 | Smart Burners | 1.036% | 25.3097 | 43.4973 | Residential_2033_SC C_GWh_After Competition Groups_Smart Burners
Residential | Res ¦ LED Exterior Area Lights - LED Fixture (200W) | 2033 | SC C | GWh | After Competition Groups | 39.2451 | 427851.5892 | 0.42785 | 4198.4081 | 0.0093476 | 24 | Residential_2033_SC C_GWh_After Competition Groups_24 | LED Exterior Area Lights - LED Fixture (200W) | 0.9348% | 0.42785 | 39.2451 | Residential_2033_SC C_GWh_After Competition Groups_LED Exterior Area Lights - LED Fixture (200W)
Residential | Res ¦ Home Energy Reports | 2033 | SC C | GWh | After Competition Groups | 31.0721 | 1790989.5166 | 1.791 | 4198.4081 | 0.0074009 | 25 | Residential_2033_SC C_GWh_After Competition Groups_25 | Home Energy Reports | 0.7401% | 1.791 | 31.0721 | Residential_2033_SC C_GWh_After Competition Groups_Home Energy Reports
Residential | Res ¦ Advanced BAS/Controllers | 2033 | SC C | GWh | After Competition Groups | 27.6137 | 873634.0116 | 0.87363 | 4198.4081 | 0.0065772 | 26 | Residential_2033_SC C_GWh_After Competition Groups_26 | Advanced BAS/Controllers | 0.6577% | 0.87363 | 27.6137 | Residential_2033_SC C_GWh_After Competition Groups_Advanced BAS/Controllers
Residential | Res ¦ LED Tube Re-Lamp | 2033 | SC C | GWh | After Competition Groups | 27.5664 | 439771.5197 | 0.43977 | 4198.4081 | 0.0065659 | 27 | Residential_2033_SC C_GWh_After Competition Groups_27 | LED Tube Re-Lamp | 0.6566% | 0.43977 | 27.5664 | Residential_2033_SC C_GWh_After Competition Groups_LED Tube Re-Lamp
Residential | Res ¦ Outside Air Economizer | 2033 | SC C | GWh | After Competition Groups | 24.0955 | 219145.7465 | 0.21915 | 4198.4081 | 0.0057392 | 28 | Residential_2033_SC C_GWh_After Competition Groups_28 | Outside Air Economizer | 0.5739% | 0.21915 | 24.0955 | Residential_2033_SC C_GWh_After Competition Groups_Outside Air Economizer
Residential | Res ¦ Furnace Whistle | 2033 | SC C | GWh | After Competition Groups | 23.778 | 34932.7579 | 0.034933 | 4198.4081 | 0.0056636 | 29 | Residential_2033_SC C_GWh_After Competition Groups_29 | Furnace Whistle | 0.5664% | 0.034933 | 23.778 | Residential_2033_SC C_GWh_After Competition Groups_Furnace Whistle
Residential | Res ¦ Minimize Hot and Warm Clothes Wash | 2033 | SC C | GWh | After Competition Groups | 22.977 | 0 | 0 | 4198.4081 | 0.0054728 | 30 | Residential_2033_SC C_GWh_After Competition Groups_30 | Minimize Hot and Warm Clothes Wash | 0.5473% | 0 | 22.977 | Residential_2033_SC C_GWh_After Competition Groups_Minimize Hot and Warm Clothes Wash
Residential | Res ¦ ENERGY STAR LED LAMPS (REFLECTOR LAMPs/MR16/PAR 16) | 2033 | SC C | GWh | After Competition Groups | 16.161 | 60506.0512 | 0.060506 | 4198.4081 | 0.0038493 | 31 | Residential_2033_SC C_GWh_After Competition Groups_31 | ENERGY STAR LED LAMPS (REFLECTOR LAMPs/MR16/PAR 16) | 0.3849% | 0.060506 | 16.161 | Residential_2033_SC C_GWh_After Competition Groups_ENERGY STAR LED LAMPS (REFLECTOR LAMPs/MR16/PAR 16)
Residential | Res ¦ High Efficiency Chiller (avg of water and air cooled) | 2033 | SC C | GWh | After Competition Groups | 14.6887 | 166345.862 | 0.16635 | 4198.4081 | 0.0034986 | 32 | Residential_2033_SC C_GWh_After Competition Groups_32 | High Efficiency Chiller (avg of water and air cooled) | 0.3499% | 0.16635 | 14.6887 | Residential_2033_SC C_GWh_After Competition Groups_High Efficiency Chiller (avg of water and air cooled)
Residential | Res ¦ Energy Star Dehumidifier | 2033 | SC C | GWh | After Competition Groups | 13.4843 | 2090277.1817 | 2.0903 | 4198.4081 | 0.0032118 | 33 | Residential_2033_SC C_GWh_After Competition Groups_33 | Energy Star Dehumidifier | 0.3212% | 2.0903 | 13.4843 | Residential_2033_SC C_GWh_After Competition Groups_Energy Star Dehumidifier
Residential | Res ¦ Floor Insulation | 2033 | SC C | GWh | After Competition Groups | 12.9795 | 2044789.4959 | 2.0448 | 4198.4081 | 0.0030915 | 34 | Residential_2033_SC C_GWh_After Competition Groups_34 | Floor Insulation | 0.3092% | 2.0448 | 12.9795 | Residential_2033_SC C_GWh_After Competition Groups_Floor Insulation
Residential | Res ¦ Demand Control Ventilation | 2033 | SC C | GWh | After Competition Groups | 12.7355 | 499615.6341 | 0.49962 | 4198.4081 | 0.0030334 | 35 | Residential_2033_SC C_GWh_After Competition Groups_35 | Demand Control Ventilation | 0.3033% | 0.49962 | 12.7355 | Residential_2033_SC C_GWh_After Competition Groups_Demand Control Ventilation
Residential | Res ¦ CO Sensors for parking garage exhaust fans | 2033 | SC C | GWh | After Competition Groups | 11.2553 | 427798.9962 | 0.4278 | 4198.4081 | 0.0026808 | 36 | Residential_2033_SC C_GWh_After Competition Groups_36 | CO Sensors for parking garage exhaust fans | 0.2681% | 0.4278 | 11.2553 | Residential_2033_SC C_GWh_After Competition Groups_CO Sensors for parking garage exhaust fans
Residential | Res ¦ Variable Frequency Drive (VFD) | 2033 | SC C | GWh | After Competition Groups | 10.0866 | 212088.0613 | 0.21209 | 4198.4081 | 0.0024025 | 37 | Residential_2033_SC C_GWh_After Competition Groups_37 | Variable Frequency Drive (VFD) | 0.2402% | 0.21209 | 10.0866 | Residential_2033_SC C_GWh_After Competition Groups_Variable Frequency Drive (VFD)
Residential | Res ¦ Tankless Water Heater | 2033 | SC C | GWh | After Competition Groups | 9.7378 | 1043815.0881 | 1.0438 | 4198.4081 | 0.0023194 | 38 | Residential_2033_SC C_GWh_After Competition Groups_38 | Tankless Water Heater | 0.2319% | 1.0438 | 9.7378 | Residential_2033_SC C_GWh_After Competition Groups_Tankless Water Heater
Residential | Res ¦ Condensing Make Up Air Unit | 2033 | SC C | GWh | After Competition Groups | 8.9292 | 1097174.5134 | 1.0972 | 4198.4081 | 0.0021268 | 39 | Residential_2033_SC C_GWh_After Competition Groups_39 | Condensing Make Up Air Unit | 0.2127% | 1.0972 | 8.9292 | Residential_2033_SC C_GWh_After Competition Groups_Condensing Make Up Air Unit
Residential | Res ¦ Water Heater Temperature Setback | 2033 | SC C | GWh | After Competition Groups | 7.5373 | 35173.1766 | 0.035173 | 4198.4081 | 0.0017953 | 40 | Residential_2033_SC C_GWh_After Competition Groups_40 | Water Heater Temperature Setback | 0.1795% | 0.035173 | 7.5373 | Residential_2033_SC C_GWh_After Competition Groups_Water Heater Temperature Setback
Residential | Res ¦ Duct Insulation MF | 2033 | SC C | GWh | After Competition Groups | 5.9039 | 1339779.6458 | 1.3398 | 4198.4081 | 0.0014062 | 41 | Residential_2033_SC C_GWh_After Competition Groups_41 | Duct Insulation MF | 0.1406% | 1.3398 | 5.9039 | Residential_2033_SC C_GWh_After Competition Groups_Duct Insulation MF
Residential | Res ¦ Heat Recovery Ventilator | 2033 | SC C | GWh | After Competition Groups | 4.7217 | 2850800.0096 | 2.8508 | 4198.4081 | 0.0011246 | 42 | Residential_2033_SC C_GWh_After Competition Groups_42 | Heat Recovery Ventilator | 0.1125% | 2.8508 | 4.7217 | Residential_2033_SC C_GWh_After Competition Groups_Heat Recovery Ventilator
Residential | Res ¦ Duct Insulation | 2033 | SC C | GWh | After Competition Groups | 4.5333 | 1830456.4563 | 1.8305 | 4198.4081 | 0.0010798 | 43 | Residential_2033_SC C_GWh_After Competition Groups_43 | Duct Insulation | 0.108% | 1.8305 | 4.5333 | Residential_2033_SC C_GWh_After Competition Groups_Duct Insulation
Residential | Res ¦ ENERGY STAR LED Lamps (General Service Lamps) | 2033 | SC C | GWh | After Competition Groups | 3.5764 | 11843.0569 | 0.011843 | 4198.4081 | 0.00085185 | 44 | Residential_2033_SC C_GWh_After Competition Groups_44 | ENERGY STAR LED Lamps (General Service Lamps) | 0.08519% | 0.011843 | 3.5764 | Residential_2033_SC C_GWh_After Competition Groups_ENERGY STAR LED Lamps (General Service Lamps)
Residential | Res ¦ VFD on Pumps | 2033 | SC C | GWh | After Competition Groups | 3.1018 | 79445.5003 | 0.079446 | 4198.4081 | 0.00073879 | 45 | Residential_2033_SC C_GWh_After Competition Groups_45 | VFD on Pumps | 0.07388% | 0.079446 | 3.1018 | Residential_2033_SC C_GWh_After Competition Groups_VFD on Pumps
Residential | Res ¦ Clothes Drying Racks | 2033 | SC C | GWh | After Competition Groups | 3.0749 | 0 | 0 | 4198.4081 | 0.0007324 | 46 | Residential_2033_SC C_GWh_After Competition Groups_46 | Clothes Drying Racks | 0.07324% | 0 | 3.0749 | Residential_2033_SC C_GWh_After Competition Groups_Clothes Drying Racks
Residential | Res ¦ ECM MOTORS FOR HVAC APPLICATION (FAN-POWERED VAV BOX) | 2033 | SC C | GWh | After Competition Groups | 1.7289 | 46602.6051 | 0.046603 | 4198.4081 | 0.0004118 | 47 | Residential_2033_SC C_GWh_After Competition Groups_47 | ECM MOTORS FOR HVAC APPLICATION (FAN-POWERED VAV BOX) | 0.04118% | 0.046603 | 1.7289 | Residential_2033_SC C_GWh_After Competition Groups_ECM MOTORS FOR HVAC APPLICATION (FAN-POWERED VAV BOX)
Residential | Res ¦ Beverage Vending Machine Controls | 2033 | SC C | GWh | After Competition Groups | 1.1641 | 20929.4653 | 0.020929 | 4198.4081 | 0.00027727 | 48 | Residential_2033_SC C_GWh_After Competition Groups_48 | Beverage Vending Machine Controls | 0.02773% | 0.020929 | 1.1641 | Residential_2033_SC C_GWh_After Competition Groups_Beverage Vending Machine Controls
Residential | Res ¦ Chilled Water Optimization | 2033 | SC C | GWh | After Competition Groups | 0.22155 | 197.8813 | 0.00019788 | 4198.4081 | 5.2769e-05 | 49 | Residential_2033_SC C_GWh_After Competition Groups_49 | Chilled Water Optimization | 0.005277% | 0.00019788 | 0.22155 | Residential_2033_SC C_GWh_After Competition Groups_Chilled Water Optimization
Residential | Res ¦ LED High Bay Fixture | 2033 | SC C | GWh | After Competition Groups | 0.20432 | 8726.8876 | 0.0087269 | 4198.4081 | 4.8665e-05 | 50 | Residential_2033_SC C_GWh_After Competition Groups_50 | LED High Bay Fixture | 0.004866% | 0.0087269 | 0.20432 | Residential_2033_SC C_GWh_After Competition Groups_LED High Bay Fixture
Residential | Res ¦ Wall Insulation | 2033 | SC C | GWh | After Competition Groups | 0.14405 | 157266.9795 | 0.15727 | 4198.4081 | 3.4311e-05 | 51 | Residential_2033_SC C_GWh_After Competition Groups_51 | Wall Insulation | 0.003431% | 0.15727 | 0.14405 | Residential_2033_SC C_GWh_After Competition Groups_Wall Insulation
Residential | Res ¦ Wall Insulation MF | 2033 | SC C | GWh | After Competition Groups | 0.014484 | 0 | 0 | 4198.4081 | 3.45e-06 | 52 | Residential_2033_SC C_GWh_After Competition Groups_52 | Wall Insulation MF | 0.000345% | 0 | 0.014484 | Residential_2033_SC C_GWh_After Competition Groups_Wall Insulation MF
Residential | Res ¦ Freezer Recycling | 2033 | SC C | GWh | After Competition Groups | 0.003375 | 0 | 0 | 4198.4081 | 8.0388e-07 | 53 | Residential_2033_SC C_GWh_After Competition Groups_53 | Freezer Recycling | 8.039e-05% | 0 | 0.003375 | Residential_2033_SC C_GWh_After Competition Groups_Freezer Recycling
Residential | Res ¦ Heavy Duty Outdoor/Holiday Plug-in Timers | 2033 | SC C | GWh | After Competition Groups | 0 | 0 | 0 | 4198.4081 | 0 | 54 | Residential_2033_SC C_GWh_After Competition Groups_54 | Heavy Duty Outdoor/Holiday Plug-in Timers | 0% | 0 | 0 | Residential_2033_SC C_GWh_After Competition Groups_Heavy Duty Outdoor/Holiday Plug-in Timers
Residential | Res ¦ LED Downlight | 2033 | SC C | GWh | After Competition Groups | 0 | 0 | 0 | 4198.4081 | 0 | 55 | Residential_2033_SC C_GWh_After Competition Groups_55 | LED Downlight | 0% | 0 | 0 | Residential_2033_SC C_GWh_After Competition Groups_LED Downlight
Residential | Res ¦ Smart Power Bar | 2033 | SC C | GWh | After Competition Groups | 0 | 0 | 0 | 4198.4081 | 0 | 56 | Residential_2033_SC C_GWh_After Competition Groups_56 | Smart Power Bar | 0% | 0 | 0 | Residential_2033_SC C_GWh_After Competition Groups_Smart Power Bar
Residential | Res ¦ Energy Star LED Bulbs General Purpose LEDs | 2033 | SC D | GWh | After Competition Groups | 406.1686 | 0 | 0 | 3289.3728 | 0.12348 | 1 | Residential_2033_SC D_GWh_After Competition Groups_1 | Energy Star LED Bulbs General Purpose LEDs | 12.35% | 0 | 406.1686 | Residential_2033_SC D_GWh_After Competition Groups_Energy Star LED Bulbs General Purpose LEDs
Residential | Res ¦ Energy Star LED Specialty Bulbs | 2033 | SC D | GWh | After Competition Groups | 389.959 | 0 | 0 | 3289.3728 | 0.11855 | 2 | Residential_2033_SC D_GWh_After Competition Groups_2 | Energy Star LED Specialty Bulbs | 11.86% | 0 | 389.959 | Residential_2033_SC D_GWh_After Competition Groups_Energy Star LED Specialty Bulbs
Residential | Res ¦ Energy Star Clothes Washer | 2033 | SC D | GWh | After Competition Groups | 343.9119 | 0 | 0 | 3289.3728 | 0.10455 | 3 | Residential_2033_SC D_GWh_After Competition Groups_3 | Energy Star Clothes Washer | 10.46% | 0 | 343.9119 | Residential_2033_SC D_GWh_After Competition Groups_Energy Star Clothes Washer
Residential | Res ¦ Ductless Mini-Split Heat Pump | 2033 | SC D | GWh | After Competition Groups | 332.1843 | 0 | 0 | 3289.3728 | 0.10099 | 4 | Residential_2033_SC D_GWh_After Competition Groups_4 | Ductless Mini-Split Heat Pump | 10.1% | 0 | 332.1843 | Residential_2033_SC D_GWh_After Competition Groups_Ductless Mini-Split Heat Pump
Residential | Res ¦ Energy Star A Line, PAR, MR Lamps | 2033 | SC D | GWh | After Competition Groups | 268.048 | 0 | 0 | 3289.3728 | 0.081489 | 5 | Residential_2033_SC D_GWh_After Competition Groups_5 | Energy Star A Line, PAR, MR Lamps | 8.149% | 0 | 268.048 | Residential_2033_SC D_GWh_After Competition Groups_Energy Star A Line, PAR, MR Lamps
Residential | Res ¦ Building Recommissioning, Operations and Maintenance (O&M) Improvements | 2033 | SC D | GWh | After Competition Groups | 188.6673 | 0 | 0 | 3289.3728 | 0.057357 | 6 | Residential_2033_SC D_GWh_After Competition Groups_6 | Building Recommissioning, Operations and Maintenance (O&M) Improvements | 5.736% | 0 | 188.6673 | Residential_2033_SC D_GWh_After Competition Groups_Building Recommissioning, Operations and Maintenance (O&M) Improvements
Residential | Res ¦ Variable Speed Pool Pump Motor | 2033 | SC D | GWh | After Competition Groups | 160.6731 | 0 | 0 | 3289.3728 | 0.048846 | 7 | Residential_2033_SC D_GWh_After Competition Groups_7 | Variable Speed Pool Pump Motor | 4.885% | 0 | 160.6731 | Residential_2033_SC D_GWh_After Competition Groups_Variable Speed Pool Pump Motor
Residential | Res ¦ Energy Star Torchiere | 2033 | SC D | GWh | After Competition Groups | 127.7567 | 0 | 0 | 3289.3728 | 0.038839 | 8 | Residential_2033_SC D_GWh_After Competition Groups_8 | Energy Star Torchiere | 3.884% | 0 | 127.7567 | Residential_2033_SC D_GWh_After Competition Groups_Energy Star Torchiere
Residential | Res ¦ Adaptive Thermostat | 2033 | SC D | GWh | After Competition Groups | 113.2087 | 0 | 0 | 3289.3728 | 0.034417 | 9 | Residential_2033_SC D_GWh_After Competition Groups_9 | Adaptive Thermostat | 3.442% | 0 | 113.2087 | Residential_2033_SC D_GWh_After Competition Groups_Adaptive Thermostat
Residential | Res ¦ Energy Star Air Source Heat Pump | 2033 | SC D | GWh | After Competition Groups | 87.1571 | 0 | 0 | 3289.3728 | 0.026497 | 10 | Residential_2033_SC D_GWh_After Competition Groups_10 | Energy Star Air Source Heat Pump | 2.65% | 0 | 87.1571 | Residential_2033_SC D_GWh_After Competition Groups_Energy Star Air Source Heat Pump
Residential | Res ¦ Comprehensive Draft Proofing | 2033 | SC D | GWh | After Competition Groups | 87.1174 | 0 | 0 | 3289.3728 | 0.026484 | 11 | Residential_2033_SC D_GWh_After Competition Groups_11 | Comprehensive Draft Proofing | 2.648% | 0 | 87.1174 | Residential_2033_SC D_GWh_After Competition Groups_Comprehensive Draft Proofing
Residential | Res ¦ LED Parking Lot Fixture | 2033 | SC D | GWh | After Competition Groups | 80.8445 | 0 | 0 | 3289.3728 | 0.024577 | 12 | Residential_2033_SC D_GWh_After Competition Groups_12 | LED Parking Lot Fixture | 2.458% | 0 | 80.8445 | Residential_2033_SC D_GWh_After Competition Groups_LED Parking Lot Fixture
Residential | Res ¦ Basement Wall Insulation | 2033 | SC D | GWh | After Competition Groups | 78.9612 | 0 | 0 | 3289.3728 | 0.024005 | 13 | Residential_2033_SC D_GWh_After Competition Groups_13 | Basement Wall Insulation | 2.4% | 0 | 78.9612 | Residential_2033_SC D_GWh_After Competition Groups_Basement Wall Insulation
Residential | Res ¦ Occupancy Sensors MF | 2033 | SC D | GWh | After Competition Groups | 53.0629 | 0 | 0 | 3289.3728 | 0.016132 | 14 | Residential_2033_SC D_GWh_After Competition Groups_14 | Occupancy Sensors MF | 1.613% | 0 | 53.0629 | Residential_2033_SC D_GWh_After Competition Groups_Occupancy Sensors MF
Residential | Res ¦ Air Sealing | 2033 | SC D | GWh | After Competition Groups | 52.8345 | 0 | 0 | 3289.3728 | 0.016062 | 15 | Residential_2033_SC D_GWh_After Competition Groups_15 | Air Sealing | 1.606% | 0 | 52.8345 | Residential_2033_SC D_GWh_After Competition Groups_Air Sealing
Residential | Res ¦ Energy Star Clothes Dryer | 2033 | SC D | GWh | After Competition Groups | 52.2768 | 0 | 0 | 3289.3728 | 0.015893 | 16 | Residential_2033_SC D_GWh_After Competition Groups_16 | Energy Star Clothes Dryer | 1.589% | 0 | 52.2768 | Residential_2033_SC D_GWh_After Competition Groups_Energy Star Clothes Dryer
Residential | Res ¦ Energy Star Room Air Conditioner | 2033 | SC D | GWh | After Competition Groups | 43.5107 | 0 | 0 | 3289.3728 | 0.013228 | 17 | Residential_2033_SC D_GWh_After Competition Groups_17 | Energy Star Room Air Conditioner | 1.323% | 0 | 43.5107 | Residential_2033_SC D_GWh_After Competition Groups_Energy Star Room Air Conditioner
Residential | Res ¦ Energy Star Light Fixture | 2033 | SC D | GWh | After Competition Groups | 41.4976 | 0 | 0 | 3289.3728 | 0.012616 | 18 | Residential_2033_SC D_GWh_After Competition Groups_18 | Energy Star Light Fixture | 1.262% | 0 | 41.4976 | Residential_2033_SC D_GWh_After Competition Groups_Energy Star Light Fixture
Residential | Res ¦ LED Exterior Area Lights - LED Fixture (200W) | 2033 | SC D | GWh | After Competition Groups | 36.1953 | 0 | 0 | 3289.3728 | 0.011004 | 19 | Residential_2033_SC D_GWh_After Competition Groups_19 | LED Exterior Area Lights - LED Fixture (200W) | 1.1% | 0 | 36.1953 | Residential_2033_SC D_GWh_After Competition Groups_LED Exterior Area Lights - LED Fixture (200W)
Residential | Res ¦ Attic Insulation | 2033 | SC D | GWh | After Competition Groups | 32.7303 | 0 | 0 | 3289.3728 | 0.0099503 | 20 | Residential_2033_SC D_GWh_After Competition Groups_20 | Attic Insulation | 0.995% | 0 | 32.7303 | Residential_2033_SC D_GWh_After Competition Groups_Attic Insulation
Residential | Res ¦ Home Energy Reports | 2033 | SC D | GWh | After Competition Groups | 31.0721 | 0 | 0 | 3289.3728 | 0.0094462 | 21 | Residential_2033_SC D_GWh_After Competition Groups_21 | Home Energy Reports | 0.9446% | 0 | 31.0721 | Residential_2033_SC D_GWh_After Competition Groups_Home Energy Reports
Residential | Res ¦ Refrigerator Recycling | 2033 | SC D | GWh | After Competition Groups | 30.4917 | 0 | 0 | 3289.3728 | 0.0092698 | 22 | Residential_2033_SC D_GWh_After Competition Groups_22 | Refrigerator Recycling | 0.927% | 0 | 30.4917 | Residential_2033_SC D_GWh_After Competition Groups_Refrigerator Recycling
Residential | Res ¦ Advanced BAS/Controllers | 2033 | SC D | GWh | After Competition Groups | 27.6137 | 0 | 0 | 3289.3728 | 0.0083948 | 23 | Residential_2033_SC D_GWh_After Competition Groups_23 | Advanced BAS/Controllers | 0.8395% | 0 | 27.6137 | Residential_2033_SC D_GWh_After Competition Groups_Advanced BAS/Controllers
Residential | Res ¦ LED Tube Re-Lamp | 2033 | SC D | GWh | After Competition Groups | 27.5088 | 0 | 0 | 3289.3728 | 0.0083629 | 24 | Residential_2033_SC D_GWh_After Competition Groups_24 | LED Tube Re-Lamp | 0.8363% | 0 | 27.5088 | Residential_2033_SC D_GWh_After Competition Groups_LED Tube Re-Lamp
Residential | Res ¦ Outside Air Economizer | 2033 | SC D | GWh | After Competition Groups | 24.0955 | 0 | 0 | 3289.3728 | 0.0073253 | 25 | Residential_2033_SC D_GWh_After Competition Groups_25 | Outside Air Economizer | 0.7325% | 0 | 24.0955 | Residential_2033_SC D_GWh_After Competition Groups_Outside Air Economizer
Residential | Res ¦ Furnace Whistle | 2033 | SC D | GWh | After Competition Groups | 23.778 | 0 | 0 | 3289.3728 | 0.0072287 | 26 | Residential_2033_SC D_GWh_After Competition Groups_26 | Furnace Whistle | 0.7229% | 0 | 23.778 | Residential_2033_SC D_GWh_After Competition Groups_Furnace Whistle
Residential | Res ¦ Energy Star Freezer | 2033 | SC D | GWh | After Competition Groups | 23.3655 | 0 | 0 | 3289.3728 | 0.0071033 | 27 | Residential_2033_SC D_GWh_After Competition Groups_27 | Energy Star Freezer | 0.7103% | 0 | 23.3655 | Residential_2033_SC D_GWh_After Competition Groups_Energy Star Freezer
Residential | Res ¦ Minimize Hot and Warm Clothes Wash | 2033 | SC D | GWh | After Competition Groups | 22.977 | 0 | 0 | 3289.3728 | 0.0069852 | 28 | Residential_2033_SC D_GWh_After Competition Groups_28 | Minimize Hot and Warm Clothes Wash | 0.6985% | 0 | 22.977 | Residential_2033_SC D_GWh_After Competition Groups_Minimize Hot and Warm Clothes Wash
Residential | Res ¦ ENERGY STAR LED LAMPS (REFLECTOR LAMPs/MR16/PAR 16) | 2033 | SC D | GWh | After Competition Groups | 16.161 | 0 | 0 | 3289.3728 | 0.0049131 | 29 | Residential_2033_SC D_GWh_After Competition Groups_29 | ENERGY STAR LED LAMPS (REFLECTOR LAMPs/MR16/PAR 16) | 0.4913% | 0 | 16.161 | Residential_2033_SC D_GWh_After Competition Groups_ENERGY STAR LED LAMPS (REFLECTOR LAMPs/MR16/PAR 16)
Residential | Res ¦ Smart Burners | 2033 | SC D | GWh | After Competition Groups | 14.9079 | 0 | 0 | 3289.3728 | 0.0045321 | 30 | Residential_2033_SC D_GWh_After Competition Groups_30 | Smart Burners | 0.4532% | 0 | 14.9079 | Residential_2033_SC D_GWh_After Competition Groups_Smart Burners
Residential | Res ¦ High Efficiency Chiller (avg of water and air cooled) | 2033 | SC D | GWh | After Competition Groups | 14.6887 | 0 | 0 | 3289.3728 | 0.0044655 | 31 | Residential_2033_SC D_GWh_After Competition Groups_31 | High Efficiency Chiller (avg of water and air cooled) | 0.4466% | 0 | 14.6887 | Residential_2033_SC D_GWh_After Competition Groups_High Efficiency Chiller (avg of water and air cooled)
Residential | Res ¦ Variable Frequency Drive (VFD) | 2033 | SC D | GWh | After Competition Groups | 7.6932 | 0 | 0 | 3289.3728 | 0.0023388 | 32 | Residential_2033_SC D_GWh_After Competition Groups_32 | Variable Frequency Drive (VFD) | 0.2339% | 0 | 7.6932 | Residential_2033_SC D_GWh_After Competition Groups_Variable Frequency Drive (VFD)
Residential | Res ¦ CO Sensors for parking garage exhaust fans | 2033 | SC D | GWh | After Competition Groups | 7.2049 | 0 | 0 | 3289.3728 | 0.0021904 | 33 | Residential_2033_SC D_GWh_After Competition Groups_33 | CO Sensors for parking garage exhaust fans | 0.219% | 0 | 7.2049 | Residential_2033_SC D_GWh_After Competition Groups_CO Sensors for parking garage exhaust fans
Residential | Res ¦ Water Heater Temperature Setback | 2033 | SC D | GWh | After Competition Groups | 6.8757 | 0 | 0 | 3289.3728 | 0.0020903 | 34 | Residential_2033_SC D_GWh_After Competition Groups_34 | Water Heater Temperature Setback | 0.209% | 0 | 6.8757 | Residential_2033_SC D_GWh_After Competition Groups_Water Heater Temperature Setback
Residential | Res ¦ Demand Control Ventilation | 2033 | SC D | GWh | After Competition Groups | 5.0776 | 0 | 0 | 3289.3728 | 0.0015436 | 35 | Residential_2033_SC D_GWh_After Competition Groups_35 | Demand Control Ventilation | 0.1544% | 0 | 5.0776 | Residential_2033_SC D_GWh_After Competition Groups_Demand Control Ventilation
Residential | Res ¦ Tankless Water Heater | 2033 | SC D | GWh | After Competition Groups | 5.0565 | 0 | 0 | 3289.3728 | 0.0015372 | 36 | Residential_2033_SC D_GWh_After Competition Groups_36 | Tankless Water Heater | 0.1537% | 0 | 5.0565 | Residential_2033_SC D_GWh_After Competition Groups_Tankless Water Heater
Residential | Res ¦ Energy Star Dehumidifier | 2033 | SC D | GWh | After Competition Groups | 3.8422 | 0 | 0 | 3289.3728 | 0.0011681 | 37 | Residential_2033_SC D_GWh_After Competition Groups_37 | Energy Star Dehumidifier | 0.1168% | 0 | 3.8422 | Residential_2033_SC D_GWh_After Competition Groups_Energy Star Dehumidifier
Residential | Res ¦ ENERGY STAR LED Lamps (General Service Lamps) | 2033 | SC D | GWh | After Competition Groups | 3.5764 | 0 | 0 | 3289.3728 | 0.0010873 | 38 | Residential_2033_SC D_GWh_After Competition Groups_38 | ENERGY STAR LED Lamps (General Service Lamps) | 0.1087% | 0 | 3.5764 | Residential_2033_SC D_GWh_After Competition Groups_ENERGY STAR LED Lamps (General Service Lamps)
Residential | Res ¦ Condensing Make Up Air Unit | 2033 | SC D | GWh | After Competition Groups | 3.1429 | 0 | 0 | 3289.3728 | 0.00095547 | 39 | Residential_2033_SC D_GWh_After Competition Groups_39 | Condensing Make Up Air Unit | 0.09555% | 0 | 3.1429 | Residential_2033_SC D_GWh_After Competition Groups_Condensing Make Up Air Unit
Residential | Res ¦ Clothes Drying Racks | 2033 | SC D | GWh | After Competition Groups | 3.0749 | 0 | 0 | 3289.3728 | 0.00093481 | 40 | Residential_2033_SC D_GWh_After Competition Groups_40 | Clothes Drying Racks | 0.09348% | 0 | 3.0749 | Residential_2033_SC D_GWh_After Competition Groups_Clothes Drying Racks
Residential | Res ¦ VFD on Pumps | 2033 | SC D | GWh | After Competition Groups | 2.1833 | 0 | 0 | 3289.3728 | 0.00066375 | 41 | Residential_2033_SC D_GWh_After Competition Groups_41 | VFD on Pumps | 0.06637% | 0 | 2.1833 | Residential_2033_SC D_GWh_After Competition Groups_VFD on Pumps
Residential | Res ¦ Floor Insulation | 2033 | SC D | GWh | After Competition Groups | 2.1344 | 0 | 0 | 3289.3728 | 0.00064889 | 42 | Residential_2033_SC D_GWh_After Competition Groups_42 | Floor Insulation | 0.06489% | 0 | 2.1344 | Residential_2033_SC D_GWh_After Competition Groups_Floor Insulation
Residential | Res ¦ Heat Recovery Ventilator | 2033 | SC D | GWh | After Competition Groups | 1.629 | 0 | 0 | 3289.3728 | 0.00049523 | 43 | Residential_2033_SC D_GWh_After Competition Groups_43 | Heat Recovery Ventilator | 0.04952% | 0 | 1.629 | Residential_2033_SC D_GWh_After Competition Groups_Heat Recovery Ventilator
Residential | Res ¦ ECM MOTORS FOR HVAC APPLICATION (FAN-POWERED VAV BOX) | 2033 | SC D | GWh | After Competition Groups | 1.3496 | 0 | 0 | 3289.3728 | 0.00041028 | 44 | Residential_2033_SC D_GWh_After Competition Groups_44 | ECM MOTORS FOR HVAC APPLICATION (FAN-POWERED VAV BOX) | 0.04103% | 0 | 1.3496 | Residential_2033_SC D_GWh_After Competition Groups_ECM MOTORS FOR HVAC APPLICATION (FAN-POWERED VAV BOX)
Residential | Res ¦ Duct Insulation | 2033 | SC D | GWh | After Competition Groups | 1.152 | 0 | 0 | 3289.3728 | 0.00035021 | 45 | Residential_2033_SC D_GWh_After Competition Groups_45 | Duct Insulation | 0.03502% | 0 | 1.152 | Residential_2033_SC D_GWh_After Competition Groups_Duct Insulation
Residential | Res ¦ Beverage Vending Machine Controls | 2033 | SC D | GWh | After Competition Groups | 0.93194 | 0 | 0 | 3289.3728 | 0.00028332 | 46 | Residential_2033_SC D_GWh_After Competition Groups_46 | Beverage Vending Machine Controls | 0.02833% | 0 | 0.93194 | Residential_2033_SC D_GWh_After Competition Groups_Beverage Vending Machine Controls
Residential | Res ¦ Duct Insulation MF | 2033 | SC D | GWh | After Competition Groups | 0.68006 | 0 | 0 | 3289.3728 | 0.00020674 | 47 | Residential_2033_SC D_GWh_After Competition Groups_47 | Duct Insulation MF | 0.02067% | 0 | 0.68006 | Residential_2033_SC D_GWh_After Competition Groups_Duct Insulation MF
Residential | Res ¦ Chilled Water Optimization | 2033 | SC D | GWh | After Competition Groups | 0.22155 | 0 | 0 | 3289.3728 | 6.7352e-05 | 48 | Residential_2033_SC D_GWh_After Competition Groups_48 | Chilled Water Optimization | 0.006735% | 0 | 0.22155 | Residential_2033_SC D_GWh_After Competition Groups_Chilled Water Optimization
Residential | Res ¦ LED High Bay Fixture | 2033 | SC D | GWh | After Competition Groups | 0.083492 | 0 | 0 | 3289.3728 | 2.5382e-05 | 49 | Residential_2033_SC D_GWh_After Competition Groups_49 | LED High Bay Fixture | 0.002538% | 0 | 0.083492 | Residential_2033_SC D_GWh_After Competition Groups_LED High Bay Fixture
Residential | Res ¦ Wall Insulation | 2033 | SC D | GWh | After Competition Groups | 0.02518 | 0 | 0 | 3289.3728 | 7.655e-06 | 50 | Residential_2033_SC D_GWh_After Competition Groups_50 | Wall Insulation | 0.0007655% | 0 | 0.02518 | Residential_2033_SC D_GWh_After Competition Groups_Wall Insulation
Residential | Res ¦ Wall Insulation MF | 2033 | SC D | GWh | After Competition Groups | 0.0088971 | 0 | 0 | 3289.3728 | 2.7048e-06 | 51 | Residential_2033_SC D_GWh_After Competition Groups_51 | Wall Insulation MF | 0.0002705% | 0 | 0.0088971 | Residential_2033_SC D_GWh_After Competition Groups_Wall Insulation MF
Residential | Res ¦ Freezer Recycling | 2033 | SC D | GWh | After Competition Groups | 0.003375 | 0 | 0 | 3289.3728 | 1.026e-06 | 52 | Residential_2033_SC D_GWh_After Competition Groups_52 | Freezer Recycling | 0.0001026% | 0 | 0.003375 | Residential_2033_SC D_GWh_After Competition Groups_Freezer Recycling
Residential | Res ¦ LED Downlight | 2033 | SC D | GWh | After Competition Groups | 0 | 0 | 0 | 3289.3728 | 0 | 53 | Residential_2033_SC D_GWh_After Competition Groups_53 | LED Downlight | 0% | 0 | 0 | Residential_2033_SC D_GWh_After Competition Groups_LED Downlight
Residential | Res ¦ Smart Power Bar | 2033 | SC D | GWh | After Competition Groups | 0 | 0 | 0 | 3289.3728 | 0 | 54 | Residential_2033_SC D_GWh_After Competition Groups_54 | Smart Power Bar | 0% | 0 | 0 | Residential_2033_SC D_GWh_After Competition Groups_Smart Power Bar
Residential | Res ¦ Smart Power Bar | 2033 | Technical | GWh | After Competition Groups | 1301.4164 | 0 | 0 | 14930.596 | 0.087164 | 1 | Residential_2033_Technical_GWh_After Competition Groups_1 | Smart Power Bar | 8.716% | 0 | 1301.4164 | Residential_2033_Technical_GWh_After Competition Groups_Smart Power Bar
Residential | Res ¦ Energy Star LED Bulbs General Purpose LEDs | 2033 | Technical | GWh | After Competition Groups | 1176.1014 | 0 | 0 | 14930.596 | 0.078771 | 2 | Residential_2033_Technical_GWh_After Competition Groups_2 | Energy Star LED Bulbs General Purpose LEDs | 7.877% | 0 | 1176.1014 | Residential_2033_Technical_GWh_After Competition Groups_Energy Star LED Bulbs General Purpose LEDs
Residential | Res ¦ Energy Star A Line, PAR, MR Lamps | 2033 | Technical | GWh | After Competition Groups | 928.875 | 0 | 0 | 14930.596 | 0.062213 | 3 | Residential_2033_Technical_GWh_After Competition Groups_3 | Energy Star A Line, PAR, MR Lamps | 6.221% | 0 | 928.875 | Residential_2033_Technical_GWh_After Competition Groups_Energy Star A Line, PAR, MR Lamps
Residential | Res ¦ Energy Star Refrigerator | 2033 | Technical | GWh | After Competition Groups | 842.2718 | 0 | 0 | 14930.596 | 0.056412 | 4 | Residential_2033_Technical_GWh_After Competition Groups_4 | Energy Star Refrigerator | 5.641% | 0 | 842.2718 | Residential_2033_Technical_GWh_After Competition Groups_Energy Star Refrigerator
Residential | Res ¦ Smart Burners | 2033 | Technical | GWh | After Competition Groups | 746.8723 | 0 | 0 | 14930.596 | 0.050023 | 5 | Residential_2033_Technical_GWh_After Competition Groups_5 | Smart Burners | 5.002% | 0 | 746.8723 | Residential_2033_Technical_GWh_After Competition Groups_Smart Burners
Residential | Res ¦ Adaptive Thermostat | 2033 | Technical | GWh | After Competition Groups | 686.2767 | 0 | 0 | 14930.596 | 0.045964 | 6 | Residential_2033_Technical_GWh_After Competition Groups_6 | Adaptive Thermostat | 4.596% | 0 | 686.2767 | Residential_2033_Technical_GWh_After Competition Groups_Adaptive Thermostat
Residential | Res ¦ Energy Star Clothes Washer | 2033 | Technical | GWh | After Competition Groups | 685.6248 | 0 | 0 | 14930.596 | 0.045921 | 7 | Residential_2033_Technical_GWh_After Competition Groups_7 | Energy Star Clothes Washer | 4.592% | 0 | 685.6248 | Residential_2033_Technical_GWh_After Competition Groups_Energy Star Clothes Washer
Residential | Res ¦ Energy Star Ground Source Heat Pump | 2033 | Technical | GWh | After Competition Groups | 664.9092 | 0 | 0 | 14930.596 | 0.044533 | 8 | Residential_2033_Technical_GWh_After Competition Groups_8 | Energy Star Ground Source Heat Pump | 4.453% | 0 | 664.9092 | Residential_2033_Technical_GWh_After Competition Groups_Energy Star Ground Source Heat Pump
Residential | Res ¦ Ductless Mini-Split Heat Pump | 2033 | Technical | GWh | After Competition Groups | 660.8086 | 0 | 0 | 14930.596 | 0.044259 | 9 | Residential_2033_Technical_GWh_After Competition Groups_9 | Ductless Mini-Split Heat Pump | 4.426% | 0 | 660.8086 | Residential_2033_Technical_GWh_After Competition Groups_Ductless Mini-Split Heat Pump
Residential | Res ¦ Heat Pump Clothes Dryer | 2033 | Technical | GWh | After Competition Groups | 579.63 | 0 | 0 | 14930.596 | 0.038822 | 10 | Residential_2033_Technical_GWh_After Competition Groups_10 | Heat Pump Clothes Dryer | 3.882% | 0 | 579.63 | Residential_2033_Technical_GWh_After Competition Groups_Heat Pump Clothes Dryer
Residential | Res ¦ Air Sealing | 2033 | Technical | GWh | After Competition Groups | 468.118 | 0 | 0 | 14930.596 | 0.031353 | 11 | Residential_2033_Technical_GWh_After Competition Groups_11 | Air Sealing | 3.135% | 0 | 468.118 | Residential_2033_Technical_GWh_After Competition Groups_Air Sealing
Residential | Res ¦ Energy Star Central Air Conditioner | 2033 | Technical | GWh | After Competition Groups | 428.442 | 0 | 0 | 14930.596 | 0.028696 | 12 | Residential_2033_Technical_GWh_After Competition Groups_12 | Energy Star Central Air Conditioner | 2.87% | 0 | 428.442 | Residential_2033_Technical_GWh_After Competition Groups_Energy Star Central Air Conditioner
Residential | Res ¦ Energy Star Light Fixture | 2033 | Technical | GWh | After Competition Groups | 376.0803 | 0 | 0 | 14930.596 | 0.025189 | 13 | Residential_2033_Technical_GWh_After Competition Groups_13 | Energy Star Light Fixture | 2.519% | 0 | 376.0803 | Residential_2033_Technical_GWh_After Competition Groups_Energy Star Light Fixture
Residential | Res ¦ Car Block Heater Timer | 2033 | Technical | GWh | After Competition Groups | 361.419 | 0 | 0 | 14930.596 | 0.024207 | 14 | Residential_2033_Technical_GWh_After Competition Groups_14 | Car Block Heater Timer | 2.421% | 0 | 361.419 | Residential_2033_Technical_GWh_After Competition Groups_Car Block Heater Timer
Residential | Res ¦ Variable Speed Pool Pump Motor | 2033 | Technical | GWh | After Competition Groups | 343.7734 | 0 | 0 | 14930.596 | 0.023025 | 15 | Residential_2033_Technical_GWh_After Competition Groups_15 | Variable Speed Pool Pump Motor | 2.302% | 0 | 343.7734 | Residential_2033_Technical_GWh_After Competition Groups_Variable Speed Pool Pump Motor
Residential | Res ¦ Ductless Mini-Split Air Conditioner | 2033 | Technical | GWh | After Competition Groups | 318.0537 | 0 | 0 | 14930.596 | 0.021302 | 16 | Residential_2033_Technical_GWh_After Competition Groups_16 | Ductless Mini-Split Air Conditioner | 2.13% | 0 | 318.0537 | Residential_2033_Technical_GWh_After Competition Groups_Ductless Mini-Split Air Conditioner
Residential | Res ¦ Energy Star Torchiere | 2033 | Technical | GWh | After Competition Groups | 296.2457 | 0 | 0 | 14930.596 | 0.019842 | 17 | Residential_2033_Technical_GWh_After Competition Groups_17 | Energy Star Torchiere | 1.984% | 0 | 296.2457 | Residential_2033_Technical_GWh_After Competition Groups_Energy Star Torchiere
Residential | Res ¦ Passive Attic Ventilation | 2033 | Technical | GWh | After Competition Groups | 277.1902 | 0 | 0 | 14930.596 | 0.018565 | 18 | Residential_2033_Technical_GWh_After Competition Groups_18 | Passive Attic Ventilation | 1.857% | 0 | 277.1902 | Residential_2033_Technical_GWh_After Competition Groups_Passive Attic Ventilation
Residential | Res ¦ Building Recommissioning, Operations and Maintenance (O&M) Improvements | 2033 | Technical | GWh | After Competition Groups | 266.4182 | 0 | 0 | 14930.596 | 0.017844 | 19 | Residential_2033_Technical_GWh_After Competition Groups_19 | Building Recommissioning, Operations and Maintenance (O&M) Improvements | 1.784% | 0 | 266.4182 | Residential_2033_Technical_GWh_After Competition Groups_Building Recommissioning, Operations and Maintenance (O&M) Improvements
Residential | Res ¦ Energy Star Windows | 2033 | Technical | GWh | After Competition Groups | 253.8948 | 0 | 0 | 14930.596 | 0.017005 | 20 | Residential_2033_Technical_GWh_After Competition Groups_20 | Energy Star Windows | 1.7% | 0 | 253.8948 | Residential_2033_Technical_GWh_After Competition Groups_Energy Star Windows
Residential | Res ¦ Basement Wall Insulation | 2033 | Technical | GWh | After Competition Groups | 245.7327 | 0 | 0 | 14930.596 | 0.016458 | 21 | Residential_2033_Technical_GWh_After Competition Groups_21 | Basement Wall Insulation | 1.646% | 0 | 245.7327 | Residential_2033_Technical_GWh_After Competition Groups_Basement Wall Insulation
Residential | Res ¦ Basement or Crawlspace Insulation | 2033 | Technical | GWh | After Competition Groups | 204.0633 | 0 | 0 | 14930.596 | 0.013667 | 22 | Residential_2033_Technical_GWh_After Competition Groups_22 | Basement or Crawlspace Insulation | 1.367% | 0 | 204.0633 | Residential_2033_Technical_GWh_After Competition Groups_Basement or Crawlspace Insulation
Residential | Res ¦ Attic Insulation | 2033 | Technical | GWh | After Competition Groups | 189.5669 | 0 | 0 | 14930.596 | 0.012697 | 23 | Residential_2033_Technical_GWh_After Competition Groups_23 | Attic Insulation | 1.27% | 0 | 189.5669 | Residential_2033_Technical_GWh_After Competition Groups_Attic Insulation
Residential | Res ¦ Lighting Motion Sensors, Timers, Dimmers | 2033 | Technical | GWh | After Competition Groups | 155.4882 | 0 | 0 | 14930.596 | 0.010414 | 24 | Residential_2033_Technical_GWh_After Competition Groups_24 | Lighting Motion Sensors, Timers, Dimmers | 1.041% | 0 | 155.4882 | Residential_2033_Technical_GWh_After Competition Groups_Lighting Motion Sensors, Timers, Dimmers
Residential | Res ¦ Wall Insulation | 2033 | Technical | GWh | After Competition Groups | 148.1098 | 0 | 0 | 14930.596 | 0.0099199 | 25 | Residential_2033_Technical_GWh_After Competition Groups_25 | Wall Insulation | 0.992% | 0 | 148.1098 | Residential_2033_Technical_GWh_After Competition Groups_Wall Insulation
Residential | Res ¦ Comprehensive Draft Proofing | 2033 | Technical | GWh | After Competition Groups | 135.5036 | 0 | 0 | 14930.596 | 0.0090756 | 26 | Residential_2033_Technical_GWh_After Competition Groups_26 | Comprehensive Draft Proofing | 0.9076% | 0 | 135.5036 | Residential_2033_Technical_GWh_After Competition Groups_Comprehensive Draft Proofing
Residential | Res ¦ Solar Powered Attic Fan | 2033 | Technical | GWh | After Competition Groups | 119.8037 | 0 | 0 | 14930.596 | 0.008024 | 27 | Residential_2033_Technical_GWh_After Competition Groups_27 | Solar Powered Attic Fan | 0.8024% | 0 | 119.8037 | Residential_2033_Technical_GWh_After Competition Groups_Solar Powered Attic Fan
Residential | Res ¦ Variable Refrigerant Flow Heat Pump | 2033 | Technical | GWh | After Competition Groups | 108.9422 | 0 | 0 | 14930.596 | 0.0072966 | 28 | Residential_2033_Technical_GWh_After Competition Groups_28 | Variable Refrigerant Flow Heat Pump | 0.7297% | 0 | 108.9422 | Residential_2033_Technical_GWh_After Competition Groups_Variable Refrigerant Flow Heat Pump
Residential | Res ¦ Furnace with ECM | 2033 | Technical | GWh | After Competition Groups | 102.0981 | 0 | 0 | 14930.596 | 0.0068382 | 29 | Residential_2033_Technical_GWh_After Competition Groups_29 | Furnace with ECM | 0.6838% | 0 | 102.0981 | Residential_2033_Technical_GWh_After Competition Groups_Furnace with ECM
Residential | Res ¦ Heavy Duty Outdoor/Holiday Plug-in Timers | 2033 | Technical | GWh | After Competition Groups | 96.1201 | 0 | 0 | 14930.596 | 0.0064378 | 30 | Residential_2033_Technical_GWh_After Competition Groups_30 | Heavy Duty Outdoor/Holiday Plug-in Timers | 0.6438% | 0 | 96.1201 | Residential_2033_Technical_GWh_After Competition Groups_Heavy Duty Outdoor/Holiday Plug-in Timers
Residential | Res ¦ Radiant Barrier | 2033 | Technical | GWh | After Competition Groups | 94.7857 | 0 | 0 | 14930.596 | 0.0063484 | 31 | Residential_2033_Technical_GWh_After Competition Groups_31 | Radiant Barrier | 0.6348% | 0 | 94.7857 | Residential_2033_Technical_GWh_After Competition Groups_Radiant Barrier
Residential | Res ¦ Home Energy Reports | 2033 | Technical | GWh | After Competition Groups | 86.8391 | 0 | 0 | 14930.596 | 0.0058162 | 32 | Residential_2033_Technical_GWh_After Competition Groups_32 | Home Energy Reports | 0.5816% | 0 | 86.8391 | Residential_2033_Technical_GWh_After Competition Groups_Home Energy Reports
Residential | Res ¦ Energy Star Ceiling Fan/Lighting | 2033 | Technical | GWh | After Competition Groups | 86.1264 | 0 | 0 | 14930.596 | 0.0057685 | 33 | Residential_2033_Technical_GWh_After Competition Groups_33 | Energy Star Ceiling Fan/Lighting | 0.5768% | 0 | 86.1264 | Residential_2033_Technical_GWh_After Competition Groups_Energy Star Ceiling Fan/Lighting
Residential | Res ¦ LED Downlight | 2033 | Technical | GWh | After Competition Groups | 85.2233 | 0 | 0 | 14930.596 | 0.005708 | 34 | Residential_2033_Technical_GWh_After Competition Groups_34 | LED Downlight | 0.5708% | 0 | 85.2233 | Residential_2033_Technical_GWh_After Competition Groups_LED Downlight
Residential | Res ¦ LED Parking Lot Fixture | 2033 | Technical | GWh | After Competition Groups | 81.7603 | 0 | 0 | 14930.596 | 0.005476 | 35 | Residential_2033_Technical_GWh_After Competition Groups_35 | LED Parking Lot Fixture | 0.5476% | 0 | 81.7603 | Residential_2033_Technical_GWh_After Competition Groups_LED Parking Lot Fixture
Residential | Res ¦ Energy Star Freezer | 2033 | Technical | GWh | After Competition Groups | 77.4985 | 0 | 0 | 14930.596 | 0.0051906 | 36 | Residential_2033_Technical_GWh_After Competition Groups_36 | Energy Star Freezer | 0.5191% | 0 | 77.4985 | Residential_2033_Technical_GWh_After Competition Groups_Energy Star Freezer
Residential | Res ¦ Ceiling Insulation | 2033 | Technical | GWh | After Competition Groups | 74.2434 | 0 | 0 | 14930.596 | 0.0049726 | 37 | Residential_2033_Technical_GWh_After Competition Groups_37 | Ceiling Insulation | 0.4973% | 0 | 74.2434 | Residential_2033_Technical_GWh_After Competition Groups_Ceiling Insulation
Residential | Res ¦ Window Film | 2033 | Technical | GWh | After Competition Groups | 72.7621 | 0 | 0 | 14930.596 | 0.0048734 | 38 | Residential_2033_Technical_GWh_After Competition Groups_38 | Window Film | 0.4873% | 0 | 72.7621 | Residential_2033_Technical_GWh_After Competition Groups_Window Film
Residential | Res ¦ Refrigerator Recycling | 2033 | Technical | GWh | After Competition Groups | 69.8372 | 0 | 0 | 14930.596 | 0.0046775 | 39 | Residential_2033_Technical_GWh_After Competition Groups_39 | Refrigerator Recycling | 0.4677% | 0 | 69.8372 | Residential_2033_Technical_GWh_After Competition Groups_Refrigerator Recycling
Residential | Res ¦ Clothes Drying Racks | 2033 | Technical | GWh | After Competition Groups | 63.7715 | 0 | 0 | 14930.596 | 0.0042712 | 40 | Residential_2033_Technical_GWh_After Competition Groups_40 | Clothes Drying Racks | 0.4271% | 0 | 63.7715 | Residential_2033_Technical_GWh_After Competition Groups_Clothes Drying Racks
Residential | Res ¦ Occupancy Sensors MF | 2033 | Technical | GWh | After Competition Groups | 63.7201 | 0 | 0 | 14930.596 | 0.0042678 | 41 | Residential_2033_Technical_GWh_After Competition Groups_41 | Occupancy Sensors MF | 0.4268% | 0 | 63.7201 | Residential_2033_Technical_GWh_After Competition Groups_Occupancy Sensors MF
Residential | Res ¦ Freezer Recycling | 2033 | Technical | GWh | After Competition Groups | 61.2778 | 0 | 0 | 14930.596 | 0.0041042 | 42 | Residential_2033_Technical_GWh_After Competition Groups_42 | Freezer Recycling | 0.4104% | 0 | 61.2778 | Residential_2033_Technical_GWh_After Competition Groups_Freezer Recycling
Residential | Res ¦ Duct Insulation | 2033 | Technical | GWh | After Competition Groups | 61.0338 | 0 | 0 | 14930.596 | 0.0040878 | 43 | Residential_2033_Technical_GWh_After Competition Groups_43 | Duct Insulation | 0.4088% | 0 | 61.0338 | Residential_2033_Technical_GWh_After Competition Groups_Duct Insulation
Residential | Res ¦ Heat Pump Water Heater | 2033 | Technical | GWh | After Competition Groups | 60.1792 | 0 | 0 | 14930.596 | 0.0040306 | 44 | Residential_2033_Technical_GWh_After Competition Groups_44 | Heat Pump Water Heater | 0.4031% | 0 | 60.1792 | Residential_2033_Technical_GWh_After Competition Groups_Heat Pump Water Heater
Residential | Res ¦ Floor Insulation | 2033 | Technical | GWh | After Competition Groups | 49.6827 | 0 | 0 | 14930.596 | 0.0033276 | 45 | Residential_2033_Technical_GWh_After Competition Groups_45 | Floor Insulation | 0.3328% | 0 | 49.6827 | Residential_2033_Technical_GWh_After Competition Groups_Floor Insulation
Residential | Res ¦ Heat Recovery Ventilator | 2033 | Technical | GWh | After Competition Groups | 45.1718 | 0 | 0 | 14930.596 | 0.0030255 | 46 | Residential_2033_Technical_GWh_After Competition Groups_46 | Heat Recovery Ventilator | 0.3025% | 0 | 45.1718 | Residential_2033_Technical_GWh_After Competition Groups_Heat Recovery Ventilator
Residential | Res ¦ Dehumidifier Recycling | 2033 | Technical | GWh | After Competition Groups | 42.4911 | 0 | 0 | 14930.596 | 0.0028459 | 47 | Residential_2033_Technical_GWh_After Competition Groups_47 | Dehumidifier Recycling | 0.2846% | 0 | 42.4911 | Residential_2033_Technical_GWh_After Competition Groups_Dehumidifier Recycling
Residential | Res ¦ Central Lighting Control System | 2033 | Technical | GWh | After Competition Groups | 40.5858 | 0 | 0 | 14930.596 | 0.0027183 | 48 | Residential_2033_Technical_GWh_After Competition Groups_48 | Central Lighting Control System | 0.2718% | 0 | 40.5858 | Residential_2033_Technical_GWh_After Competition Groups_Central Lighting Control System
Residential | Res ¦ Advanced BAS/Controllers | 2033 | Technical | GWh | After Competition Groups | 38.9935 | 0 | 0 | 14930.596 | 0.0026116 | 49 | Residential_2033_Technical_GWh_After Competition Groups_49 | Advanced BAS/Controllers | 0.2612% | 0 | 38.9935 | Residential_2033_Technical_GWh_After Competition Groups_Advanced BAS/Controllers
Residential | Res ¦ LED Exterior Area Lights - LED Fixture (200W) | 2033 | Technical | GWh | After Competition Groups | 38.3681 | 0 | 0 | 14930.596 | 0.0025698 | 50 | Residential_2033_Technical_GWh_After Competition Groups_50 | LED Exterior Area Lights - LED Fixture (200W) | 0.257% | 0 | 38.3681 | Residential_2033_Technical_GWh_After Competition Groups_LED Exterior Area Lights - LED Fixture (200W)
Residential | Res ¦ INTEGRAL LED TROFFERS | 2033 | Technical | GWh | After Competition Groups | 34.863 | 0 | 0 | 14930.596 | 0.002335 | 51 | Residential_2033_Technical_GWh_After Competition Groups_51 | INTEGRAL LED TROFFERS | 0.2335% | 0 | 34.863 | Residential_2033_Technical_GWh_After Competition Groups_INTEGRAL LED TROFFERS
Residential | Res ¦ Minimize Hot and Warm Clothes Wash | 2033 | Technical | GWh | After Competition Groups | 34.0843 | 0 | 0 | 14930.596 | 0.0022828 | 52 | Residential_2033_Technical_GWh_After Competition Groups_52 | Minimize Hot and Warm Clothes Wash | 0.2283% | 0 | 34.0843 | Residential_2033_Technical_GWh_After Competition Groups_Minimize Hot and Warm Clothes Wash
Residential | Res ¦ Furnace Whistle | 2033 | Technical | GWh | After Competition Groups | 33.5771 | 0 | 0 | 14930.596 | 0.0022489 | 53 | Residential_2033_Technical_GWh_After Competition Groups_53 | Furnace Whistle | 0.2249% | 0 | 33.5771 | Residential_2033_Technical_GWh_After Competition Groups_Furnace Whistle
Residential | Res ¦ LED Tube Re-Lamp | 2033 | Technical | GWh | After Competition Groups | 31.9238 | 0 | 0 | 14930.596 | 0.0021381 | 54 | Residential_2033_Technical_GWh_After Competition Groups_54 | LED Tube Re-Lamp | 0.2138% | 0 | 31.9238 | Residential_2033_Technical_GWh_After Competition Groups_LED Tube Re-Lamp
Residential | Res ¦ Early Hot Water Heater Replacement | 2033 | Technical | GWh | After Competition Groups | 30.4143 | 0 | 0 | 14930.596 | 0.002037 | 55 | Residential_2033_Technical_GWh_After Competition Groups_55 | Early Hot Water Heater Replacement | 0.2037% | 0 | 30.4143 | Residential_2033_Technical_GWh_After Competition Groups_Early Hot Water Heater Replacement
Residential | Res ¦ Outside Air Economizer | 2033 | Technical | GWh | After Competition Groups | 30.0517 | 0 | 0 | 14930.596 | 0.0020128 | 56 | Residential_2033_Technical_GWh_After Competition Groups_56 | Outside Air Economizer | 0.2013% | 0 | 30.0517 | Residential_2033_Technical_GWh_After Competition Groups_Outside Air Economizer
Residential | Res ¦ Duct Insulation MF | 2033 | Technical | GWh | After Competition Groups | 26.9253 | 0 | 0 | 14930.596 | 0.0018034 | 57 | Residential_2033_Technical_GWh_After Competition Groups_57 | Duct Insulation MF | 0.1803% | 0 | 26.9253 | Residential_2033_Technical_GWh_After Competition Groups_Duct Insulation MF
Residential | Res ¦ Energy Star Dishwasher | 2033 | Technical | GWh | After Competition Groups | 25.8525 | 0 | 0 | 14930.596 | 0.0017315 | 58 | Residential_2033_Technical_GWh_After Competition Groups_58 | Energy Star Dishwasher | 0.1732% | 0 | 25.8525 | Residential_2033_Technical_GWh_After Competition Groups_Energy Star Dishwasher
Residential | Res ¦ Energy Star Dehumidifier | 2033 | Technical | GWh | After Competition Groups | 24.9662 | 0 | 0 | 14930.596 | 0.0016722 | 59 | Residential_2033_Technical_GWh_After Competition Groups_59 | Energy Star Dehumidifier | 0.1672% | 0 | 24.9662 | Residential_2033_Technical_GWh_After Competition Groups_Energy Star Dehumidifier
Residential | Res ¦ Central Air Conditioner Maintenance | 2033 | Technical | GWh | After Competition Groups | 24.847 | 0 | 0 | 14930.596 | 0.0016642 | 60 | Residential_2033_Technical_GWh_After Competition Groups_60 | Central Air Conditioner Maintenance | 0.1664% | 0 | 24.847 | Residential_2033_Technical_GWh_After Competition Groups_Central Air Conditioner Maintenance
Residential | Res ¦ Drain Water Heat Recovery | 2033 | Technical | GWh | After Competition Groups | 20.428 | 0 | 0 | 14930.596 | 0.0013682 | 61 | Residential_2033_Technical_GWh_After Competition Groups_61 | Drain Water Heat Recovery | 0.1368% | 0 | 20.428 | Residential_2033_Technical_GWh_After Competition Groups_Drain Water Heat Recovery
Residential | Res ¦ CO Sensors for parking garage exhaust fans | 2033 | Technical | GWh | After Competition Groups | 18.9603 | 0 | 0 | 14930.596 | 0.0012699 | 62 | Residential_2033_Technical_GWh_After Competition Groups_62 | CO Sensors for parking garage exhaust fans | 0.127% | 0 | 18.9603 | Residential_2033_Technical_GWh_After Competition Groups_CO Sensors for parking garage exhaust fans
Residential | Res ¦ Demand Control Ventilation | 2033 | Technical | GWh | After Competition Groups | 17.9838 | 0 | 0 | 14930.596 | 0.0012045 | 63 | Residential_2033_Technical_GWh_After Competition Groups_63 | Demand Control Ventilation | 0.1204% | 0 | 17.9838 | Residential_2033_Technical_GWh_After Competition Groups_Demand Control Ventilation
Residential | Res ¦ Condensing Make Up Air Unit | 2033 | Technical | GWh | After Competition Groups | 17.5481 | 0 | 0 | 14930.596 | 0.0011753 | 64 | Residential_2033_Technical_GWh_After Competition Groups_64 | Condensing Make Up Air Unit | 0.1175% | 0 | 17.5481 | Residential_2033_Technical_GWh_After Competition Groups_Condensing Make Up Air Unit
Residential | Res ¦ High Efficiency Chiller (avg of water and air cooled) | 2033 | Technical | GWh | After Competition Groups | 16.6493 | 0 | 0 | 14930.596 | 0.0011151 | 65 | Residential_2033_Technical_GWh_After Competition Groups_65 | High Efficiency Chiller (avg of water and air cooled) | 0.1115% | 0 | 16.6493 | Residential_2033_Technical_GWh_After Competition Groups_High Efficiency Chiller (avg of water and air cooled)
Residential | Res ¦ ENERGY STAR LED LAMPS (REFLECTOR LAMPs/MR16/PAR 16) | 2033 | Technical | GWh | After Competition Groups | 15.2098 | 0 | 0 | 14930.596 | 0.0010187 | 66 | Residential_2033_Technical_GWh_After Competition Groups_66 | ENERGY STAR LED LAMPS (REFLECTOR LAMPs/MR16/PAR 16) | 0.1019% | 0 | 15.2098 | Residential_2033_Technical_GWh_After Competition Groups_ENERGY STAR LED LAMPS (REFLECTOR LAMPs/MR16/PAR 16)
Residential | Res ¦ Variable Frequency Drive (VFD) | 2033 | Technical | GWh | After Competition Groups | 14.2434 | 0 | 0 | 14930.596 | 0.00095397 | 67 | Residential_2033_Technical_GWh_After Competition Groups_67 | Variable Frequency Drive (VFD) | 0.0954% | 0 | 14.2434 | Residential_2033_Technical_GWh_After Competition Groups_Variable Frequency Drive (VFD)
Residential | Res ¦ Water Heater Temperature Setback | 2033 | Technical | GWh | After Competition Groups | 10.6435 | 0 | 0 | 14930.596 | 0.00071287 | 68 | Residential_2033_Technical_GWh_After Competition Groups_68 | Water Heater Temperature Setback | 0.07129% | 0 | 10.6435 | Residential_2033_Technical_GWh_After Competition Groups_Water Heater Temperature Setback
Residential | Res ¦ DHW Recirculation Systems | 2033 | Technical | GWh | After Competition Groups | 9.6095 | 0 | 0 | 14930.596 | 0.00064361 | 69 | Residential_2033_Technical_GWh_After Competition Groups_69 | DHW Recirculation Systems | 0.06436% | 0 | 9.6095 | Residential_2033_Technical_GWh_After Competition Groups_DHW Recirculation Systems
Residential | Res ¦ Air Source Heat Pump Maintenance | 2033 | Technical | GWh | After Competition Groups | 8.6906 | 0 | 0 | 14930.596 | 0.00058207 | 70 | Residential_2033_Technical_GWh_After Competition Groups_70 | Air Source Heat Pump Maintenance | 0.05821% | 0 | 8.6906 | Residential_2033_Technical_GWh_After Competition Groups_Air Source Heat Pump Maintenance
Residential | Res ¦ VFD on Pumps | 2033 | Technical | GWh | After Competition Groups | 4.38 | 0 | 0 | 14930.596 | 0.00029336 | 71 | Residential_2033_Technical_GWh_After Competition Groups_71 | VFD on Pumps | 0.02934% | 0 | 4.38 | Residential_2033_Technical_GWh_After Competition Groups_VFD on Pumps
Residential | Res ¦ ENERGY STAR LED Lamps (General Service Lamps) | 2033 | Technical | GWh | After Competition Groups | 3.5682 | 0 | 0 | 14930.596 | 0.00023899 | 72 | Residential_2033_Technical_GWh_After Competition Groups_72 | ENERGY STAR LED Lamps (General Service Lamps) | 0.0239% | 0 | 3.5682 | Residential_2033_Technical_GWh_After Competition Groups_ENERGY STAR LED Lamps (General Service Lamps)
Residential | Res ¦ Tankless Water Heater | 2033 | Technical | GWh | After Competition Groups | 3.2918 | 0 | 0 | 14930.596 | 0.00022048 | 73 | Residential_2033_Technical_GWh_After Competition Groups_73 | Tankless Water Heater | 0.02205% | 0 | 3.2918 | Residential_2033_Technical_GWh_After Competition Groups_Tankless Water Heater
Residential | Res ¦ ECM MOTORS FOR HVAC APPLICATION (FAN-POWERED VAV BOX) | 2033 | Technical | GWh | After Competition Groups | 3.0591 | 0 | 0 | 14930.596 | 0.00020489 | 74 | Residential_2033_Technical_GWh_After Competition Groups_74 | ECM MOTORS FOR HVAC APPLICATION (FAN-POWERED VAV BOX) | 0.02049% | 0 | 3.0591 | Residential_2033_Technical_GWh_After Competition Groups_ECM MOTORS FOR HVAC APPLICATION (FAN-POWERED VAV BOX)
Residential | Res ¦ HVAC Optimization | 2033 | Technical | GWh | After Competition Groups | 3.012 | 0 | 0 | 14930.596 | 0.00020174 | 75 | Residential_2033_Technical_GWh_After Competition Groups_75 | HVAC Optimization | 0.02017% | 0 | 3.012 | Residential_2033_Technical_GWh_After Competition Groups_HVAC Optimization
Residential | Res ¦ Beverage Vending Machine Controls | 2033 | Technical | GWh | After Competition Groups | 2.2031 | 0 | 0 | 14930.596 | 0.00014756 | 76 | Residential_2033_Technical_GWh_After Competition Groups_76 | Beverage Vending Machine Controls | 0.01476% | 0 | 2.2031 | Residential_2033_Technical_GWh_After Competition Groups_Beverage Vending Machine Controls
Residential | Res ¦ Wall Insulation MF | 2033 | Technical | GWh | After Competition Groups | 0.54078 | 0 | 0 | 14930.596 | 3.6219e-05 | 77 | Residential_2033_Technical_GWh_After Competition Groups_77 | Wall Insulation MF | 0.003622% | 0 | 0.54078 | Residential_2033_Technical_GWh_After Competition Groups_Wall Insulation MF
Residential | Res ¦ Chilled Water Optimization | 2033 | Technical | GWh | After Competition Groups | 0.41759 | 0 | 0 | 14930.596 | 2.7969e-05 | 78 | Residential_2033_Technical_GWh_After Competition Groups_78 | Chilled Water Optimization | 0.002797% | 0 | 0.41759 | Residential_2033_Technical_GWh_After Competition Groups_Chilled Water Optimization
Residential | Res ¦ LED Recessed Downlights | 2033 | Technical | GWh | After Competition Groups | 0.18818 | 0 | 0 | 14930.596 | 1.2604e-05 | 79 | Residential_2033_Technical_GWh_After Competition Groups_79 | LED Recessed Downlights | 0.00126% | 0 | 0.18818 | Residential_2033_Technical_GWh_After Competition Groups_LED Recessed Downlights
Residential | Res ¦ LED High Bay Fixture | 2033 | Technical | GWh | After Competition Groups | 0.16081 | 0 | 0 | 14930.596 | 1.077e-05 | 80 | Residential_2033_Technical_GWh_After Competition Groups_80 | LED High Bay Fixture | 0.001077% | 0 | 0.16081 | Residential_2033_Technical_GWh_After Competition Groups_LED High Bay Fixture
Residential | Res ¦ Solar Water Preheat (Pools/DHW) | 2033 | Technical | GWh | After Competition Groups | 0.10091 | 0 | 0 | 14930.596 | 6.7588e-06 | 81 | Residential_2033_Technical_GWh_After Competition Groups_81 | Solar Water Preheat (Pools/DHW) | 0.0006759% | 0 | 0.10091 | Residential_2033_Technical_GWh_After Competition Groups_Solar Water Preheat (Pools/DHW)
Residential | Res ¦ Photocell Controls (Outdoor) | 2033 | Technical | GWh | After Competition Groups | 0.00019911 | 0 | 0 | 14930.596 | 1.3336e-08 | 82 | Residential_2033_Technical_GWh_After Competition Groups_82 | Photocell Controls (Outdoor) | 1.334e-06% | 0 | 0.00019911 | Residential_2033_Technical_GWh_After Competition Groups_Photocell Controls (Outdoor)
Residential | Res ¦ Energy Star LED Bulbs General Purpose LEDs | 2034 | Economic | GWh | After Competition Groups | 1176.1014 | 0 | 0 | 8540.1153 | 0.13771 | 1 | Residential_2034_Economic_GWh_After Competition Groups_1 | Energy Star LED Bulbs General Purpose LEDs | 13.77% | 0 | 1176.1014 | Residential_2034_Economic_GWh_After Competition Groups_Energy Star LED Bulbs General Purpose LEDs
Residential | Res ¦ Energy Star A Line, PAR, MR Lamps | 2034 | Economic | GWh | After Competition Groups | 951.3032 | 0 | 0 | 8540.1153 | 0.11139 | 2 | Residential_2034_Economic_GWh_After Competition Groups_2 | Energy Star A Line, PAR, MR Lamps | 11.14% | 0 | 951.3032 | Residential_2034_Economic_GWh_After Competition Groups_Energy Star A Line, PAR, MR Lamps
Residential | Res ¦ Energy Star Clothes Washer | 2034 | Economic | GWh | After Competition Groups | 711.4272 | 0 | 0 | 8540.1153 | 0.083304 | 3 | Residential_2034_Economic_GWh_After Competition Groups_3 | Energy Star Clothes Washer | 8.33% | 0 | 711.4272 | Residential_2034_Economic_GWh_After Competition Groups_Energy Star Clothes Washer
Residential | Res ¦ Ductless Mini-Split Heat Pump | 2034 | Economic | GWh | After Competition Groups | 692.0676 | 0 | 0 | 8540.1153 | 0.081037 | 4 | Residential_2034_Economic_GWh_After Competition Groups_4 | Ductless Mini-Split Heat Pump | 8.104% | 0 | 692.0676 | Residential_2034_Economic_GWh_After Competition Groups_Ductless Mini-Split Heat Pump
Residential | Res ¦ Adaptive Thermostat | 2034 | Economic | GWh | After Competition Groups | 689.1544 | 0 | 0 | 8540.1153 | 0.080696 | 5 | Residential_2034_Economic_GWh_After Competition Groups_5 | Adaptive Thermostat | 8.07% | 0 | 689.1544 | Residential_2034_Economic_GWh_After Competition Groups_Adaptive Thermostat
Residential | Res ¦ Air Sealing | 2034 | Economic | GWh | After Competition Groups | 460.7218 | 0 | 0 | 8540.1153 | 0.053948 | 6 | Residential_2034_Economic_GWh_After Competition Groups_6 | Air Sealing | 5.395% | 0 | 460.7218 | Residential_2034_Economic_GWh_After Competition Groups_Air Sealing
Residential | Res ¦ Energy Star Air Source Heat Pump | 2034 | Economic | GWh | After Competition Groups | 394.5885 | 0 | 0 | 8540.1153 | 0.046204 | 7 | Residential_2034_Economic_GWh_After Competition Groups_7 | Energy Star Air Source Heat Pump | 4.62% | 0 | 394.5885 | Residential_2034_Economic_GWh_After Competition Groups_Energy Star Air Source Heat Pump
Residential | Res ¦ Car Block Heater Timer | 2034 | Economic | GWh | After Competition Groups | 363.759 | 0 | 0 | 8540.1153 | 0.042594 | 8 | Residential_2034_Economic_GWh_After Competition Groups_8 | Car Block Heater Timer | 4.259% | 0 | 363.759 | Residential_2034_Economic_GWh_After Competition Groups_Car Block Heater Timer
Residential | Res ¦ Variable Speed Pool Pump Motor | 2034 | Economic | GWh | After Competition Groups | 338.3418 | 0 | 0 | 8540.1153 | 0.039618 | 9 | Residential_2034_Economic_GWh_After Competition Groups_9 | Variable Speed Pool Pump Motor | 3.962% | 0 | 338.3418 | Residential_2034_Economic_GWh_After Competition Groups_Variable Speed Pool Pump Motor
Residential | Res ¦ Energy Star Torchiere | 2034 | Economic | GWh | After Competition Groups | 303.3084 | 0 | 0 | 8540.1153 | 0.035516 | 10 | Residential_2034_Economic_GWh_After Competition Groups_10 | Energy Star Torchiere | 3.552% | 0 | 303.3084 | Residential_2034_Economic_GWh_After Competition Groups_Energy Star Torchiere
Residential | Res ¦ Building Recommissioning, Operations and Maintenance (O&M) Improvements | 2034 | Economic | GWh | After Competition Groups | 262.2088 | 0 | 0 | 8540.1153 | 0.030703 | 11 | Residential_2034_Economic_GWh_After Competition Groups_11 | Building Recommissioning, Operations and Maintenance (O&M) Improvements | 3.07% | 0 | 262.2088 | Residential_2034_Economic_GWh_After Competition Groups_Building Recommissioning, Operations and Maintenance (O&M) Improvements
Residential | Res ¦ Basement Wall Insulation | 2034 | Economic | GWh | After Competition Groups | 241.8501 | 0 | 0 | 8540.1153 | 0.028319 | 12 | Residential_2034_Economic_GWh_After Competition Groups_12 | Basement Wall Insulation | 2.832% | 0 | 241.8501 | Residential_2034_Economic_GWh_After Competition Groups_Basement Wall Insulation
Residential | Res ¦ Energy Star Clothes Dryer | 2034 | Economic | GWh | After Competition Groups | 224.216 | 0 | 0 | 8540.1153 | 0.026254 | 13 | Residential_2034_Economic_GWh_After Competition Groups_13 | Energy Star Clothes Dryer | 2.625% | 0 | 224.216 | Residential_2034_Economic_GWh_After Competition Groups_Energy Star Clothes Dryer
Residential | Res ¦ Attic Insulation | 2034 | Economic | GWh | After Competition Groups | 186.5718 | 0 | 0 | 8540.1153 | 0.021847 | 14 | Residential_2034_Economic_GWh_After Competition Groups_14 | Attic Insulation | 2.185% | 0 | 186.5718 | Residential_2034_Economic_GWh_After Competition Groups_Attic Insulation
Residential | Res ¦ Smart Burners | 2034 | Economic | GWh | After Competition Groups | 153.963 | 0 | 0 | 8540.1153 | 0.018028 | 15 | Residential_2034_Economic_GWh_After Competition Groups_15 | Smart Burners | 1.803% | 0 | 153.963 | Residential_2034_Economic_GWh_After Competition Groups_Smart Burners
Residential | Res ¦ Comprehensive Draft Proofing | 2034 | Economic | GWh | After Competition Groups | 133.3626 | 0 | 0 | 8540.1153 | 0.015616 | 16 | Residential_2034_Economic_GWh_After Competition Groups_16 | Comprehensive Draft Proofing | 1.562% | 0 | 133.3626 | Residential_2034_Economic_GWh_After Competition Groups_Comprehensive Draft Proofing
Residential | Res ¦ Energy Star Light Fixture | 2034 | Economic | GWh | After Competition Groups | 129.614 | 0 | 0 | 8540.1153 | 0.015177 | 17 | Residential_2034_Economic_GWh_After Competition Groups_17 | Energy Star Light Fixture | 1.518% | 0 | 129.614 | Residential_2034_Economic_GWh_After Competition Groups_Energy Star Light Fixture
Residential | Res ¦ Energy Star Room Air Conditioner | 2034 | Economic | GWh | After Competition Groups | 126.906 | 0 | 0 | 8540.1153 | 0.01486 | 18 | Residential_2034_Economic_GWh_After Competition Groups_18 | Energy Star Room Air Conditioner | 1.486% | 0 | 126.906 | Residential_2034_Economic_GWh_After Competition Groups_Energy Star Room Air Conditioner
Residential | Res ¦ LED Parking Lot Fixture | 2034 | Economic | GWh | After Competition Groups | 81.8124 | 0 | 0 | 8540.1153 | 0.0095798 | 19 | Residential_2034_Economic_GWh_After Competition Groups_19 | LED Parking Lot Fixture | 0.958% | 0 | 81.8124 | Residential_2034_Economic_GWh_After Competition Groups_LED Parking Lot Fixture
Residential | Res ¦ Refrigerator Recycling | 2034 | Economic | GWh | After Competition Groups | 68.7338 | 0 | 0 | 8540.1153 | 0.0080483 | 20 | Residential_2034_Economic_GWh_After Competition Groups_20 | Refrigerator Recycling | 0.8048% | 0 | 68.7338 | Residential_2034_Economic_GWh_After Competition Groups_Refrigerator Recycling
Residential | Res ¦ Clothes Drying Racks | 2034 | Economic | GWh | After Competition Groups | 62.7639 | 0 | 0 | 8540.1153 | 0.0073493 | 21 | Residential_2034_Economic_GWh_After Competition Groups_21 | Clothes Drying Racks | 0.7349% | 0 | 62.7639 | Residential_2034_Economic_GWh_After Competition Groups_Clothes Drying Racks
Residential | Res ¦ Occupancy Sensors MF | 2034 | Economic | GWh | After Competition Groups | 61.5692 | 0 | 0 | 8540.1153 | 0.0072094 | 22 | Residential_2034_Economic_GWh_After Competition Groups_22 | Occupancy Sensors MF | 0.7209% | 0 | 61.5692 | Residential_2034_Economic_GWh_After Competition Groups_Occupancy Sensors MF
Residential | Res ¦ Freezer Recycling | 2034 | Economic | GWh | After Competition Groups | 60.3096 | 0 | 0 | 8540.1153 | 0.0070619 | 23 | Residential_2034_Economic_GWh_After Competition Groups_23 | Freezer Recycling | 0.7062% | 0 | 60.3096 | Residential_2034_Economic_GWh_After Competition Groups_Freezer Recycling
Residential | Res ¦ Duct Insulation | 2034 | Economic | GWh | After Competition Groups | 53.6378 | 0 | 0 | 8540.1153 | 0.0062807 | 24 | Residential_2034_Economic_GWh_After Competition Groups_24 | Duct Insulation | 0.6281% | 0 | 53.6378 | Residential_2034_Economic_GWh_After Competition Groups_Duct Insulation
Residential | Res ¦ Energy Star Freezer | 2034 | Economic | GWh | After Competition Groups | 51.2885 | 0 | 0 | 8540.1153 | 0.0060056 | 25 | Residential_2034_Economic_GWh_After Competition Groups_25 | Energy Star Freezer | 0.6006% | 0 | 51.2885 | Residential_2034_Economic_GWh_After Competition Groups_Energy Star Freezer
Residential | Res ¦ Home Energy Reports | 2034 | Economic | GWh | After Competition Groups | 49.9007 | 0 | 0 | 8540.1153 | 0.0058431 | 26 | Residential_2034_Economic_GWh_After Competition Groups_26 | Home Energy Reports | 0.5843% | 0 | 49.9007 | Residential_2034_Economic_GWh_After Competition Groups_Home Energy Reports
Residential | Res ¦ Floor Insulation | 2034 | Economic | GWh | After Competition Groups | 48.8977 | 0 | 0 | 8540.1153 | 0.0057257 | 27 | Residential_2034_Economic_GWh_After Competition Groups_27 | Floor Insulation | 0.5726% | 0 | 48.8977 | Residential_2034_Economic_GWh_After Competition Groups_Floor Insulation
Residential | Res ¦ Heat Recovery Ventilator | 2034 | Economic | GWh | After Competition Groups | 46.2178 | 0 | 0 | 8540.1153 | 0.0054118 | 28 | Residential_2034_Economic_GWh_After Competition Groups_28 | Heat Recovery Ventilator | 0.5412% | 0 | 46.2178 | Residential_2034_Economic_GWh_After Competition Groups_Heat Recovery Ventilator
Residential | Res ¦ LED Exterior Area Lights - LED Fixture (200W) | 2034 | Economic | GWh | After Competition Groups | 38.4381 | 0 | 0 | 8540.1153 | 0.0045009 | 29 | Residential_2034_Economic_GWh_After Competition Groups_29 | LED Exterior Area Lights - LED Fixture (200W) | 0.4501% | 0 | 38.4381 | Residential_2034_Economic_GWh_After Competition Groups_LED Exterior Area Lights - LED Fixture (200W)
Residential | Res ¦ Advanced BAS/Controllers | 2034 | Economic | GWh | After Competition Groups | 38.3774 | 0 | 0 | 8540.1153 | 0.0044938 | 30 | Residential_2034_Economic_GWh_After Competition Groups_30 | Advanced BAS/Controllers | 0.4494% | 0 | 38.3774 | Residential_2034_Economic_GWh_After Competition Groups_Advanced BAS/Controllers
Residential | Res ¦ Minimize Hot and Warm Clothes Wash | 2034 | Economic | GWh | After Competition Groups | 33.5458 | 0 | 0 | 8540.1153 | 0.003928 | 31 | Residential_2034_Economic_GWh_After Competition Groups_31 | Minimize Hot and Warm Clothes Wash | 0.3928% | 0 | 33.5458 | Residential_2034_Economic_GWh_After Competition Groups_Minimize Hot and Warm Clothes Wash
Residential | Res ¦ Furnace Whistle | 2034 | Economic | GWh | After Competition Groups | 33.0466 | 0 | 0 | 8540.1153 | 0.0038696 | 32 | Residential_2034_Economic_GWh_After Competition Groups_32 | Furnace Whistle | 0.387% | 0 | 33.0466 | Residential_2034_Economic_GWh_After Competition Groups_Furnace Whistle
Residential | Res ¦ LED Tube Re-Lamp | 2034 | Economic | GWh | After Competition Groups | 32.5579 | 0 | 0 | 8540.1153 | 0.0038124 | 33 | Residential_2034_Economic_GWh_After Competition Groups_33 | LED Tube Re-Lamp | 0.3812% | 0 | 32.5579 | Residential_2034_Economic_GWh_After Competition Groups_LED Tube Re-Lamp
Residential | Res ¦ Tankless Water Heater | 2034 | Economic | GWh | After Competition Groups | 31.2996 | 0 | 0 | 8540.1153 | 0.003665 | 34 | Residential_2034_Economic_GWh_After Competition Groups_34 | Tankless Water Heater | 0.3665% | 0 | 31.2996 | Residential_2034_Economic_GWh_After Competition Groups_Tankless Water Heater
Residential | Res ¦ Outside Air Economizer | 2034 | Economic | GWh | After Competition Groups | 30.3682 | 0 | 0 | 8540.1153 | 0.0035559 | 35 | Residential_2034_Economic_GWh_After Competition Groups_35 | Outside Air Economizer | 0.3556% | 0 | 30.3682 | Residential_2034_Economic_GWh_After Competition Groups_Outside Air Economizer
Residential | Res ¦ Energy Star Dehumidifier | 2034 | Economic | GWh | After Competition Groups | 24.5717 | 0 | 0 | 8540.1153 | 0.0028772 | 36 | Residential_2034_Economic_GWh_After Competition Groups_36 | Energy Star Dehumidifier | 0.2877% | 0 | 24.5717 | Residential_2034_Economic_GWh_After Competition Groups_Energy Star Dehumidifier
Residential | Res ¦ Duct Insulation MF | 2034 | Economic | GWh | After Competition Groups | 20.1099 | 0 | 0 | 8540.1153 | 0.0023548 | 37 | Residential_2034_Economic_GWh_After Competition Groups_37 | Duct Insulation MF | 0.2355% | 0 | 20.1099 | Residential_2034_Economic_GWh_After Competition Groups_Duct Insulation MF
Residential | Res ¦ CO Sensors for parking garage exhaust fans | 2034 | Economic | GWh | After Competition Groups | 19.16 | 0 | 0 | 8540.1153 | 0.0022435 | 38 | Residential_2034_Economic_GWh_After Competition Groups_38 | CO Sensors for parking garage exhaust fans | 0.2244% | 0 | 19.16 | Residential_2034_Economic_GWh_After Competition Groups_CO Sensors for parking garage exhaust fans
Residential | Res ¦ Condensing Make Up Air Unit | 2034 | Economic | GWh | After Competition Groups | 18.3936 | 0 | 0 | 8540.1153 | 0.0021538 | 39 | Residential_2034_Economic_GWh_After Competition Groups_39 | Condensing Make Up Air Unit | 0.2154% | 0 | 18.3936 | Residential_2034_Economic_GWh_After Competition Groups_Condensing Make Up Air Unit
Residential | Res ¦ Demand Control Ventilation | 2034 | Economic | GWh | After Competition Groups | 17.6997 | 0 | 0 | 8540.1153 | 0.0020725 | 40 | Residential_2034_Economic_GWh_After Competition Groups_40 | Demand Control Ventilation | 0.2073% | 0 | 17.6997 | Residential_2034_Economic_GWh_After Competition Groups_Demand Control Ventilation
Residential | Res ¦ High Efficiency Chiller (avg of water and air cooled) | 2034 | Economic | GWh | After Competition Groups | 17.4964 | 0 | 0 | 8540.1153 | 0.0020487 | 41 | Residential_2034_Economic_GWh_After Competition Groups_41 | High Efficiency Chiller (avg of water and air cooled) | 0.2049% | 0 | 17.4964 | Residential_2034_Economic_GWh_After Competition Groups_High Efficiency Chiller (avg of water and air cooled)
Residential | Res ¦ ENERGY STAR LED LAMPS (REFLECTOR LAMPs/MR16/PAR 16) | 2034 | Economic | GWh | After Competition Groups | 15.2016 | 0 | 0 | 8540.1153 | 0.00178 | 42 | Residential_2034_Economic_GWh_After Competition Groups_42 | ENERGY STAR LED LAMPS (REFLECTOR LAMPs/MR16/PAR 16) | 0.178% | 0 | 15.2016 | Residential_2034_Economic_GWh_After Competition Groups_ENERGY STAR LED LAMPS (REFLECTOR LAMPs/MR16/PAR 16)
Residential | Res ¦ Variable Frequency Drive (VFD) | 2034 | Economic | GWh | After Competition Groups | 14.0184 | 0 | 0 | 8540.1153 | 0.0016415 | 43 | Residential_2034_Economic_GWh_After Competition Groups_43 | Variable Frequency Drive (VFD) | 0.1641% | 0 | 14.0184 | Residential_2034_Economic_GWh_After Competition Groups_Variable Frequency Drive (VFD)
Residential | Res ¦ Water Heater Temperature Setback | 2034 | Economic | GWh | After Competition Groups | 10.4754 | 0 | 0 | 8540.1153 | 0.0012266 | 44 | Residential_2034_Economic_GWh_After Competition Groups_44 | Water Heater Temperature Setback | 0.1227% | 0 | 10.4754 | Residential_2034_Economic_GWh_After Competition Groups_Water Heater Temperature Setback
Residential | Res ¦ Wall Insulation | 2034 | Economic | GWh | After Competition Groups | 5.9521 | 0 | 0 | 8540.1153 | 0.00069696 | 45 | Residential_2034_Economic_GWh_After Competition Groups_45 | Wall Insulation | 0.0697% | 0 | 5.9521 | Residential_2034_Economic_GWh_After Competition Groups_Wall Insulation
Residential | Res ¦ VFD on Pumps | 2034 | Economic | GWh | After Competition Groups | 4.3108 | 0 | 0 | 8540.1153 | 0.00050477 | 46 | Residential_2034_Economic_GWh_After Competition Groups_46 | VFD on Pumps | 0.05048% | 0 | 4.3108 | Residential_2034_Economic_GWh_After Competition Groups_VFD on Pumps
Residential | Res ¦ ENERGY STAR LED Lamps (General Service Lamps) | 2034 | Economic | GWh | After Competition Groups | 3.5744 | 0 | 0 | 8540.1153 | 0.00041854 | 47 | Residential_2034_Economic_GWh_After Competition Groups_47 | ENERGY STAR LED Lamps (General Service Lamps) | 0.04185% | 0 | 3.5744 | Residential_2034_Economic_GWh_After Competition Groups_ENERGY STAR LED Lamps (General Service Lamps)
Residential | Res ¦ ECM MOTORS FOR HVAC APPLICATION (FAN-POWERED VAV BOX) | 2034 | Economic | GWh | After Competition Groups | 3.091 | 0 | 0 | 8540.1153 | 0.00036194 | 48 | Residential_2034_Economic_GWh_After Competition Groups_48 | ECM MOTORS FOR HVAC APPLICATION (FAN-POWERED VAV BOX) | 0.03619% | 0 | 3.091 | Residential_2034_Economic_GWh_After Competition Groups_ECM MOTORS FOR HVAC APPLICATION (FAN-POWERED VAV BOX)
Residential | Res ¦ Beverage Vending Machine Controls | 2034 | Economic | GWh | After Competition Groups | 2.2232 | 0 | 0 | 8540.1153 | 0.00026033 | 49 | Residential_2034_Economic_GWh_After Competition Groups_49 | Beverage Vending Machine Controls | 0.02603% | 0 | 2.2232 | Residential_2034_Economic_GWh_After Competition Groups_Beverage Vending Machine Controls
Residential | Res ¦ LED Downlight | 2034 | Economic | GWh | After Competition Groups | 0.97089 | 0 | 0 | 8540.1153 | 0.00011369 | 50 | Residential_2034_Economic_GWh_After Competition Groups_50 | LED Downlight | 0.01137% | 0 | 0.97089 | Residential_2034_Economic_GWh_After Competition Groups_LED Downlight
Residential | Res ¦ Chilled Water Optimization | 2034 | Economic | GWh | After Competition Groups | 0.43753 | 0 | 0 | 8540.1153 | 5.1232e-05 | 51 | Residential_2034_Economic_GWh_After Competition Groups_51 | Chilled Water Optimization | 0.005123% | 0 | 0.43753 | Residential_2034_Economic_GWh_After Competition Groups_Chilled Water Optimization
Residential | Res ¦ LED High Bay Fixture | 2034 | Economic | GWh | After Competition Groups | 0.15538 | 0 | 0 | 8540.1153 | 1.8194e-05 | 52 | Residential_2034_Economic_GWh_After Competition Groups_52 | LED High Bay Fixture | 0.001819% | 0 | 0.15538 | Residential_2034_Economic_GWh_After Competition Groups_LED High Bay Fixture
Residential | Res ¦ Wall Insulation MF | 2034 | Economic | GWh | After Competition Groups | 0.042599 | 0 | 0 | 8540.1153 | 4.9881e-06 | 53 | Residential_2034_Economic_GWh_After Competition Groups_53 | Wall Insulation MF | 0.0004988% | 0 | 0.042599 | Residential_2034_Economic_GWh_After Competition Groups_Wall Insulation MF
Residential | Res ¦ Heavy Duty Outdoor/Holiday Plug-in Timers | 2034 | Economic | GWh | After Competition Groups | 0 | 0 | 0 | 8540.1153 | 0 | 54 | Residential_2034_Economic_GWh_After Competition Groups_54 | Heavy Duty Outdoor/Holiday Plug-in Timers | 0% | 0 | 0 | Residential_2034_Economic_GWh_After Competition Groups_Heavy Duty Outdoor/Holiday Plug-in Timers
Residential | Res ¦ Smart Power Bar | 2034 | Economic | GWh | After Competition Groups | 0 | 0 | 0 | 8540.1153 | 0 | 55 | Residential_2034_Economic_GWh_After Competition Groups_55 | Smart Power Bar | 0% | 0 | 0 | Residential_2034_Economic_GWh_After Competition Groups_Smart Power Bar
Residential | Res ¦ Energy Star LED Specialty Bulbs | 2034 | SC A | GWh | After Competition Groups | 585.935 | 30934.3304 | 0.030934 | 3843.5379 | 0.15245 | 1 | Residential_2034_SC A_GWh_After Competition Groups_1 | Energy Star LED Specialty Bulbs | 15.24% | 0.030934 | 585.935 | Residential_2034_SC A_GWh_After Competition Groups_Energy Star LED Specialty Bulbs
Residential | Res ¦ Energy Star Clothes Washer | 2034 | SC A | GWh | After Competition Groups | 394.659 | 6051007.2657 | 6.051 | 3843.5379 | 0.10268 | 2 | Residential_2034_SC A_GWh_After Competition Groups_2 | Energy Star Clothes Washer | 10.27% | 6.051 | 394.659 | Residential_2034_SC A_GWh_After Competition Groups_Energy Star Clothes Washer
Residential | Res ¦ Ductless Mini-Split Heat Pump | 2034 | SC A | GWh | After Competition Groups | 361.9334 | 5419368.6026 | 5.4194 | 3843.5379 | 0.094167 | 3 | Residential_2034_SC A_GWh_After Competition Groups_3 | Ductless Mini-Split Heat Pump | 9.417% | 5.4194 | 361.9334 | Residential_2034_SC A_GWh_After Competition Groups_Ductless Mini-Split Heat Pump
Residential | Res ¦ Energy Star A Line, PAR, MR Lamps | 2034 | SC A | GWh | After Competition Groups | 279.579 | 22925.7774 | 0.022926 | 3843.5379 | 0.07274 | 4 | Residential_2034_SC A_GWh_After Competition Groups_4 | Energy Star A Line, PAR, MR Lamps | 7.274% | 0.022926 | 279.579 | Residential_2034_SC A_GWh_After Competition Groups_Energy Star A Line, PAR, MR Lamps
Residential | Res ¦ Car Block Heater Timer | 2034 | SC A | GWh | After Competition Groups | 252.295 | 429782.3764 | 0.42978 | 3843.5379 | 0.065641 | 5 | Residential_2034_SC A_GWh_After Competition Groups_5 | Car Block Heater Timer | 6.564% | 0.42978 | 252.295 | Residential_2034_SC A_GWh_After Competition Groups_Car Block Heater Timer
Residential | Res ¦ Energy Star LED Bulbs General Purpose LEDs | 2034 | SC A | GWh | After Competition Groups | 221.592 | 0 | 0 | 3843.5379 | 0.057653 | 6 | Residential_2034_SC A_GWh_After Competition Groups_6 | Energy Star LED Bulbs General Purpose LEDs | 5.765% | 0 | 221.592 | Residential_2034_SC A_GWh_After Competition Groups_Energy Star LED Bulbs General Purpose LEDs
Residential | Res ¦ Building Recommissioning, Operations and Maintenance (O&M) Improvements | 2034 | SC A | GWh | After Competition Groups | 200.4368 | 167251.2533 | 0.16725 | 3843.5379 | 0.052149 | 7 | Residential_2034_SC A_GWh_After Competition Groups_7 | Building Recommissioning, Operations and Maintenance (O&M) Improvements | 5.215% | 0.16725 | 200.4368 | Residential_2034_SC A_GWh_After Competition Groups_Building Recommissioning, Operations and Maintenance (O&M) Improvements
Residential | Res ¦ Variable Speed Pool Pump Motor | 2034 | SC A | GWh | After Competition Groups | 192.4975 | 3673272.9995 | 3.6733 | 3843.5379 | 0.050083 | 8 | Residential_2034_SC A_GWh_After Competition Groups_8 | Variable Speed Pool Pump Motor | 5.008% | 3.6733 | 192.4975 | Residential_2034_SC A_GWh_After Competition Groups_Variable Speed Pool Pump Motor
Residential | Res ¦ Energy Star Torchiere | 2034 | SC A | GWh | After Competition Groups | 155.7243 | 1643208.4021 | 1.6432 | 3843.5379 | 0.040516 | 9 | Residential_2034_SC A_GWh_After Competition Groups_9 | Energy Star Torchiere | 4.052% | 1.6432 | 155.7243 | Residential_2034_SC A_GWh_After Competition Groups_Energy Star Torchiere
Residential | Res ¦ Adaptive Thermostat | 2034 | SC A | GWh | After Competition Groups | 120.3884 | 498176.1941 | 0.49818 | 3843.5379 | 0.031322 | 10 | Residential_2034_SC A_GWh_After Competition Groups_10 | Adaptive Thermostat | 3.132% | 0.49818 | 120.3884 | Residential_2034_SC A_GWh_After Competition Groups_Adaptive Thermostat
Residential | Res ¦ Energy Star Air Source Heat Pump | 2034 | SC A | GWh | After Competition Groups | 97.7085 | 3188681.9685 | 3.1887 | 3843.5379 | 0.025422 | 11 | Residential_2034_SC A_GWh_After Competition Groups_11 | Energy Star Air Source Heat Pump | 2.542% | 3.1887 | 97.7085 | Residential_2034_SC A_GWh_After Competition Groups_Energy Star Air Source Heat Pump
Residential | Res ¦ Comprehensive Draft Proofing | 2034 | SC A | GWh | After Competition Groups | 97.5481 | 0 | 0 | 3843.5379 | 0.02538 | 12 | Residential_2034_SC A_GWh_After Competition Groups_12 | Comprehensive Draft Proofing | 2.538% | 0 | 97.5481 | Residential_2034_SC A_GWh_After Competition Groups_Comprehensive Draft Proofing
Residential | Res ¦ Air Sealing | 2034 | SC A | GWh | After Competition Groups | 89.8457 | 2330500.9581 | 2.3305 | 3843.5379 | 0.023376 | 13 | Residential_2034_SC A_GWh_After Competition Groups_13 | Air Sealing | 2.338% | 2.3305 | 89.8457 | Residential_2034_SC A_GWh_After Competition Groups_Air Sealing
Residential | Res ¦ Basement Wall Insulation | 2034 | SC A | GWh | After Competition Groups | 88.3326 | 2984416.8813 | 2.9844 | 3843.5379 | 0.022982 | 14 | Residential_2034_SC A_GWh_After Competition Groups_14 | Basement Wall Insulation | 2.298% | 2.9844 | 88.3326 | Residential_2034_SC A_GWh_After Competition Groups_Basement Wall Insulation
Residential | Res ¦ LED Parking Lot Fixture | 2034 | SC A | GWh | After Competition Groups | 82.426 | 0 | 0 | 3843.5379 | 0.021445 | 15 | Residential_2034_SC A_GWh_After Competition Groups_15 | LED Parking Lot Fixture | 2.145% | 0 | 82.426 | Residential_2034_SC A_GWh_After Competition Groups_LED Parking Lot Fixture
Residential | Res ¦ Energy Star Clothes Dryer | 2034 | SC A | GWh | After Competition Groups | 59.5815 | 1314764.6068 | 1.3148 | 3843.5379 | 0.015502 | 16 | Residential_2034_SC A_GWh_After Competition Groups_16 | Energy Star Clothes Dryer | 1.55% | 1.3148 | 59.5815 | Residential_2034_SC A_GWh_After Competition Groups_Energy Star Clothes Dryer
Residential | Res ¦ Occupancy Sensors MF | 2034 | SC A | GWh | After Competition Groups | 55.9992 | 20573.0112 | 0.020573 | 3843.5379 | 0.01457 | 17 | Residential_2034_SC A_GWh_After Competition Groups_17 | Occupancy Sensors MF | 1.457% | 0.020573 | 55.9992 | Residential_2034_SC A_GWh_After Competition Groups_Occupancy Sensors MF
Residential | Res ¦ Energy Star Light Fixture | 2034 | SC A | GWh | After Competition Groups | 54.6382 | 983561.5354 | 0.98356 | 3843.5379 | 0.014216 | 18 | Residential_2034_SC A_GWh_After Competition Groups_18 | Energy Star Light Fixture | 1.422% | 0.98356 | 54.6382 | Residential_2034_SC A_GWh_After Competition Groups_Energy Star Light Fixture
Residential | Res ¦ LED Exterior Area Lights - LED Fixture (200W) | 2034 | SC A | GWh | After Competition Groups | 39.8717 | 216690.3768 | 0.21669 | 3843.5379 | 0.010374 | 19 | Residential_2034_SC A_GWh_After Competition Groups_19 | LED Exterior Area Lights - LED Fixture (200W) | 1.037% | 0.21669 | 39.8717 | Residential_2034_SC A_GWh_After Competition Groups_LED Exterior Area Lights - LED Fixture (200W)
Residential | Res ¦ Refrigerator Recycling | 2034 | SC A | GWh | After Competition Groups | 39.1209 | 927086.6848 | 0.92709 | 3843.5379 | 0.010178 | 20 | Residential_2034_SC A_GWh_After Competition Groups_20 | Refrigerator Recycling | 1.018% | 0.92709 | 39.1209 | Residential_2034_SC A_GWh_After Competition Groups_Refrigerator Recycling
Residential | Res ¦ Home Energy Reports | 2034 | SC A | GWh | After Competition Groups | 34.269 | 2008794.1072 | 2.0088 | 3843.5379 | 0.008916 | 21 | Residential_2034_SC A_GWh_After Competition Groups_21 | Home Energy Reports | 0.8916% | 2.0088 | 34.269 | Residential_2034_SC A_GWh_After Competition Groups_Home Energy Reports
Residential | Res ¦ Energy Star Room Air Conditioner | 2034 | SC A | GWh | After Competition Groups | 30.7532 | 651462.6871 | 0.65146 | 3843.5379 | 0.0080013 | 22 | Residential_2034_SC A_GWh_After Competition Groups_22 | Energy Star Room Air Conditioner | 0.8001% | 0.65146 | 30.7532 | Residential_2034_SC A_GWh_After Competition Groups_Energy Star Room Air Conditioner
Residential | Res ¦ LED Tube Re-Lamp | 2034 | SC A | GWh | After Competition Groups | 28.1213 | 160502.7446 | 0.1605 | 3843.5379 | 0.0073165 | 23 | Residential_2034_SC A_GWh_After Competition Groups_23 | LED Tube Re-Lamp | 0.7317% | 0.1605 | 28.1213 | Residential_2034_SC A_GWh_After Competition Groups_LED Tube Re-Lamp
Residential | Res ¦ Energy Star Freezer | 2034 | SC A | GWh | After Competition Groups | 27.7797 | 620199.3417 | 0.6202 | 3843.5379 | 0.0072276 | 24 | Residential_2034_SC A_GWh_After Competition Groups_24 | Energy Star Freezer | 0.7228% | 0.6202 | 27.7797 | Residential_2034_SC A_GWh_After Competition Groups_Energy Star Freezer
Residential | Res ¦ Attic Insulation | 2034 | SC A | GWh | After Competition Groups | 26.9243 | 936364.7953 | 0.93636 | 3843.5379 | 0.0070051 | 25 | Residential_2034_SC A_GWh_After Competition Groups_25 | Attic Insulation | 0.7005% | 0.93636 | 26.9243 | Residential_2034_SC A_GWh_After Competition Groups_Attic Insulation
Residential | Res ¦ Outside Air Economizer | 2034 | SC A | GWh | After Competition Groups | 25.6046 | 208877.5287 | 0.20888 | 3843.5379 | 0.0066617 | 26 | Residential_2034_SC A_GWh_After Competition Groups_26 | Outside Air Economizer | 0.6662% | 0.20888 | 25.6046 | Residential_2034_SC A_GWh_After Competition Groups_Outside Air Economizer
Residential | Res ¦ Furnace Whistle | 2034 | SC A | GWh | After Competition Groups | 25.3541 | 32699.0818 | 0.032699 | 3843.5379 | 0.0065965 | 27 | Residential_2034_SC A_GWh_After Competition Groups_27 | Furnace Whistle | 0.6597% | 0.032699 | 25.3541 | Residential_2034_SC A_GWh_After Competition Groups_Furnace Whistle
Residential | Res ¦ Minimize Hot and Warm Clothes Wash | 2034 | SC A | GWh | After Competition Groups | 23.4492 | 0 | 0 | 3843.5379 | 0.0061009 | 28 | Residential_2034_SC A_GWh_After Competition Groups_28 | Minimize Hot and Warm Clothes Wash | 0.6101% | 0 | 23.4492 | Residential_2034_SC A_GWh_After Competition Groups_Minimize Hot and Warm Clothes Wash
Residential | Res ¦ Smart Burners | 2034 | SC A | GWh | After Competition Groups | 22.7747 | 2785286.3626 | 2.7853 | 3843.5379 | 0.0059255 | 29 | Residential_2034_SC A_GWh_After Competition Groups_29 | Smart Burners | 0.5925% | 2.7853 | 22.7747 | Residential_2034_SC A_GWh_After Competition Groups_Smart Burners
Residential | Res ¦ Advanced BAS/Controllers | 2034 | SC A | GWh | After Competition Groups | 20.1828 | 525360.5989 | 0.52536 | 3843.5379 | 0.0052511 | 30 | Residential_2034_SC A_GWh_After Competition Groups_30 | Advanced BAS/Controllers | 0.5251% | 0.52536 | 20.1828 | Residential_2034_SC A_GWh_After Competition Groups_Advanced BAS/Controllers
Residential | Res ¦ ENERGY STAR LED LAMPS (REFLECTOR LAMPs/MR16/PAR 16) | 2034 | SC A | GWh | After Competition Groups | 16.3516 | 36096.0168 | 0.036096 | 3843.5379 | 0.0042543 | 31 | Residential_2034_SC A_GWh_After Competition Groups_31 | ENERGY STAR LED LAMPS (REFLECTOR LAMPs/MR16/PAR 16) | 0.4254% | 0.036096 | 16.3516 | Residential_2034_SC A_GWh_After Competition Groups_ENERGY STAR LED LAMPS (REFLECTOR LAMPs/MR16/PAR 16)
Residential | Res ¦ High Efficiency Chiller (avg of water and air cooled) | 2034 | SC A | GWh | After Competition Groups | 15.4778 | 162122.4335 | 0.16212 | 3843.5379 | 0.004027 | 32 | Residential_2034_SC A_GWh_After Competition Groups_32 | High Efficiency Chiller (avg of water and air cooled) | 0.4027% | 0.16212 | 15.4778 | Residential_2034_SC A_GWh_After Competition Groups_High Efficiency Chiller (avg of water and air cooled)
Residential | Res ¦ Variable Frequency Drive (VFD) | 2034 | SC A | GWh | After Competition Groups | 10.7552 | 198526.6922 | 0.19853 | 3843.5379 | 0.0027983 | 33 | Residential_2034_SC A_GWh_After Competition Groups_33 | Variable Frequency Drive (VFD) | 0.2798% | 0.19853 | 10.7552 | Residential_2034_SC A_GWh_After Competition Groups_Variable Frequency Drive (VFD)
Residential | Res ¦ CO Sensors for parking garage exhaust fans | 2034 | SC A | GWh | After Competition Groups | 9.3306 | 255039.7957 | 0.25504 | 3843.5379 | 0.0024276 | 34 | Residential_2034_SC A_GWh_After Competition Groups_34 | CO Sensors for parking garage exhaust fans | 0.2428% | 0.25504 | 9.3306 | Residential_2034_SC A_GWh_After Competition Groups_CO Sensors for parking garage exhaust fans
Residential | Res ¦ LED Downlight | 2034 | SC A | GWh | After Competition Groups | 8.6102 | 2882874.852 | 2.8829 | 3843.5379 | 0.0022402 | 35 | Residential_2034_SC A_GWh_After Competition Groups_35 | LED Downlight | 0.224% | 2.8829 | 8.6102 | Residential_2034_SC A_GWh_After Competition Groups_LED Downlight
Residential | Res ¦ Water Heater Temperature Setback | 2034 | SC A | GWh | After Competition Groups | 7.9945 | 31730.8072 | 0.031731 | 3843.5379 | 0.00208 | 36 | Residential_2034_SC A_GWh_After Competition Groups_36 | Water Heater Temperature Setback | 0.208% | 0.031731 | 7.9945 | Residential_2034_SC A_GWh_After Competition Groups_Water Heater Temperature Setback
Residential | Res ¦ Demand Control Ventilation | 2034 | SC A | GWh | After Competition Groups | 7.1161 | 0 | 0 | 3843.5379 | 0.0018514 | 37 | Residential_2034_SC A_GWh_After Competition Groups_37 | Demand Control Ventilation | 0.1851% | 0 | 7.1161 | Residential_2034_SC A_GWh_After Competition Groups_Demand Control Ventilation
Residential | Res ¦ Tankless Water Heater | 2034 | SC A | GWh | After Competition Groups | 6.6333 | 272438.6604 | 0.27244 | 3843.5379 | 0.0017258 | 38 | Residential_2034_SC A_GWh_After Competition Groups_38 | Tankless Water Heater | 0.1726% | 0.27244 | 6.6333 | Residential_2034_SC A_GWh_After Competition Groups_Tankless Water Heater
Residential | Res ¦ Condensing Make Up Air Unit | 2034 | SC A | GWh | After Competition Groups | 3.7427 | 133919.1775 | 0.13392 | 3843.5379 | 0.00097375 | 39 | Residential_2034_SC A_GWh_After Competition Groups_39 | Condensing Make Up Air Unit | 0.09738% | 0.13392 | 3.7427 | Residential_2034_SC A_GWh_After Competition Groups_Condensing Make Up Air Unit
Residential | Res ¦ ENERGY STAR LED Lamps (General Service Lamps) | 2034 | SC A | GWh | After Competition Groups | 3.6128 | 9923.8185 | 0.0099238 | 3843.5379 | 0.00093996 | 40 | Residential_2034_SC A_GWh_After Competition Groups_40 | ENERGY STAR LED Lamps (General Service Lamps) | 0.094% | 0.0099238 | 3.6128 | Residential_2034_SC A_GWh_After Competition Groups_ENERGY STAR LED Lamps (General Service Lamps)
Residential | Res ¦ Clothes Drying Racks | 2034 | SC A | GWh | After Competition Groups | 3.2864 | 0 | 0 | 3843.5379 | 0.00085503 | 41 | Residential_2034_SC A_GWh_After Competition Groups_41 | Clothes Drying Racks | 0.0855% | 0 | 3.2864 | Residential_2034_SC A_GWh_After Competition Groups_Clothes Drying Racks
Residential | Res ¦ Energy Star Dehumidifier | 2034 | SC A | GWh | After Competition Groups | 3.1595 | 121292.0639 | 0.12129 | 3843.5379 | 0.00082203 | 42 | Residential_2034_SC A_GWh_After Competition Groups_42 | Energy Star Dehumidifier | 0.0822% | 0.12129 | 3.1595 | Residential_2034_SC A_GWh_After Competition Groups_Energy Star Dehumidifier
Residential | Res ¦ VFD on Pumps | 2034 | SC A | GWh | After Competition Groups | 3.1266 | 68880.1808 | 0.06888 | 3843.5379 | 0.00081347 | 43 | Residential_2034_SC A_GWh_After Competition Groups_43 | VFD on Pumps | 0.08135% | 0.06888 | 3.1266 | Residential_2034_SC A_GWh_After Competition Groups_VFD on Pumps
Residential | Res ¦ Heat Recovery Ventilator | 2034 | SC A | GWh | After Competition Groups | 1.9849 | 0 | 0 | 3843.5379 | 0.00051641 | 44 | Residential_2034_SC A_GWh_After Competition Groups_44 | Heat Recovery Ventilator | 0.05164% | 0 | 1.9849 | Residential_2034_SC A_GWh_After Competition Groups_Heat Recovery Ventilator
Residential | Res ¦ ECM MOTORS FOR HVAC APPLICATION (FAN-POWERED VAV BOX) | 2034 | SC A | GWh | After Competition Groups | 1.8625 | 44971.2697 | 0.044971 | 3843.5379 | 0.00048459 | 45 | Residential_2034_SC A_GWh_After Competition Groups_45 | ECM MOTORS FOR HVAC APPLICATION (FAN-POWERED VAV BOX) | 0.04846% | 0.044971 | 1.8625 | Residential_2034_SC A_GWh_After Competition Groups_ECM MOTORS FOR HVAC APPLICATION (FAN-POWERED VAV BOX)
Residential | Res ¦ Floor Insulation | 2034 | SC A | GWh | After Competition Groups | 1.8371 | 50656.6508 | 0.050657 | 3843.5379 | 0.00047798 | 46 | Residential_2034_SC A_GWh_After Competition Groups_46 | Floor Insulation | 0.0478% | 0.050657 | 1.8371 | Residential_2034_SC A_GWh_After Competition Groups_Floor Insulation
Residential | Res ¦ Beverage Vending Machine Controls | 2034 | SC A | GWh | After Competition Groups | 1.185 | 15692.7885 | 0.015693 | 3843.5379 | 0.0003083 | 47 | Residential_2034_SC A_GWh_After Competition Groups_47 | Beverage Vending Machine Controls | 0.03083% | 0.015693 | 1.185 | Residential_2034_SC A_GWh_After Competition Groups_Beverage Vending Machine Controls
Residential | Res ¦ Duct Insulation | 2034 | SC A | GWh | After Competition Groups | 1.0841 | 1047.9829 | 0.001048 | 3843.5379 | 0.00028205 | 48 | Residential_2034_SC A_GWh_After Competition Groups_48 | Duct Insulation | 0.02821% | 0.001048 | 1.0841 | Residential_2034_SC A_GWh_After Competition Groups_Duct Insulation
Residential | Res ¦ Duct Insulation MF | 2034 | SC A | GWh | After Competition Groups | 0.64648 | 16452.519 | 0.016453 | 3843.5379 | 0.0001682 | 49 | Residential_2034_SC A_GWh_After Competition Groups_49 | Duct Insulation MF | 0.01682% | 0.016453 | 0.64648 | Residential_2034_SC A_GWh_After Competition Groups_Duct Insulation MF
Residential | Res ¦ Chilled Water Optimization | 2034 | SC A | GWh | After Competition Groups | 0.24315 | 200.6439 | 0.00020064 | 3843.5379 | 6.3263e-05 | 50 | Residential_2034_SC A_GWh_After Competition Groups_50 | Chilled Water Optimization | 0.006326% | 0.00020064 | 0.24315 | Residential_2034_SC A_GWh_After Competition Groups_Chilled Water Optimization
Residential | Res ¦ LED High Bay Fixture | 2034 | SC A | GWh | After Competition Groups | 0.12217 | 5165.9177 | 0.0051659 | 3843.5379 | 3.1785e-05 | 51 | Residential_2034_SC A_GWh_After Competition Groups_51 | LED High Bay Fixture | 0.003179% | 0.0051659 | 0.12217 | Residential_2034_SC A_GWh_After Competition Groups_LED High Bay Fixture
Residential | Res ¦ Wall Insulation | 2034 | SC A | GWh | After Competition Groups | 0.032811 | 4677.049 | 0.004677 | 3843.5379 | 8.5368e-06 | 52 | Residential_2034_SC A_GWh_After Competition Groups_52 | Wall Insulation | 0.0008537% | 0.004677 | 0.032811 | Residential_2034_SC A_GWh_After Competition Groups_Wall Insulation
Residential | Res ¦ Wall Insulation MF | 2034 | SC A | GWh | After Competition Groups | 0.013626 | 0 | 0 | 3843.5379 | 3.545e-06 | 53 | Residential_2034_SC A_GWh_After Competition Groups_53 | Wall Insulation MF | 0.0003545% | 0 | 0.013626 | Residential_2034_SC A_GWh_After Competition Groups_Wall Insulation MF
Residential | Res ¦ Freezer Recycling | 2034 | SC A | GWh | After Competition Groups | 0.0035073 | 0 | 0 | 3843.5379 | 9.1251e-07 | 54 | Residential_2034_SC A_GWh_After Competition Groups_54 | Freezer Recycling | 9.125e-05% | 0 | 0.0035073 | Residential_2034_SC A_GWh_After Competition Groups_Freezer Recycling
Residential | Res ¦ Heavy Duty Outdoor/Holiday Plug-in Timers | 2034 | SC A | GWh | After Competition Groups | 0 | 0 | 0 | 3843.5379 | 0 | 55 | Residential_2034_SC A_GWh_After Competition Groups_55 | Heavy Duty Outdoor/Holiday Plug-in Timers | 0% | 0 | 0 | Residential_2034_SC A_GWh_After Competition Groups_Heavy Duty Outdoor/Holiday Plug-in Timers
Residential | Res ¦ Smart Power Bar | 2034 | SC A | GWh | After Competition Groups | 0 | 0 | 0 | 3843.5379 | 0 | 56 | Residential_2034_SC A_GWh_After Competition Groups_56 | Smart Power Bar | 0% | 0 | 0 | Residential_2034_SC A_GWh_After Competition Groups_Smart Power Bar
Residential | Res ¦ Energy Star Clothes Washer | 2034 | SC B | GWh | After Competition Groups | 597.4933 | 14342827.0935 | 14.3428 | 5590.8183 | 0.10687 | 1 | Residential_2034_SC B_GWh_After Competition Groups_1 | Energy Star Clothes Washer | 10.69% | 14.3428 | 597.4933 | Residential_2034_SC B_GWh_After Competition Groups_Energy Star Clothes Washer
Residential | Res ¦ Ductless Mini-Split Heat Pump | 2034 | SC B | GWh | After Competition Groups | 447.4439 | 5699760.2273 | 5.6998 | 5590.8183 | 0.080032 | 2 | Residential_2034_SC B_GWh_After Competition Groups_2 | Ductless Mini-Split Heat Pump | 8.003% | 5.6998 | 447.4439 | Residential_2034_SC B_GWh_After Competition Groups_Ductless Mini-Split Heat Pump
Residential | Res ¦ Energy Star LED Bulbs General Purpose LEDs | 2034 | SC B | GWh | After Competition Groups | 396.2191 | 0 | 0 | 5590.8183 | 0.07087 | 3 | Residential_2034_SC B_GWh_After Competition Groups_3 | Energy Star LED Bulbs General Purpose LEDs | 7.087% | 0 | 396.2191 | Residential_2034_SC B_GWh_After Competition Groups_Energy Star LED Bulbs General Purpose LEDs
Residential | Res ¦ Energy Star A Line, PAR, MR Lamps | 2034 | SC B | GWh | After Competition Groups | 385.6596 | 22922.1701 | 0.022922 | 5590.8183 | 0.068981 | 4 | Residential_2034_SC B_GWh_After Competition Groups_4 | Energy Star A Line, PAR, MR Lamps | 6.898% | 0.022922 | 385.6596 | Residential_2034_SC B_GWh_After Competition Groups_Energy Star A Line, PAR, MR Lamps
Residential | Res ¦ Variable Speed Pool Pump Motor | 2034 | SC B | GWh | After Competition Groups | 374.742 | 1340067.135 | 1.3401 | 5590.8183 | 0.067028 | 5 | Residential_2034_SC B_GWh_After Competition Groups_5 | Variable Speed Pool Pump Motor | 6.703% | 1.3401 | 374.742 | Residential_2034_SC B_GWh_After Competition Groups_Variable Speed Pool Pump Motor
Residential | Res ¦ Energy Star LED Specialty Bulbs | 2034 | SC B | GWh | After Competition Groups | 359.0565 | 30927.6693 | 0.030928 | 5590.8183 | 0.064223 | 6 | Residential_2034_SC B_GWh_After Competition Groups_6 | Energy Star LED Specialty Bulbs | 6.422% | 0.030928 | 359.0565 | Residential_2034_SC B_GWh_After Competition Groups_Energy Star LED Specialty Bulbs
Residential | Res ¦ Car Block Heater Timer | 2034 | SC B | GWh | After Competition Groups | 349.9539 | 225375.7769 | 0.22538 | 5590.8183 | 0.062594 | 7 | Residential_2034_SC B_GWh_After Competition Groups_7 | Car Block Heater Timer | 6.259% | 0.22538 | 349.9539 | Residential_2034_SC B_GWh_After Competition Groups_Car Block Heater Timer
Residential | Res ¦ Adaptive Thermostat | 2034 | SC B | GWh | After Competition Groups | 307.3918 | 8316127.2084 | 8.3161 | 5590.8183 | 0.054982 | 8 | Residential_2034_SC B_GWh_After Competition Groups_8 | Adaptive Thermostat | 5.498% | 8.3161 | 307.3918 | Residential_2034_SC B_GWh_After Competition Groups_Adaptive Thermostat
Residential | Res ¦ Building Recommissioning, Operations and Maintenance (O&M) Improvements | 2034 | SC B | GWh | After Competition Groups | 290.4236 | 40914.2373 | 0.040914 | 5590.8183 | 0.051947 | 9 | Residential_2034_SC B_GWh_After Competition Groups_9 | Building Recommissioning, Operations and Maintenance (O&M) Improvements | 5.195% | 0.040914 | 290.4236 | Residential_2034_SC B_GWh_After Competition Groups_Building Recommissioning, Operations and Maintenance (O&M) Improvements
Residential | Res ¦ Energy Star Torchiere | 2034 | SC B | GWh | After Competition Groups | 208.3268 | 1535213.3388 | 1.5352 | 5590.8183 | 0.037262 | 10 | Residential_2034_SC B_GWh_After Competition Groups_10 | Energy Star Torchiere | 3.726% | 1.5352 | 208.3268 | Residential_2034_SC B_GWh_After Competition Groups_Energy Star Torchiere
Residential | Res ¦ Air Sealing | 2034 | SC B | GWh | After Competition Groups | 172.0794 | 6992473.2528 | 6.9925 | 5590.8183 | 0.030779 | 11 | Residential_2034_SC B_GWh_After Competition Groups_11 | Air Sealing | 3.078% | 6.9925 | 172.0794 | Residential_2034_SC B_GWh_After Competition Groups_Air Sealing
Residential | Res ¦ Comprehensive Draft Proofing | 2034 | SC B | GWh | After Competition Groups | 147.7132 | 0 | 0 | 5590.8183 | 0.026421 | 12 | Residential_2034_SC B_GWh_After Competition Groups_12 | Comprehensive Draft Proofing | 2.642% | 0 | 147.7132 | Residential_2034_SC B_GWh_After Competition Groups_Comprehensive Draft Proofing
Residential | Res ¦ Energy Star Air Source Heat Pump | 2034 | SC B | GWh | After Competition Groups | 143.6423 | 3860219.8882 | 3.8602 | 5590.8183 | 0.025693 | 13 | Residential_2034_SC B_GWh_After Competition Groups_13 | Energy Star Air Source Heat Pump | 2.569% | 3.8602 | 143.6423 | Residential_2034_SC B_GWh_After Competition Groups_Energy Star Air Source Heat Pump
Residential | Res ¦ Energy Star Clothes Dryer | 2034 | SC B | GWh | After Competition Groups | 106.3742 | 5982931.9901 | 5.9829 | 5590.8183 | 0.019027 | 14 | Residential_2034_SC B_GWh_After Competition Groups_14 | Energy Star Clothes Dryer | 1.903% | 5.9829 | 106.3742 | Residential_2034_SC B_GWh_After Competition Groups_Energy Star Clothes Dryer
Residential | Res ¦ Smart Burners | 2034 | SC B | GWh | After Competition Groups | 92.5115 | 36743458.5529 | 36.7435 | 5590.8183 | 0.016547 | 15 | Residential_2034_SC B_GWh_After Competition Groups_15 | Smart Burners | 1.655% | 36.7435 | 92.5115 | Residential_2034_SC B_GWh_After Competition Groups_Smart Burners
Residential | Res ¦ Basement Wall Insulation | 2034 | SC B | GWh | After Competition Groups | 90.3374 | 2983695.139 | 2.9837 | 5590.8183 | 0.016158 | 16 | Residential_2034_SC B_GWh_After Competition Groups_16 | Basement Wall Insulation | 1.616% | 2.9837 | 90.3374 | Residential_2034_SC B_GWh_After Competition Groups_Basement Wall Insulation
Residential | Res ¦ LED Parking Lot Fixture | 2034 | SC B | GWh | After Competition Groups | 87.2452 | 233271.8303 | 0.23327 | 5590.8183 | 0.015605 | 17 | Residential_2034_SC B_GWh_After Competition Groups_17 | LED Parking Lot Fixture | 1.561% | 0.23327 | 87.2452 | Residential_2034_SC B_GWh_After Competition Groups_LED Parking Lot Fixture
Residential | Res ¦ Occupancy Sensors MF | 2034 | SC B | GWh | After Competition Groups | 86.8314 | 5032.354 | 0.0050324 | 5590.8183 | 0.015531 | 18 | Residential_2034_SC B_GWh_After Competition Groups_18 | Occupancy Sensors MF | 1.553% | 0.0050324 | 86.8314 | Residential_2034_SC B_GWh_After Competition Groups_Occupancy Sensors MF
Residential | Res ¦ Energy Star Light Fixture | 2034 | SC B | GWh | After Competition Groups | 77.4887 | 3397925.6358 | 3.3979 | 5590.8183 | 0.01386 | 19 | Residential_2034_SC B_GWh_After Competition Groups_19 | Energy Star Light Fixture | 1.386% | 3.3979 | 77.4887 | Residential_2034_SC B_GWh_After Competition Groups_Energy Star Light Fixture
Residential | Res ¦ Refrigerator Recycling | 2034 | SC B | GWh | After Competition Groups | 76.1283 | 340737.1163 | 0.34074 | 5590.8183 | 0.013617 | 20 | Residential_2034_SC B_GWh_After Competition Groups_20 | Refrigerator Recycling | 1.362% | 0.34074 | 76.1283 | Residential_2034_SC B_GWh_After Competition Groups_Refrigerator Recycling
Residential | Res ¦ Attic Insulation | 2034 | SC B | GWh | After Competition Groups | 69.6763 | 5218584.9711 | 5.2186 | 5590.8183 | 0.012463 | 21 | Residential_2034_SC B_GWh_After Competition Groups_21 | Attic Insulation | 1.246% | 5.2186 | 69.6763 | Residential_2034_SC B_GWh_After Competition Groups_Attic Insulation
Residential | Res ¦ Clothes Drying Racks | 2034 | SC B | GWh | After Competition Groups | 69.5098 | 1474526.9236 | 1.4745 | 5590.8183 | 0.012433 | 22 | Residential_2034_SC B_GWh_After Competition Groups_22 | Clothes Drying Racks | 1.243% | 1.4745 | 69.5098 | Residential_2034_SC B_GWh_After Competition Groups_Clothes Drying Racks
Residential | Res ¦ Freezer Recycling | 2034 | SC B | GWh | After Competition Groups | 66.7592 | 7414482.7251 | 7.4145 | 5590.8183 | 0.011941 | 23 | Residential_2034_SC B_GWh_After Competition Groups_23 | Freezer Recycling | 1.194% | 7.4145 | 66.7592 | Residential_2034_SC B_GWh_After Competition Groups_Freezer Recycling
Residential | Res ¦ Energy Star Room Air Conditioner | 2034 | SC B | GWh | After Competition Groups | 56.991 | 2354846.4016 | 2.3548 | 5590.8183 | 0.010194 | 24 | Residential_2034_SC B_GWh_After Competition Groups_24 | Energy Star Room Air Conditioner | 1.019% | 2.3548 | 56.991 | Residential_2034_SC B_GWh_After Competition Groups_Energy Star Room Air Conditioner
Residential | Res ¦ Energy Star Freezer | 2034 | SC B | GWh | After Competition Groups | 55.7054 | 2584368.2702 | 2.5844 | 5590.8183 | 0.0099637 | 25 | Residential_2034_SC B_GWh_After Competition Groups_25 | Energy Star Freezer | 0.9964% | 2.5844 | 55.7054 | Residential_2034_SC B_GWh_After Competition Groups_Energy Star Freezer
Residential | Res ¦ Advanced BAS/Controllers | 2034 | SC B | GWh | After Competition Groups | 42.5058 | 200142.1783 | 0.20014 | 5590.8183 | 0.0076028 | 26 | Residential_2034_SC B_GWh_After Competition Groups_26 | Advanced BAS/Controllers | 0.7603% | 0.20014 | 42.5058 | Residential_2034_SC B_GWh_After Competition Groups_Advanced BAS/Controllers
Residential | Res ¦ LED Exterior Area Lights - LED Fixture (200W) | 2034 | SC B | GWh | After Competition Groups | 39.8717 | 356795.9219 | 0.3568 | 5590.8183 | 0.0071316 | 27 | Residential_2034_SC B_GWh_After Competition Groups_27 | LED Exterior Area Lights - LED Fixture (200W) | 0.7132% | 0.3568 | 39.8717 | Residential_2034_SC B_GWh_After Competition Groups_LED Exterior Area Lights - LED Fixture (200W)
Residential | Res ¦ Furnace Whistle | 2034 | SC B | GWh | After Competition Groups | 36.6026 | 7998.6423 | 0.0079986 | 5590.8183 | 0.0065469 | 28 | Residential_2034_SC B_GWh_After Competition Groups_28 | Furnace Whistle | 0.6547% | 0.0079986 | 36.6026 | Residential_2034_SC B_GWh_After Competition Groups_Furnace Whistle
Residential | Res ¦ Home Energy Reports | 2034 | SC B | GWh | After Competition Groups | 34.269 | 2008794.1072 | 2.0088 | 5590.8183 | 0.0061295 | 29 | Residential_2034_SC B_GWh_After Competition Groups_29 | Home Energy Reports | 0.613% | 2.0088 | 34.269 | Residential_2034_SC B_GWh_After Competition Groups_Home Energy Reports
Residential | Res ¦ Outside Air Economizer | 2034 | SC B | GWh | After Competition Groups | 32.0866 | 115683.2596 | 0.11568 | 5590.8183 | 0.0057392 | 30 | Residential_2034_SC B_GWh_After Competition Groups_30 | Outside Air Economizer | 0.5739% | 0.11568 | 32.0866 | Residential_2034_SC B_GWh_After Competition Groups_Outside Air Economizer
Residential | Res ¦ LED Tube Re-Lamp | 2034 | SC B | GWh | After Competition Groups | 28.1213 | 398248.2823 | 0.39825 | 5590.8183 | 0.0050299 | 31 | Residential_2034_SC B_GWh_After Competition Groups_31 | LED Tube Re-Lamp | 0.503% | 0.39825 | 28.1213 | Residential_2034_SC B_GWh_After Competition Groups_LED Tube Re-Lamp
Residential | Res ¦ Energy Star Dehumidifier | 2034 | SC B | GWh | After Competition Groups | 24.4366 | 1000439.6545 | 1.0004 | 5590.8183 | 0.0043709 | 32 | Residential_2034_SC B_GWh_After Competition Groups_32 | Energy Star Dehumidifier | 0.4371% | 1.0004 | 24.4366 | Residential_2034_SC B_GWh_After Competition Groups_Energy Star Dehumidifier
Residential | Res ¦ Minimize Hot and Warm Clothes Wash | 2034 | SC B | GWh | After Competition Groups | 23.4492 | 0 | 0 | 5590.8183 | 0.0041942 | 33 | Residential_2034_SC B_GWh_After Competition Groups_33 | Minimize Hot and Warm Clothes Wash | 0.4194% | 0 | 23.4492 | Residential_2034_SC B_GWh_After Competition Groups_Minimize Hot and Warm Clothes Wash
Residential | Res ¦ Heat Recovery Ventilator | 2034 | SC B | GWh | After Competition Groups | 22.4861 | 4647856.8268 | 4.6479 | 5590.8183 | 0.004022 | 34 | Residential_2034_SC B_GWh_After Competition Groups_34 | Heat Recovery Ventilator | 0.4022% | 4.6479 | 22.4861 | Residential_2034_SC B_GWh_After Competition Groups_Heat Recovery Ventilator
Residential | Res ¦ Demand Control Ventilation | 2034 | SC B | GWh | After Competition Groups | 19.6034 | 114676.1449 | 0.11468 | 5590.8183 | 0.0035064 | 35 | Residential_2034_SC B_GWh_After Competition Groups_35 | Demand Control Ventilation | 0.3506% | 0.11468 | 19.6034 | Residential_2034_SC B_GWh_After Competition Groups_Demand Control Ventilation
Residential | Res ¦ Floor Insulation | 2034 | SC B | GWh | After Competition Groups | 18.2533 | 2137668.393 | 2.1377 | 5590.8183 | 0.0032649 | 36 | Residential_2034_SC B_GWh_After Competition Groups_36 | Floor Insulation | 0.3265% | 2.1377 | 18.2533 | Residential_2034_SC B_GWh_After Competition Groups_Floor Insulation
Residential | Res ¦ CO Sensors for parking garage exhaust fans | 2034 | SC B | GWh | After Competition Groups | 17.3771 | 243552.1952 | 0.24355 | 5590.8183 | 0.0031082 | 37 | Residential_2034_SC B_GWh_After Competition Groups_37 | CO Sensors for parking garage exhaust fans | 0.3108% | 0.24355 | 17.3771 | Residential_2034_SC B_GWh_After Competition Groups_CO Sensors for parking garage exhaust fans
Residential | Res ¦ Duct Insulation | 2034 | SC B | GWh | After Competition Groups | 17.1672 | 1922467.3657 | 1.9225 | 5590.8183 | 0.0030706 | 38 | Residential_2034_SC B_GWh_After Competition Groups_38 | Duct Insulation | 0.3071% | 1.9225 | 17.1672 | Residential_2034_SC B_GWh_After Competition Groups_Duct Insulation
Residential | Res ¦ Tankless Water Heater | 2034 | SC B | GWh | After Competition Groups | 16.6138 | 1381328.9245 | 1.3813 | 5590.8183 | 0.0029716 | 39 | Residential_2034_SC B_GWh_After Competition Groups_39 | Tankless Water Heater | 0.2972% | 1.3813 | 16.6138 | Residential_2034_SC B_GWh_After Competition Groups_Tankless Water Heater
Residential | Res ¦ ENERGY STAR LED LAMPS (REFLECTOR LAMPs/MR16/PAR 16) | 2034 | SC B | GWh | After Competition Groups | 16.3516 | 52206.3926 | 0.052206 | 5590.8183 | 0.0029247 | 40 | Residential_2034_SC B_GWh_After Competition Groups_40 | ENERGY STAR LED LAMPS (REFLECTOR LAMPs/MR16/PAR 16) | 0.2925% | 0.052206 | 16.3516 | Residential_2034_SC B_GWh_After Competition Groups_ENERGY STAR LED LAMPS (REFLECTOR LAMPs/MR16/PAR 16)
Residential | Res ¦ High Efficiency Chiller (avg of water and air cooled) | 2034 | SC B | GWh | After Competition Groups | 15.8198 | 161290.5866 | 0.16129 | 5590.8183 | 0.0028296 | 41 | Residential_2034_SC B_GWh_After Competition Groups_41 | High Efficiency Chiller (avg of water and air cooled) | 0.283% | 0.16129 | 15.8198 | Residential_2034_SC B_GWh_After Competition Groups_High Efficiency Chiller (avg of water and air cooled)
Residential | Res ¦ Variable Frequency Drive (VFD) | 2034 | SC B | GWh | After Competition Groups | 15.5266 | 48573.2299 | 0.048573 | 5590.8183 | 0.0027772 | 42 | Residential_2034_SC B_GWh_After Competition Groups_42 | Variable Frequency Drive (VFD) | 0.2777% | 0.048573 | 15.5266 | Residential_2034_SC B_GWh_After Competition Groups_Variable Frequency Drive (VFD)
Residential | Res ¦ Condensing Make Up Air Unit | 2034 | SC B | GWh | After Competition Groups | 12.7114 | 1178555.2917 | 1.1786 | 5590.8183 | 0.0022736 | 43 | Residential_2034_SC B_GWh_After Competition Groups_43 | Condensing Make Up Air Unit | 0.2274% | 1.1786 | 12.7114 | Residential_2034_SC B_GWh_After Competition Groups_Condensing Make Up Air Unit
Residential | Res ¦ Water Heater Temperature Setback | 2034 | SC B | GWh | After Competition Groups | 11.6025 | 8054.0031 | 0.008054 | 5590.8183 | 0.0020753 | 44 | Residential_2034_SC B_GWh_After Competition Groups_44 | Water Heater Temperature Setback | 0.2075% | 0.008054 | 11.6025 | Residential_2034_SC B_GWh_After Competition Groups_Water Heater Temperature Setback
Residential | Res ¦ LED Downlight | 2034 | SC B | GWh | After Competition Groups | 9.0466 | 8112128.6609 | 8.1121 | 5590.8183 | 0.0016181 | 45 | Residential_2034_SC B_GWh_After Competition Groups_45 | LED Downlight | 0.1618% | 8.1121 | 9.0466 | Residential_2034_SC B_GWh_After Competition Groups_LED Downlight
Residential | Res ¦ Duct Insulation MF | 2034 | SC B | GWh | After Competition Groups | 7.1173 | 1402364.1771 | 1.4024 | 5590.8183 | 0.001273 | 46 | Residential_2034_SC B_GWh_After Competition Groups_46 | Duct Insulation MF | 0.1273% | 1.4024 | 7.1173 | Residential_2034_SC B_GWh_After Competition Groups_Duct Insulation MF
Residential | Res ¦ VFD on Pumps | 2034 | SC B | GWh | After Competition Groups | 4.7746 | 18195.8898 | 0.018196 | 5590.8183 | 0.00085401 | 47 | Residential_2034_SC B_GWh_After Competition Groups_47 | VFD on Pumps | 0.0854% | 0.018196 | 4.7746 | Residential_2034_SC B_GWh_After Competition Groups_VFD on Pumps
Residential | Res ¦ ENERGY STAR LED Lamps (General Service Lamps) | 2034 | SC B | GWh | After Competition Groups | 3.6128 | 10009.3943 | 0.010009 | 5590.8183 | 0.0006462 | 48 | Residential_2034_SC B_GWh_After Competition Groups_48 | ENERGY STAR LED Lamps (General Service Lamps) | 0.06462% | 0.010009 | 3.6128 | Residential_2034_SC B_GWh_After Competition Groups_ENERGY STAR LED Lamps (General Service Lamps)
Residential | Res ¦ ECM MOTORS FOR HVAC APPLICATION (FAN-POWERED VAV BOX) | 2034 | SC B | GWh | After Competition Groups | 2.7464 | 27256.4413 | 0.027256 | 5590.8183 | 0.00049123 | 49 | Residential_2034_SC B_GWh_After Competition Groups_49 | ECM MOTORS FOR HVAC APPLICATION (FAN-POWERED VAV BOX) | 0.04912% | 0.027256 | 2.7464 | Residential_2034_SC B_GWh_After Competition Groups_ECM MOTORS FOR HVAC APPLICATION (FAN-POWERED VAV BOX)
Residential | Res ¦ Beverage Vending Machine Controls | 2034 | SC B | GWh | After Competition Groups | 1.9616 | 14474.7562 | 0.014475 | 5590.8183 | 0.00035087 | 50 | Residential_2034_SC B_GWh_After Competition Groups_50 | Beverage Vending Machine Controls | 0.03509% | 0.014475 | 1.9616 | Residential_2034_SC B_GWh_After Competition Groups_Beverage Vending Machine Controls
Residential | Res ¦ Wall Insulation | 2034 | SC B | GWh | After Competition Groups | 0.46721 | 174906.3818 | 0.17491 | 5590.8183 | 8.3567e-05 | 51 | Residential_2034_SC B_GWh_After Competition Groups_51 | Wall Insulation | 0.008357% | 0.17491 | 0.46721 | Residential_2034_SC B_GWh_After Competition Groups_Wall Insulation
Residential | Res ¦ Chilled Water Optimization | 2034 | SC B | GWh | After Competition Groups | 0.30998 | 208.3555 | 0.00020836 | 5590.8183 | 5.5445e-05 | 52 | Residential_2034_SC B_GWh_After Competition Groups_52 | Chilled Water Optimization | 0.005545% | 0.00020836 | 0.30998 | Residential_2034_SC B_GWh_After Competition Groups_Chilled Water Optimization
Residential | Res ¦ LED High Bay Fixture | 2034 | SC B | GWh | After Competition Groups | 0.20671 | 6295.8893 | 0.0062959 | 5590.8183 | 3.6974e-05 | 53 | Residential_2034_SC B_GWh_After Competition Groups_53 | LED High Bay Fixture | 0.003697% | 0.0062959 | 0.20671 | Residential_2034_SC B_GWh_After Competition Groups_LED High Bay Fixture
Residential | Res ¦ Wall Insulation MF | 2034 | SC B | GWh | After Competition Groups | 0.015913 | 0 | 0 | 5590.8183 | 2.8463e-06 | 54 | Residential_2034_SC B_GWh_After Competition Groups_54 | Wall Insulation MF | 0.0002846% | 0 | 0.015913 | Residential_2034_SC B_GWh_After Competition Groups_Wall Insulation MF
Residential | Res ¦ Heavy Duty Outdoor/Holiday Plug-in Timers | 2034 | SC B | GWh | After Competition Groups | 0 | 0 | 0 | 5590.8183 | 0 | 55 | Residential_2034_SC B_GWh_After Competition Groups_55 | Heavy Duty Outdoor/Holiday Plug-in Timers | 0% | 0 | 0 | Residential_2034_SC B_GWh_After Competition Groups_Heavy Duty Outdoor/Holiday Plug-in Timers
Residential | Res ¦ Smart Power Bar | 2034 | SC B | GWh | After Competition Groups | 0 | 0 | 0 | 5590.8183 | 0 | 56 | Residential_2034_SC B_GWh_After Competition Groups_56 | Smart Power Bar | 0% | 0 | 0 | Residential_2034_SC B_GWh_After Competition Groups_Smart Power Bar
Residential | Res ¦ Energy Star LED Specialty Bulbs | 2034 | SC C | GWh | After Competition Groups | 585.935 | 30934.3304 | 0.030934 | 4491.5523 | 0.13045 | 1 | Residential_2034_SC C_GWh_After Competition Groups_1 | Energy Star LED Specialty Bulbs | 13.05% | 0.030934 | 585.935 | Residential_2034_SC C_GWh_After Competition Groups_Energy Star LED Specialty Bulbs
Residential | Res ¦ Energy Star Clothes Washer | 2034 | SC C | GWh | After Competition Groups | 548.6153 | 15131265.7901 | 15.1313 | 4491.5523 | 0.12214 | 2 | Residential_2034_SC C_GWh_After Competition Groups_2 | Energy Star Clothes Washer | 12.21% | 15.1313 | 548.6153 | Residential_2034_SC C_GWh_After Competition Groups_Energy Star Clothes Washer
Residential | Res ¦ Ductless Mini-Split Heat Pump | 2034 | SC C | GWh | After Competition Groups | 361.9164 | 5418844.8803 | 5.4188 | 4491.5523 | 0.080577 | 3 | Residential_2034_SC C_GWh_After Competition Groups_3 | Ductless Mini-Split Heat Pump | 8.058% | 5.4188 | 361.9164 | Residential_2034_SC C_GWh_After Competition Groups_Ductless Mini-Split Heat Pump
Residential | Res ¦ Energy Star A Line, PAR, MR Lamps | 2034 | SC C | GWh | After Competition Groups | 279.579 | 22925.7774 | 0.022926 | 4491.5523 | 0.062246 | 4 | Residential_2034_SC C_GWh_After Competition Groups_4 | Energy Star A Line, PAR, MR Lamps | 6.225% | 0.022926 | 279.579 | Residential_2034_SC C_GWh_After Competition Groups_Energy Star A Line, PAR, MR Lamps
Residential | Res ¦ Variable Speed Pool Pump Motor | 2034 | SC C | GWh | After Competition Groups | 259.5833 | 5476366.5526 | 5.4764 | 4491.5523 | 0.057794 | 5 | Residential_2034_SC C_GWh_After Competition Groups_5 | Variable Speed Pool Pump Motor | 5.779% | 5.4764 | 259.5833 | Residential_2034_SC C_GWh_After Competition Groups_Variable Speed Pool Pump Motor
Residential | Res ¦ Car Block Heater Timer | 2034 | SC C | GWh | After Competition Groups | 252.295 | 429782.3764 | 0.42978 | 4491.5523 | 0.056171 | 6 | Residential_2034_SC C_GWh_After Competition Groups_6 | Car Block Heater Timer | 5.617% | 0.42978 | 252.295 | Residential_2034_SC C_GWh_After Competition Groups_Car Block Heater Timer
Residential | Res ¦ Energy Star LED Bulbs General Purpose LEDs | 2034 | SC C | GWh | After Competition Groups | 221.592 | 0 | 0 | 4491.5523 | 0.049335 | 7 | Residential_2034_SC C_GWh_After Competition Groups_7 | Energy Star LED Bulbs General Purpose LEDs | 4.934% | 0 | 221.592 | Residential_2034_SC C_GWh_After Competition Groups_Energy Star LED Bulbs General Purpose LEDs
Residential | Res ¦ Adaptive Thermostat | 2034 | SC C | GWh | After Competition Groups | 208.8361 | 8320892.5187 | 8.3209 | 4491.5523 | 0.046495 | 8 | Residential_2034_SC C_GWh_After Competition Groups_8 | Adaptive Thermostat | 4.65% | 8.3209 | 208.8361 | Residential_2034_SC C_GWh_After Competition Groups_Adaptive Thermostat
Residential | Res ¦ Building Recommissioning, Operations and Maintenance (O&M) Improvements | 2034 | SC C | GWh | After Competition Groups | 201.1724 | 167251.2533 | 0.16725 | 4491.5523 | 0.044789 | 9 | Residential_2034_SC C_GWh_After Competition Groups_9 | Building Recommissioning, Operations and Maintenance (O&M) Improvements | 4.479% | 0.16725 | 201.1724 | Residential_2034_SC C_GWh_After Competition Groups_Building Recommissioning, Operations and Maintenance (O&M) Improvements
Residential | Res ¦ Air Sealing | 2034 | SC C | GWh | After Competition Groups | 156.4489 | 6994551.1884 | 6.9946 | 4491.5523 | 0.034832 | 10 | Residential_2034_SC C_GWh_After Competition Groups_10 | Air Sealing | 3.483% | 6.9946 | 156.4489 | Residential_2034_SC C_GWh_After Competition Groups_Air Sealing
Residential | Res ¦ Energy Star Torchiere | 2034 | SC C | GWh | After Competition Groups | 155.7243 | 1643208.4021 | 1.6432 | 4491.5523 | 0.03467 | 11 | Residential_2034_SC C_GWh_After Competition Groups_11 | Energy Star Torchiere | 3.467% | 1.6432 | 155.7243 | Residential_2034_SC C_GWh_After Competition Groups_Energy Star Torchiere
Residential | Res ¦ Energy Star Clothes Dryer | 2034 | SC C | GWh | After Competition Groups | 106.4089 | 5985199.4508 | 5.9852 | 4491.5523 | 0.023691 | 12 | Residential_2034_SC C_GWh_After Competition Groups_12 | Energy Star Clothes Dryer | 2.369% | 5.9852 | 106.4089 | Residential_2034_SC C_GWh_After Competition Groups_Energy Star Clothes Dryer
Residential | Res ¦ Comprehensive Draft Proofing | 2034 | SC C | GWh | After Competition Groups | 102.3188 | 0 | 0 | 4491.5523 | 0.02278 | 13 | Residential_2034_SC C_GWh_After Competition Groups_13 | Comprehensive Draft Proofing | 2.278% | 0 | 102.3188 | Residential_2034_SC C_GWh_After Competition Groups_Comprehensive Draft Proofing
Residential | Res ¦ Energy Star Air Source Heat Pump | 2034 | SC C | GWh | After Competition Groups | 97.7085 | 3188681.959 | 3.1887 | 4491.5523 | 0.021754 | 14 | Residential_2034_SC C_GWh_After Competition Groups_14 | Energy Star Air Source Heat Pump | 2.175% | 3.1887 | 97.7085 | Residential_2034_SC C_GWh_After Competition Groups_Energy Star Air Source Heat Pump
Residential | Res ¦ Basement Wall Insulation | 2034 | SC C | GWh | After Competition Groups | 90.3507 | 2984416.8813 | 2.9844 | 4491.5523 | 0.020116 | 15 | Residential_2034_SC C_GWh_After Competition Groups_15 | Basement Wall Insulation | 2.012% | 2.9844 | 90.3507 | Residential_2034_SC C_GWh_After Competition Groups_Basement Wall Insulation
Residential | Res ¦ LED Parking Lot Fixture | 2034 | SC C | GWh | After Competition Groups | 82.426 | 0 | 0 | 4491.5523 | 0.018351 | 16 | Residential_2034_SC C_GWh_After Competition Groups_16 | LED Parking Lot Fixture | 1.835% | 0 | 82.426 | Residential_2034_SC C_GWh_After Competition Groups_LED Parking Lot Fixture
Residential | Res ¦ Energy Star Light Fixture | 2034 | SC C | GWh | After Competition Groups | 72.5271 | 3426130.4798 | 3.4261 | 4491.5523 | 0.016147 | 17 | Residential_2034_SC C_GWh_After Competition Groups_17 | Energy Star Light Fixture | 1.615% | 3.4261 | 72.5271 | Residential_2034_SC C_GWh_After Competition Groups_Energy Star Light Fixture
Residential | Res ¦ Attic Insulation | 2034 | SC C | GWh | After Competition Groups | 67.9818 | 5220874.3448 | 5.2209 | 4491.5523 | 0.015135 | 18 | Residential_2034_SC C_GWh_After Competition Groups_18 | Attic Insulation | 1.514% | 5.2209 | 67.9818 | Residential_2034_SC C_GWh_After Competition Groups_Attic Insulation
Residential | Res ¦ Smart Burners | 2034 | SC C | GWh | After Competition Groups | 63.5676 | 27012095.2358 | 27.0121 | 4491.5523 | 0.014153 | 19 | Residential_2034_SC C_GWh_After Competition Groups_19 | Smart Burners | 1.415% | 27.0121 | 63.5676 | Residential_2034_SC C_GWh_After Competition Groups_Smart Burners
Residential | Res ¦ Occupancy Sensors MF | 2034 | SC C | GWh | After Competition Groups | 55.9992 | 20573.0112 | 0.020573 | 4491.5523 | 0.012468 | 20 | Residential_2034_SC C_GWh_After Competition Groups_20 | Occupancy Sensors MF | 1.247% | 0.020573 | 55.9992 | Residential_2034_SC C_GWh_After Competition Groups_Occupancy Sensors MF
Residential | Res ¦ Refrigerator Recycling | 2034 | SC C | GWh | After Competition Groups | 52.7341 | 1392398.6107 | 1.3924 | 4491.5523 | 0.011741 | 21 | Residential_2034_SC C_GWh_After Competition Groups_21 | Refrigerator Recycling | 1.174% | 1.3924 | 52.7341 | Residential_2034_SC C_GWh_After Competition Groups_Refrigerator Recycling
Residential | Res ¦ Energy Star Freezer | 2034 | SC C | GWh | After Competition Groups | 47.6258 | 2674746.6201 | 2.6747 | 4491.5523 | 0.010603 | 22 | Residential_2034_SC C_GWh_After Competition Groups_22 | Energy Star Freezer | 1.06% | 2.6747 | 47.6258 | Residential_2034_SC C_GWh_After Competition Groups_Energy Star Freezer
Residential | Res ¦ Energy Star Room Air Conditioner | 2034 | SC C | GWh | After Competition Groups | 47.5933 | 2233502.9055 | 2.2335 | 4491.5523 | 0.010596 | 23 | Residential_2034_SC C_GWh_After Competition Groups_23 | Energy Star Room Air Conditioner | 1.06% | 2.2335 | 47.5933 | Residential_2034_SC C_GWh_After Competition Groups_Energy Star Room Air Conditioner
Residential | Res ¦ LED Exterior Area Lights - LED Fixture (200W) | 2034 | SC C | GWh | After Competition Groups | 39.8717 | 356831.6051 | 0.35683 | 4491.5523 | 0.008877 | 24 | Residential_2034_SC C_GWh_After Competition Groups_24 | LED Exterior Area Lights - LED Fixture (200W) | 0.8877% | 0.35683 | 39.8717 | Residential_2034_SC C_GWh_After Competition Groups_LED Exterior Area Lights - LED Fixture (200W)
Residential | Res ¦ Home Energy Reports | 2034 | SC C | GWh | After Competition Groups | 34.269 | 2008794.1072 | 2.0088 | 4491.5523 | 0.0076297 | 25 | Residential_2034_SC C_GWh_After Competition Groups_25 | Home Energy Reports | 0.763% | 2.0088 | 34.269 | Residential_2034_SC C_GWh_After Competition Groups_Home Energy Reports
Residential | Res ¦ Advanced BAS/Controllers | 2034 | SC C | GWh | After Competition Groups | 29.444 | 817771.9642 | 0.81777 | 4491.5523 | 0.0065554 | 26 | Residential_2034_SC C_GWh_After Competition Groups_26 | Advanced BAS/Controllers | 0.6555% | 0.81777 | 29.444 | Residential_2034_SC C_GWh_After Competition Groups_Advanced BAS/Controllers
Residential | Res ¦ LED Tube Re-Lamp | 2034 | SC C | GWh | After Competition Groups | 28.1213 | 398288.1111 | 0.39829 | 4491.5523 | 0.0062609 | 27 | Residential_2034_SC C_GWh_After Competition Groups_27 | LED Tube Re-Lamp | 0.6261% | 0.39829 | 28.1213 | Residential_2034_SC C_GWh_After Competition Groups_LED Tube Re-Lamp
Residential | Res ¦ Outside Air Economizer | 2034 | SC C | GWh | After Competition Groups | 25.6046 | 208877.5287 | 0.20888 | 4491.5523 | 0.0057006 | 28 | Residential_2034_SC C_GWh_After Competition Groups_28 | Outside Air Economizer | 0.5701% | 0.20888 | 25.6046 | Residential_2034_SC C_GWh_After Competition Groups_Outside Air Economizer
Residential | Res ¦ Furnace Whistle | 2034 | SC C | GWh | After Competition Groups | 25.3541 | 32699.0818 | 0.032699 | 4491.5523 | 0.0056448 | 29 | Residential_2034_SC C_GWh_After Competition Groups_29 | Furnace Whistle | 0.5645% | 0.032699 | 25.3541 | Residential_2034_SC C_GWh_After Competition Groups_Furnace Whistle
Residential | Res ¦ Minimize Hot and Warm Clothes Wash | 2034 | SC C | GWh | After Competition Groups | 23.4492 | 0 | 0 | 4491.5523 | 0.0052207 | 30 | Residential_2034_SC C_GWh_After Competition Groups_30 | Minimize Hot and Warm Clothes Wash | 0.5221% | 0 | 23.4492 | Residential_2034_SC C_GWh_After Competition Groups_Minimize Hot and Warm Clothes Wash
Residential | Res ¦ ENERGY STAR LED LAMPS (REFLECTOR LAMPs/MR16/PAR 16) | 2034 | SC C | GWh | After Competition Groups | 16.3516 | 52211.6138 | 0.052212 | 4491.5523 | 0.0036405 | 31 | Residential_2034_SC C_GWh_After Competition Groups_31 | ENERGY STAR LED LAMPS (REFLECTOR LAMPs/MR16/PAR 16) | 0.3641% | 0.052212 | 16.3516 | Residential_2034_SC C_GWh_After Competition Groups_ENERGY STAR LED LAMPS (REFLECTOR LAMPs/MR16/PAR 16)
Residential | Res ¦ High Efficiency Chiller (avg of water and air cooled) | 2034 | SC C | GWh | After Competition Groups | 15.4778 | 162122.4335 | 0.16212 | 4491.5523 | 0.003446 | 32 | Residential_2034_SC C_GWh_After Competition Groups_32 | High Efficiency Chiller (avg of water and air cooled) | 0.3446% | 0.16212 | 15.4778 | Residential_2034_SC C_GWh_After Competition Groups_High Efficiency Chiller (avg of water and air cooled)
Residential | Res ¦ Energy Star Dehumidifier | 2034 | SC C | GWh | After Competition Groups | 14.8266 | 2060680.765 | 2.0607 | 4491.5523 | 0.003301 | 33 | Residential_2034_SC C_GWh_After Competition Groups_33 | Energy Star Dehumidifier | 0.3301% | 2.0607 | 14.8266 | Residential_2034_SC C_GWh_After Competition Groups_Energy Star Dehumidifier
Residential | Res ¦ Floor Insulation | 2034 | SC C | GWh | After Competition Groups | 14.2532 | 2139339.8283 | 2.1393 | 4491.5523 | 0.0031733 | 34 | Residential_2034_SC C_GWh_After Competition Groups_34 | Floor Insulation | 0.3173% | 2.1393 | 14.2532 | Residential_2034_SC C_GWh_After Competition Groups_Floor Insulation
Residential | Res ¦ Demand Control Ventilation | 2034 | SC C | GWh | After Competition Groups | 13.5796 | 467669.1303 | 0.46767 | 4491.5523 | 0.0030234 | 35 | Residential_2034_SC C_GWh_After Competition Groups_35 | Demand Control Ventilation | 0.3023% | 0.46767 | 13.5796 | Residential_2034_SC C_GWh_After Competition Groups_Demand Control Ventilation
Residential | Res ¦ CO Sensors for parking garage exhaust fans | 2034 | SC C | GWh | After Competition Groups | 12.1328 | 413366.1113 | 0.41337 | 4491.5523 | 0.0027013 | 36 | Residential_2034_SC C_GWh_After Competition Groups_36 | CO Sensors for parking garage exhaust fans | 0.2701% | 0.41337 | 12.1328 | Residential_2034_SC C_GWh_After Competition Groups_CO Sensors for parking garage exhaust fans
Residential | Res ¦ Tankless Water Heater | 2034 | SC C | GWh | After Competition Groups | 11.3021 | 1140988.664 | 1.141 | 4491.5523 | 0.0025163 | 37 | Residential_2034_SC C_GWh_After Competition Groups_37 | Tankless Water Heater | 0.2516% | 1.141 | 11.3021 | Residential_2034_SC C_GWh_After Competition Groups_Tankless Water Heater
Residential | Res ¦ Variable Frequency Drive (VFD) | 2034 | SC C | GWh | After Competition Groups | 10.7552 | 198526.6922 | 0.19853 | 4491.5523 | 0.0023945 | 38 | Residential_2034_SC C_GWh_After Competition Groups_38 | Variable Frequency Drive (VFD) | 0.2395% | 0.19853 | 10.7552 | Residential_2034_SC C_GWh_After Competition Groups_Variable Frequency Drive (VFD)
Residential | Res ¦ Condensing Make Up Air Unit | 2034 | SC C | GWh | After Competition Groups | 9.8163 | 1118826.6706 | 1.1188 | 4491.5523 | 0.0021855 | 39 | Residential_2034_SC C_GWh_After Competition Groups_39 | Condensing Make Up Air Unit | 0.2186% | 1.1188 | 9.8163 | Residential_2034_SC C_GWh_After Competition Groups_Condensing Make Up Air Unit
Residential | Res ¦ LED Downlight | 2034 | SC C | GWh | After Competition Groups | 9.0466 | 8112939.9549 | 8.1129 | 4491.5523 | 0.0020141 | 40 | Residential_2034_SC C_GWh_After Competition Groups_40 | LED Downlight | 0.2014% | 8.1129 | 9.0466 | Residential_2034_SC C_GWh_After Competition Groups_LED Downlight
Residential | Res ¦ Water Heater Temperature Setback | 2034 | SC C | GWh | After Competition Groups | 8.0369 | 32924.1276 | 0.032924 | 4491.5523 | 0.0017893 | 41 | Residential_2034_SC C_GWh_After Competition Groups_41 | Water Heater Temperature Setback | 0.1789% | 0.032924 | 8.0369 | Residential_2034_SC C_GWh_After Competition Groups_Water Heater Temperature Setback
Residential | Res ¦ Duct Insulation MF | 2034 | SC C | GWh | After Competition Groups | 6.4996 | 1403734.8263 | 1.4037 | 4491.5523 | 0.0014471 | 42 | Residential_2034_SC C_GWh_After Competition Groups_42 | Duct Insulation MF | 0.1447% | 1.4037 | 6.4996 | Residential_2034_SC C_GWh_After Competition Groups_Duct Insulation MF
Residential | Res ¦ Heat Recovery Ventilator | 2034 | SC C | GWh | After Competition Groups | 5.4072 | 3016902.4298 | 3.0169 | 4491.5523 | 0.0012039 | 43 | Residential_2034_SC C_GWh_After Competition Groups_43 | Heat Recovery Ventilator | 0.1204% | 3.0169 | 5.4072 | Residential_2034_SC C_GWh_After Competition Groups_Heat Recovery Ventilator
Residential | Res ¦ Duct Insulation | 2034 | SC C | GWh | After Competition Groups | 4.9751 | 1928096.7906 | 1.9281 | 4491.5523 | 0.0011077 | 44 | Residential_2034_SC C_GWh_After Competition Groups_44 | Duct Insulation | 0.1108% | 1.9281 | 4.9751 | Residential_2034_SC C_GWh_After Competition Groups_Duct Insulation
Residential | Res ¦ ENERGY STAR LED Lamps (General Service Lamps) | 2034 | SC C | GWh | After Competition Groups | 3.6128 | 10010.3953 | 0.01001 | 4491.5523 | 0.00080435 | 45 | Residential_2034_SC C_GWh_After Competition Groups_45 | ENERGY STAR LED Lamps (General Service Lamps) | 0.08044% | 0.01001 | 3.6128 | Residential_2034_SC C_GWh_After Competition Groups_ENERGY STAR LED Lamps (General Service Lamps)
Residential | Res ¦ VFD on Pumps | 2034 | SC C | GWh | After Competition Groups | 3.3073 | 74365.5832 | 0.074366 | 4491.5523 | 0.00073635 | 46 | Residential_2034_SC C_GWh_After Competition Groups_46 | VFD on Pumps | 0.07363% | 0.074366 | 3.3073 | Residential_2034_SC C_GWh_After Competition Groups_VFD on Pumps
Residential | Res ¦ Clothes Drying Racks | 2034 | SC C | GWh | After Competition Groups | 3.2864 | 0 | 0 | 4491.5523 | 0.00073167 | 47 | Residential_2034_SC C_GWh_After Competition Groups_47 | Clothes Drying Racks | 0.07317% | 0 | 3.2864 | Residential_2034_SC C_GWh_After Competition Groups_Clothes Drying Racks
Residential | Res ¦ ECM MOTORS FOR HVAC APPLICATION (FAN-POWERED VAV BOX) | 2034 | SC C | GWh | After Competition Groups | 1.8662 | 45175.9135 | 0.045176 | 4491.5523 | 0.00041549 | 48 | Residential_2034_SC C_GWh_After Competition Groups_48 | ECM MOTORS FOR HVAC APPLICATION (FAN-POWERED VAV BOX) | 0.04155% | 0.045176 | 1.8662 | Residential_2034_SC C_GWh_After Competition Groups_ECM MOTORS FOR HVAC APPLICATION (FAN-POWERED VAV BOX)
Residential | Res ¦ Beverage Vending Machine Controls | 2034 | SC C | GWh | After Competition Groups | 1.2772 | 20903.9224 | 0.020904 | 4491.5523 | 0.00028435 | 49 | Residential_2034_SC C_GWh_After Competition Groups_49 | Beverage Vending Machine Controls | 0.02844% | 0.020904 | 1.2772 | Residential_2034_SC C_GWh_After Competition Groups_Beverage Vending Machine Controls
Residential | Res ¦ Chilled Water Optimization | 2034 | SC C | GWh | After Competition Groups | 0.24315 | 200.6439 | 0.00020064 | 4491.5523 | 5.4136e-05 | 50 | Residential_2034_SC C_GWh_After Competition Groups_50 | Chilled Water Optimization | 0.005414% | 0.00020064 | 0.24315 | Residential_2034_SC C_GWh_After Competition Groups_Chilled Water Optimization
Residential | Res ¦ Wall Insulation | 2034 | SC C | GWh | After Competition Groups | 0.21933 | 175031.2236 | 0.17503 | 4491.5523 | 4.8832e-05 | 51 | Residential_2034_SC C_GWh_After Competition Groups_51 | Wall Insulation | 0.004883% | 0.17503 | 0.21933 | Residential_2034_SC C_GWh_After Competition Groups_Wall Insulation
Residential | Res ¦ LED High Bay Fixture | 2034 | SC C | GWh | After Competition Groups | 0.20671 | 6296.5189 | 0.0062965 | 4491.5523 | 4.6023e-05 | 52 | Residential_2034_SC C_GWh_After Competition Groups_52 | LED High Bay Fixture | 0.004602% | 0.0062965 | 0.20671 | Residential_2034_SC C_GWh_After Competition Groups_LED High Bay Fixture
Residential | Res ¦ Wall Insulation MF | 2034 | SC C | GWh | After Competition Groups | 0.015914 | 0 | 0 | 4491.5523 | 3.5431e-06 | 53 | Residential_2034_SC C_GWh_After Competition Groups_53 | Wall Insulation MF | 0.0003543% | 0 | 0.015914 | Residential_2034_SC C_GWh_After Competition Groups_Wall Insulation MF
Residential | Res ¦ Freezer Recycling | 2034 | SC C | GWh | After Competition Groups | 0.0035073 | 0 | 0 | 4491.5523 | 7.8086e-07 | 54 | Residential_2034_SC C_GWh_After Competition Groups_54 | Freezer Recycling | 7.809e-05% | 0 | 0.0035073 | Residential_2034_SC C_GWh_After Competition Groups_Freezer Recycling
Residential | Res ¦ Heavy Duty Outdoor/Holiday Plug-in Timers | 2034 | SC C | GWh | After Competition Groups | 0 | 0 | 0 | 4491.5523 | 0 | 55 | Residential_2034_SC C_GWh_After Competition Groups_55 | Heavy Duty Outdoor/Holiday Plug-in Timers | 0% | 0 | 0 | Residential_2034_SC C_GWh_After Competition Groups_Heavy Duty Outdoor/Holiday Plug-in Timers
Residential | Res ¦ Smart Power Bar | 2034 | SC C | GWh | After Competition Groups | 0 | 0 | 0 | 4491.5523 | 0 | 56 | Residential_2034_SC C_GWh_After Competition Groups_56 | Smart Power Bar | 0% | 0 | 0 | Residential_2034_SC C_GWh_After Competition Groups_Smart Power Bar
Residential | Res ¦ Energy Star LED Bulbs General Purpose LEDs | 2034 | SC D | GWh | After Competition Groups | 419.3035 | 0 | 0 | 3498.3076 | 0.11986 | 1 | Residential_2034_SC D_GWh_After Competition Groups_1 | Energy Star LED Bulbs General Purpose LEDs | 11.99% | 0 | 419.3035 | Residential_2034_SC D_GWh_After Competition Groups_Energy Star LED Bulbs General Purpose LEDs
Residential | Res ¦ Energy Star LED Specialty Bulbs | 2034 | SC D | GWh | After Competition Groups | 401.9183 | 0 | 0 | 3498.3076 | 0.11489 | 2 | Residential_2034_SC D_GWh_After Competition Groups_2 | Energy Star LED Specialty Bulbs | 11.49% | 0 | 401.9183 | Residential_2034_SC D_GWh_After Competition Groups_Energy Star LED Specialty Bulbs
Residential | Res ¦ Energy Star Clothes Washer | 2034 | SC D | GWh | After Competition Groups | 364.5636 | 0 | 0 | 3498.3076 | 0.10421 | 3 | Residential_2034_SC D_GWh_After Competition Groups_3 | Energy Star Clothes Washer | 10.42% | 0 | 364.5636 | Residential_2034_SC D_GWh_After Competition Groups_Energy Star Clothes Washer
Residential | Res ¦ Ductless Mini-Split Heat Pump | 2034 | SC D | GWh | After Competition Groups | 361.9334 | 0 | 0 | 3498.3076 | 0.10346 | 4 | Residential_2034_SC D_GWh_After Competition Groups_4 | Ductless Mini-Split Heat Pump | 10.35% | 0 | 361.9334 | Residential_2034_SC D_GWh_After Competition Groups_Ductless Mini-Split Heat Pump
Residential | Res ¦ Energy Star A Line, PAR, MR Lamps | 2034 | SC D | GWh | After Competition Groups | 280.0389 | 0 | 0 | 3498.3076 | 0.08005 | 5 | Residential_2034_SC D_GWh_After Competition Groups_5 | Energy Star A Line, PAR, MR Lamps | 8.005% | 0 | 280.0389 | Residential_2034_SC D_GWh_After Competition Groups_Energy Star A Line, PAR, MR Lamps
Residential | Res ¦ Building Recommissioning, Operations and Maintenance (O&M) Improvements | 2034 | SC D | GWh | After Competition Groups | 201.1724 | 0 | 0 | 3498.3076 | 0.057506 | 6 | Residential_2034_SC D_GWh_After Competition Groups_6 | Building Recommissioning, Operations and Maintenance (O&M) Improvements | 5.751% | 0 | 201.1724 | Residential_2034_SC D_GWh_After Competition Groups_Building Recommissioning, Operations and Maintenance (O&M) Improvements
Residential | Res ¦ Variable Speed Pool Pump Motor | 2034 | SC D | GWh | After Competition Groups | 174.1605 | 0 | 0 | 3498.3076 | 0.049784 | 7 | Residential_2034_SC D_GWh_After Competition Groups_7 | Variable Speed Pool Pump Motor | 4.978% | 0 | 174.1605 | Residential_2034_SC D_GWh_After Competition Groups_Variable Speed Pool Pump Motor
Residential | Res ¦ Energy Star Torchiere | 2034 | SC D | GWh | After Competition Groups | 137.6209 | 0 | 0 | 3498.3076 | 0.039339 | 8 | Residential_2034_SC D_GWh_After Competition Groups_8 | Energy Star Torchiere | 3.934% | 0 | 137.6209 | Residential_2034_SC D_GWh_After Competition Groups_Energy Star Torchiere
Residential | Res ¦ Adaptive Thermostat | 2034 | SC D | GWh | After Competition Groups | 122.4597 | 0 | 0 | 3498.3076 | 0.035005 | 9 | Residential_2034_SC D_GWh_After Competition Groups_9 | Adaptive Thermostat | 3.501% | 0 | 122.4597 | Residential_2034_SC D_GWh_After Competition Groups_Adaptive Thermostat
Residential | Res ¦ Energy Star Air Source Heat Pump | 2034 | SC D | GWh | After Competition Groups | 97.7085 | 0 | 0 | 3498.3076 | 0.02793 | 10 | Residential_2034_SC D_GWh_After Competition Groups_10 | Energy Star Air Source Heat Pump | 2.793% | 0 | 97.7085 | Residential_2034_SC D_GWh_After Competition Groups_Energy Star Air Source Heat Pump
Residential | Res ¦ Comprehensive Draft Proofing | 2034 | SC D | GWh | After Competition Groups | 93.4502 | 0 | 0 | 3498.3076 | 0.026713 | 11 | Residential_2034_SC D_GWh_After Competition Groups_11 | Comprehensive Draft Proofing | 2.671% | 0 | 93.4502 | Residential_2034_SC D_GWh_After Competition Groups_Comprehensive Draft Proofing
Residential | Res ¦ Basement Wall Insulation | 2034 | SC D | GWh | After Competition Groups | 86.7327 | 0 | 0 | 3498.3076 | 0.024793 | 12 | Residential_2034_SC D_GWh_After Competition Groups_12 | Basement Wall Insulation | 2.479% | 0 | 86.7327 | Residential_2034_SC D_GWh_After Competition Groups_Basement Wall Insulation
Residential | Res ¦ LED Parking Lot Fixture | 2034 | SC D | GWh | After Competition Groups | 82.426 | 0 | 0 | 3498.3076 | 0.023562 | 13 | Residential_2034_SC D_GWh_After Competition Groups_13 | LED Parking Lot Fixture | 2.356% | 0 | 82.426 | Residential_2034_SC D_GWh_After Competition Groups_LED Parking Lot Fixture
Residential | Res ¦ Air Sealing | 2034 | SC D | GWh | After Competition Groups | 57.369 | 0 | 0 | 3498.3076 | 0.016399 | 14 | Residential_2034_SC D_GWh_After Competition Groups_14 | Air Sealing | 1.64% | 0 | 57.369 | Residential_2034_SC D_GWh_After Competition Groups_Air Sealing
Residential | Res ¦ Energy Star Clothes Dryer | 2034 | SC D | GWh | After Competition Groups | 56.6098 | 0 | 0 | 3498.3076 | 0.016182 | 15 | Residential_2034_SC D_GWh_After Competition Groups_15 | Energy Star Clothes Dryer | 1.618% | 0 | 56.6098 | Residential_2034_SC D_GWh_After Competition Groups_Energy Star Clothes Dryer
Residential | Res ¦ Occupancy Sensors MF | 2034 | SC D | GWh | After Competition Groups | 55.9992 | 0 | 0 | 3498.3076 | 0.016008 | 16 | Residential_2034_SC D_GWh_After Competition Groups_16 | Occupancy Sensors MF | 1.601% | 0 | 55.9992 | Residential_2034_SC D_GWh_After Competition Groups_Occupancy Sensors MF
Residential | Res ¦ Energy Star Room Air Conditioner | 2034 | SC D | GWh | After Competition Groups | 47.3695 | 0 | 0 | 3498.3076 | 0.013541 | 17 | Residential_2034_SC D_GWh_After Competition Groups_17 | Energy Star Room Air Conditioner | 1.354% | 0 | 47.3695 | Residential_2034_SC D_GWh_After Competition Groups_Energy Star Room Air Conditioner
Residential | Res ¦ Energy Star Light Fixture | 2034 | SC D | GWh | After Competition Groups | 43.8686 | 0 | 0 | 3498.3076 | 0.01254 | 18 | Residential_2034_SC D_GWh_After Competition Groups_18 | Energy Star Light Fixture | 1.254% | 0 | 43.8686 | Residential_2034_SC D_GWh_After Competition Groups_Energy Star Light Fixture
Residential | Res ¦ LED Exterior Area Lights - LED Fixture (200W) | 2034 | SC D | GWh | After Competition Groups | 37.0402 | 0 | 0 | 3498.3076 | 0.010588 | 19 | Residential_2034_SC D_GWh_After Competition Groups_19 | LED Exterior Area Lights - LED Fixture (200W) | 1.059% | 0 | 37.0402 | Residential_2034_SC D_GWh_After Competition Groups_LED Exterior Area Lights - LED Fixture (200W)
Residential | Res ¦ Attic Insulation | 2034 | SC D | GWh | After Competition Groups | 35.7584 | 0 | 0 | 3498.3076 | 0.010222 | 20 | Residential_2034_SC D_GWh_After Competition Groups_20 | Attic Insulation | 1.022% | 0 | 35.7584 | Residential_2034_SC D_GWh_After Competition Groups_Attic Insulation
Residential | Res ¦ Home Energy Reports | 2034 | SC D | GWh | After Competition Groups | 34.269 | 0 | 0 | 3498.3076 | 0.0097959 | 21 | Residential_2034_SC D_GWh_After Competition Groups_21 | Home Energy Reports | 0.9796% | 0 | 34.269 | Residential_2034_SC D_GWh_After Competition Groups_Home Energy Reports
Residential | Res ¦ Refrigerator Recycling | 2034 | SC D | GWh | After Competition Groups | 33.0846 | 0 | 0 | 3498.3076 | 0.0094573 | 22 | Residential_2034_SC D_GWh_After Competition Groups_22 | Refrigerator Recycling | 0.9457% | 0 | 33.0846 | Residential_2034_SC D_GWh_After Competition Groups_Refrigerator Recycling
Residential | Res ¦ Advanced BAS/Controllers | 2034 | SC D | GWh | After Competition Groups | 29.444 | 0 | 0 | 3498.3076 | 0.0084166 | 23 | Residential_2034_SC D_GWh_After Competition Groups_23 | Advanced BAS/Controllers | 0.8417% | 0 | 29.444 | Residential_2034_SC D_GWh_After Competition Groups_Advanced BAS/Controllers
Residential | Res ¦ LED Tube Re-Lamp | 2034 | SC D | GWh | After Competition Groups | 28.0656 | 0 | 0 | 3498.3076 | 0.0080226 | 24 | Residential_2034_SC D_GWh_After Competition Groups_24 | LED Tube Re-Lamp | 0.8023% | 0 | 28.0656 | Residential_2034_SC D_GWh_After Competition Groups_LED Tube Re-Lamp
Residential | Res ¦ Outside Air Economizer | 2034 | SC D | GWh | After Competition Groups | 25.6046 | 0 | 0 | 3498.3076 | 0.0073191 | 25 | Residential_2034_SC D_GWh_After Competition Groups_25 | Outside Air Economizer | 0.7319% | 0 | 25.6046 | Residential_2034_SC D_GWh_After Competition Groups_Outside Air Economizer
Residential | Res ¦ Energy Star Freezer | 2034 | SC D | GWh | After Competition Groups | 25.4589 | 0 | 0 | 3498.3076 | 0.0072775 | 26 | Residential_2034_SC D_GWh_After Competition Groups_26 | Energy Star Freezer | 0.7278% | 0 | 25.4589 | Residential_2034_SC D_GWh_After Competition Groups_Energy Star Freezer
Residential | Res ¦ Furnace Whistle | 2034 | SC D | GWh | After Competition Groups | 25.3541 | 0 | 0 | 3498.3076 | 0.0072475 | 27 | Residential_2034_SC D_GWh_After Competition Groups_27 | Furnace Whistle | 0.7248% | 0 | 25.3541 | Residential_2034_SC D_GWh_After Competition Groups_Furnace Whistle
Residential | Res ¦ Minimize Hot and Warm Clothes Wash | 2034 | SC D | GWh | After Competition Groups | 23.4492 | 0 | 0 | 3498.3076 | 0.006703 | 28 | Residential_2034_SC D_GWh_After Competition Groups_28 | Minimize Hot and Warm Clothes Wash | 0.6703% | 0 | 23.4492 | Residential_2034_SC D_GWh_After Competition Groups_Minimize Hot and Warm Clothes Wash
Residential | Res ¦ Smart Burners | 2034 | SC D | GWh | After Competition Groups | 21.5693 | 0 | 0 | 3498.3076 | 0.0061657 | 29 | Residential_2034_SC D_GWh_After Competition Groups_29 | Smart Burners | 0.6166% | 0 | 21.5693 | Residential_2034_SC D_GWh_After Competition Groups_Smart Burners
Residential | Res ¦ ENERGY STAR LED LAMPS (REFLECTOR LAMPs/MR16/PAR 16) | 2034 | SC D | GWh | After Competition Groups | 16.3516 | 0 | 0 | 3498.3076 | 0.0046742 | 30 | Residential_2034_SC D_GWh_After Competition Groups_30 | ENERGY STAR LED LAMPS (REFLECTOR LAMPs/MR16/PAR 16) | 0.4674% | 0 | 16.3516 | Residential_2034_SC D_GWh_After Competition Groups_ENERGY STAR LED LAMPS (REFLECTOR LAMPs/MR16/PAR 16)
Residential | Res ¦ High Efficiency Chiller (avg of water and air cooled) | 2034 | SC D | GWh | After Competition Groups | 15.4778 | 0 | 0 | 3498.3076 | 0.0044244 | 31 | Residential_2034_SC D_GWh_After Competition Groups_31 | High Efficiency Chiller (avg of water and air cooled) | 0.4424% | 0 | 15.4778 | Residential_2034_SC D_GWh_After Competition Groups_High Efficiency Chiller (avg of water and air cooled)
Residential | Res ¦ Variable Frequency Drive (VFD) | 2034 | SC D | GWh | After Competition Groups | 8.3015 | 0 | 0 | 3498.3076 | 0.002373 | 32 | Residential_2034_SC D_GWh_After Competition Groups_32 | Variable Frequency Drive (VFD) | 0.2373% | 0 | 8.3015 | Residential_2034_SC D_GWh_After Competition Groups_Variable Frequency Drive (VFD)
Residential | Res ¦ CO Sensors for parking garage exhaust fans | 2034 | SC D | GWh | After Competition Groups | 7.8743 | 0 | 0 | 3498.3076 | 0.0022509 | 33 | Residential_2034_SC D_GWh_After Competition Groups_33 | CO Sensors for parking garage exhaust fans | 0.2251% | 0 | 7.8743 | Residential_2034_SC D_GWh_After Competition Groups_CO Sensors for parking garage exhaust fans
Residential | Res ¦ Water Heater Temperature Setback | 2034 | SC D | GWh | After Competition Groups | 7.3731 | 0 | 0 | 3498.3076 | 0.0021076 | 34 | Residential_2034_SC D_GWh_After Competition Groups_34 | Water Heater Temperature Setback | 0.2108% | 0 | 7.3731 | Residential_2034_SC D_GWh_After Competition Groups_Water Heater Temperature Setback
Residential | Res ¦ Tankless Water Heater | 2034 | SC D | GWh | After Competition Groups | 5.8447 | 0 | 0 | 3498.3076 | 0.0016707 | 35 | Residential_2034_SC D_GWh_After Competition Groups_35 | Tankless Water Heater | 0.1671% | 0 | 5.8447 | Residential_2034_SC D_GWh_After Competition Groups_Tankless Water Heater
Residential | Res ¦ Demand Control Ventilation | 2034 | SC D | GWh | After Competition Groups | 5.5188 | 0 | 0 | 3498.3076 | 0.0015776 | 36 | Residential_2034_SC D_GWh_After Competition Groups_36 | Demand Control Ventilation | 0.1578% | 0 | 5.5188 | Residential_2034_SC D_GWh_After Competition Groups_Demand Control Ventilation
Residential | Res ¦ Energy Star Dehumidifier | 2034 | SC D | GWh | After Competition Groups | 4.2207 | 0 | 0 | 3498.3076 | 0.0012065 | 37 | Residential_2034_SC D_GWh_After Competition Groups_37 | Energy Star Dehumidifier | 0.1207% | 0 | 4.2207 | Residential_2034_SC D_GWh_After Competition Groups_Energy Star Dehumidifier
Residential | Res ¦ ENERGY STAR LED Lamps (General Service Lamps) | 2034 | SC D | GWh | After Competition Groups | 3.6128 | 0 | 0 | 3498.3076 | 0.0010327 | 38 | Residential_2034_SC D_GWh_After Competition Groups_38 | ENERGY STAR LED Lamps (General Service Lamps) | 0.1033% | 0 | 3.6128 | Residential_2034_SC D_GWh_After Competition Groups_ENERGY STAR LED Lamps (General Service Lamps)
Residential | Res ¦ Condensing Make Up Air Unit | 2034 | SC D | GWh | After Competition Groups | 3.4576 | 0 | 0 | 3498.3076 | 0.00098835 | 39 | Residential_2034_SC D_GWh_After Competition Groups_39 | Condensing Make Up Air Unit | 0.09884% | 0 | 3.4576 | Residential_2034_SC D_GWh_After Competition Groups_Condensing Make Up Air Unit
Residential | Res ¦ Clothes Drying Racks | 2034 | SC D | GWh | After Competition Groups | 3.2864 | 0 | 0 | 3498.3076 | 0.00093941 | 40 | Residential_2034_SC D_GWh_After Competition Groups_40 | Clothes Drying Racks | 0.09394% | 0 | 3.2864 | Residential_2034_SC D_GWh_After Competition Groups_Clothes Drying Racks
Residential | Res ¦ VFD on Pumps | 2034 | SC D | GWh | After Competition Groups | 2.362 | 0 | 0 | 3498.3076 | 0.00067518 | 41 | Residential_2034_SC D_GWh_After Competition Groups_41 | VFD on Pumps | 0.06752% | 0 | 2.362 | Residential_2034_SC D_GWh_After Competition Groups_VFD on Pumps
Residential | Res ¦ Floor Insulation | 2034 | SC D | GWh | After Competition Groups | 2.2929 | 0 | 0 | 3498.3076 | 0.00065544 | 42 | Residential_2034_SC D_GWh_After Competition Groups_42 | Floor Insulation | 0.06554% | 0 | 2.2929 | Residential_2034_SC D_GWh_After Competition Groups_Floor Insulation
Residential | Res ¦ Heat Recovery Ventilator | 2034 | SC D | GWh | After Competition Groups | 1.8663 | 0 | 0 | 3498.3076 | 0.00053348 | 43 | Residential_2034_SC D_GWh_After Competition Groups_43 | Heat Recovery Ventilator | 0.05335% | 0 | 1.8663 | Residential_2034_SC D_GWh_After Competition Groups_Heat Recovery Ventilator
Residential | Res ¦ LED Downlight | 2034 | SC D | GWh | After Competition Groups | 1.8116 | 0 | 0 | 3498.3076 | 0.00051785 | 44 | Residential_2034_SC D_GWh_After Competition Groups_44 | LED Downlight | 0.05179% | 0 | 1.8116 | Residential_2034_SC D_GWh_After Competition Groups_LED Downlight
Residential | Res ¦ ECM MOTORS FOR HVAC APPLICATION (FAN-POWERED VAV BOX) | 2034 | SC D | GWh | After Competition Groups | 1.4707 | 0 | 0 | 3498.3076 | 0.00042041 | 45 | Residential_2034_SC D_GWh_After Competition Groups_45 | ECM MOTORS FOR HVAC APPLICATION (FAN-POWERED VAV BOX) | 0.04204% | 0 | 1.4707 | Residential_2034_SC D_GWh_After Competition Groups_ECM MOTORS FOR HVAC APPLICATION (FAN-POWERED VAV BOX)
Residential | Res ¦ Duct Insulation | 2034 | SC D | GWh | After Competition Groups | 1.2409 | 0 | 0 | 3498.3076 | 0.00035472 | 46 | Residential_2034_SC D_GWh_After Competition Groups_46 | Duct Insulation | 0.03547% | 0 | 1.2409 | Residential_2034_SC D_GWh_After Competition Groups_Duct Insulation
Residential | Res ¦ Beverage Vending Machine Controls | 2034 | SC D | GWh | After Competition Groups | 1.0286 | 0 | 0 | 3498.3076 | 0.00029404 | 47 | Residential_2034_SC D_GWh_After Competition Groups_47 | Beverage Vending Machine Controls | 0.0294% | 0 | 1.0286 | Residential_2034_SC D_GWh_After Competition Groups_Beverage Vending Machine Controls
Residential | Res ¦ Duct Insulation MF | 2034 | SC D | GWh | After Competition Groups | 0.73372 | 0 | 0 | 3498.3076 | 0.00020974 | 48 | Residential_2034_SC D_GWh_After Competition Groups_48 | Duct Insulation MF | 0.02097% | 0 | 0.73372 | Residential_2034_SC D_GWh_After Competition Groups_Duct Insulation MF
Residential | Res ¦ Chilled Water Optimization | 2034 | SC D | GWh | After Competition Groups | 0.24315 | 0 | 0 | 3498.3076 | 6.9506e-05 | 49 | Residential_2034_SC D_GWh_After Competition Groups_49 | Chilled Water Optimization | 0.006951% | 0 | 0.24315 | Residential_2034_SC D_GWh_After Competition Groups_Chilled Water Optimization
Residential | Res ¦ LED High Bay Fixture | 2034 | SC D | GWh | After Competition Groups | 0.088471 | 0 | 0 | 3498.3076 | 2.529e-05 | 50 | Residential_2034_SC D_GWh_After Competition Groups_50 | LED High Bay Fixture | 0.002529% | 0 | 0.088471 | Residential_2034_SC D_GWh_After Competition Groups_LED High Bay Fixture
Residential | Res ¦ Wall Insulation | 2034 | SC D | GWh | After Competition Groups | 0.034337 | 0 | 0 | 3498.3076 | 9.8152e-06 | 51 | Residential_2034_SC D_GWh_After Competition Groups_51 | Wall Insulation | 0.0009815% | 0 | 0.034337 | Residential_2034_SC D_GWh_After Competition Groups_Wall Insulation
Residential | Res ¦ Wall Insulation MF | 2034 | SC D | GWh | After Competition Groups | 0.0097403 | 0 | 0 | 3498.3076 | 2.7843e-06 | 52 | Residential_2034_SC D_GWh_After Competition Groups_52 | Wall Insulation MF | 0.0002784% | 0 | 0.0097403 | Residential_2034_SC D_GWh_After Competition Groups_Wall Insulation MF
Residential | Res ¦ Freezer Recycling | 2034 | SC D | GWh | After Competition Groups | 0.0035073 | 0 | 0 | 3498.3076 | 1.0026e-06 | 53 | Residential_2034_SC D_GWh_After Competition Groups_53 | Freezer Recycling | 0.0001003% | 0 | 0.0035073 | Residential_2034_SC D_GWh_After Competition Groups_Freezer Recycling
Residential | Res ¦ Smart Power Bar | 2034 | SC D | GWh | After Competition Groups | 0 | 0 | 0 | 3498.3076 | 0 | 54 | Residential_2034_SC D_GWh_After Competition Groups_54 | Smart Power Bar | 0% | 0 | 0 | Residential_2034_SC D_GWh_After Competition Groups_Smart Power Bar
Residential | Res ¦ Smart Power Bar | 2034 | Technical | GWh | After Competition Groups | 1280.854 | 0 | 0 | 15119.5053 | 0.084715 | 1 | Residential_2034_Technical_GWh_After Competition Groups_1 | Smart Power Bar | 8.472% | 0 | 1280.854 | Residential_2034_Technical_GWh_After Competition Groups_Smart Power Bar
Residential | Res ¦ Energy Star LED Bulbs General Purpose LEDs | 2034 | Technical | GWh | After Competition Groups | 1176.1014 | 0 | 0 | 15119.5053 | 0.077787 | 2 | Residential_2034_Technical_GWh_After Competition Groups_2 | Energy Star LED Bulbs General Purpose LEDs | 7.779% | 0 | 1176.1014 | Residential_2034_Technical_GWh_After Competition Groups_Energy Star LED Bulbs General Purpose LEDs
Residential | Res ¦ Energy Star A Line, PAR, MR Lamps | 2034 | Technical | GWh | After Competition Groups | 951.3032 | 0 | 0 | 15119.5053 | 0.062919 | 3 | Residential_2034_Technical_GWh_After Competition Groups_3 | Energy Star A Line, PAR, MR Lamps | 6.292% | 0 | 951.3032 | Residential_2034_Technical_GWh_After Competition Groups_Energy Star A Line, PAR, MR Lamps
Residential | Res ¦ Energy Star Refrigerator | 2034 | Technical | GWh | After Competition Groups | 878.3494 | 0 | 0 | 15119.5053 | 0.058094 | 4 | Residential_2034_Technical_GWh_After Competition Groups_4 | Energy Star Refrigerator | 5.809% | 0 | 878.3494 | Residential_2034_Technical_GWh_After Competition Groups_Energy Star Refrigerator
Residential | Res ¦ Smart Burners | 2034 | Technical | GWh | After Competition Groups | 782.9913 | 0 | 0 | 15119.5053 | 0.051787 | 5 | Residential_2034_Technical_GWh_After Competition Groups_5 | Smart Burners | 5.179% | 0 | 782.9913 | Residential_2034_Technical_GWh_After Competition Groups_Smart Burners
Residential | Res ¦ Energy Star Clothes Washer | 2034 | Technical | GWh | After Competition Groups | 711.4272 | 0 | 0 | 15119.5053 | 0.047054 | 6 | Residential_2034_Technical_GWh_After Competition Groups_6 | Energy Star Clothes Washer | 4.705% | 0 | 711.4272 | Residential_2034_Technical_GWh_After Competition Groups_Energy Star Clothes Washer
Residential | Res ¦ Energy Star Ground Source Heat Pump | 2034 | Technical | GWh | After Competition Groups | 695.7053 | 0 | 0 | 15119.5053 | 0.046014 | 7 | Residential_2034_Technical_GWh_After Competition Groups_7 | Energy Star Ground Source Heat Pump | 4.601% | 0 | 695.7053 | Residential_2034_Technical_GWh_After Competition Groups_Energy Star Ground Source Heat Pump
Residential | Res ¦ Ductless Mini-Split Heat Pump | 2034 | Technical | GWh | After Competition Groups | 692.0676 | 0 | 0 | 15119.5053 | 0.045773 | 8 | Residential_2034_Technical_GWh_After Competition Groups_8 | Ductless Mini-Split Heat Pump | 4.577% | 0 | 692.0676 | Residential_2034_Technical_GWh_After Competition Groups_Ductless Mini-Split Heat Pump
Residential | Res ¦ Adaptive Thermostat | 2034 | Technical | GWh | After Competition Groups | 689.1544 | 0 | 0 | 15119.5053 | 0.04558 | 9 | Residential_2034_Technical_GWh_After Competition Groups_9 | Adaptive Thermostat | 4.558% | 0 | 689.1544 | Residential_2034_Technical_GWh_After Competition Groups_Adaptive Thermostat
Residential | Res ¦ Heat Pump Clothes Dryer | 2034 | Technical | GWh | After Competition Groups | 602.5983 | 0 | 0 | 15119.5053 | 0.039856 | 10 | Residential_2034_Technical_GWh_After Competition Groups_10 | Heat Pump Clothes Dryer | 3.986% | 0 | 602.5983 | Residential_2034_Technical_GWh_After Competition Groups_Heat Pump Clothes Dryer
Residential | Res ¦ Air Sealing | 2034 | Technical | GWh | After Competition Groups | 460.7218 | 0 | 0 | 15119.5053 | 0.030472 | 11 | Residential_2034_Technical_GWh_After Competition Groups_11 | Air Sealing | 3.047% | 0 | 460.7218 | Residential_2034_Technical_GWh_After Competition Groups_Air Sealing
Residential | Res ¦ Energy Star Central Air Conditioner | 2034 | Technical | GWh | After Competition Groups | 430.3142 | 0 | 0 | 15119.5053 | 0.028461 | 12 | Residential_2034_Technical_GWh_After Competition Groups_12 | Energy Star Central Air Conditioner | 2.846% | 0 | 430.3142 | Residential_2034_Technical_GWh_After Competition Groups_Energy Star Central Air Conditioner
Residential | Res ¦ Energy Star Light Fixture | 2034 | Technical | GWh | After Competition Groups | 381.8377 | 0 | 0 | 15119.5053 | 0.025255 | 13 | Residential_2034_Technical_GWh_After Competition Groups_13 | Energy Star Light Fixture | 2.525% | 0 | 381.8377 | Residential_2034_Technical_GWh_After Competition Groups_Energy Star Light Fixture
Residential | Res ¦ Car Block Heater Timer | 2034 | Technical | GWh | After Competition Groups | 363.759 | 0 | 0 | 15119.5053 | 0.024059 | 14 | Residential_2034_Technical_GWh_After Competition Groups_14 | Car Block Heater Timer | 2.406% | 0 | 363.759 | Residential_2034_Technical_GWh_After Competition Groups_Car Block Heater Timer
Residential | Res ¦ Variable Speed Pool Pump Motor | 2034 | Technical | GWh | After Competition Groups | 338.3418 | 0 | 0 | 15119.5053 | 0.022378 | 15 | Residential_2034_Technical_GWh_After Competition Groups_15 | Variable Speed Pool Pump Motor | 2.238% | 0 | 338.3418 | Residential_2034_Technical_GWh_After Competition Groups_Variable Speed Pool Pump Motor
Residential | Res ¦ Ductless Mini-Split Air Conditioner | 2034 | Technical | GWh | After Competition Groups | 329.5612 | 0 | 0 | 15119.5053 | 0.021797 | 16 | Residential_2034_Technical_GWh_After Competition Groups_16 | Ductless Mini-Split Air Conditioner | 2.18% | 0 | 329.5612 | Residential_2034_Technical_GWh_After Competition Groups_Ductless Mini-Split Air Conditioner
Residential | Res ¦ Energy Star Torchiere | 2034 | Technical | GWh | After Competition Groups | 303.3084 | 0 | 0 | 15119.5053 | 0.020061 | 17 | Residential_2034_Technical_GWh_After Competition Groups_17 | Energy Star Torchiere | 2.006% | 0 | 303.3084 | Residential_2034_Technical_GWh_After Competition Groups_Energy Star Torchiere
Residential | Res ¦ Passive Attic Ventilation | 2034 | Technical | GWh | After Competition Groups | 272.8106 | 0 | 0 | 15119.5053 | 0.018044 | 18 | Residential_2034_Technical_GWh_After Competition Groups_18 | Passive Attic Ventilation | 1.804% | 0 | 272.8106 | Residential_2034_Technical_GWh_After Competition Groups_Passive Attic Ventilation
Residential | Res ¦ Building Recommissioning, Operations and Maintenance (O&M) Improvements | 2034 | Technical | GWh | After Competition Groups | 262.2088 | 0 | 0 | 15119.5053 | 0.017342 | 19 | Residential_2034_Technical_GWh_After Competition Groups_19 | Building Recommissioning, Operations and Maintenance (O&M) Improvements | 1.734% | 0 | 262.2088 | Residential_2034_Technical_GWh_After Competition Groups_Building Recommissioning, Operations and Maintenance (O&M) Improvements
Residential | Res ¦ Energy Star Windows | 2034 | Technical | GWh | After Competition Groups | 249.8832 | 0 | 0 | 15119.5053 | 0.016527 | 20 | Residential_2034_Technical_GWh_After Competition Groups_20 | Energy Star Windows | 1.653% | 0 | 249.8832 | Residential_2034_Technical_GWh_After Competition Groups_Energy Star Windows
Residential | Res ¦ Basement Wall Insulation | 2034 | Technical | GWh | After Competition Groups | 241.8501 | 0 | 0 | 15119.5053 | 0.015996 | 21 | Residential_2034_Technical_GWh_After Competition Groups_21 | Basement Wall Insulation | 1.6% | 0 | 241.8501 | Residential_2034_Technical_GWh_After Competition Groups_Basement Wall Insulation
Residential | Res ¦ Basement or Crawlspace Insulation | 2034 | Technical | GWh | After Competition Groups | 200.8391 | 0 | 0 | 15119.5053 | 0.013283 | 22 | Residential_2034_Technical_GWh_After Competition Groups_22 | Basement or Crawlspace Insulation | 1.328% | 0 | 200.8391 | Residential_2034_Technical_GWh_After Competition Groups_Basement or Crawlspace Insulation
Residential | Res ¦ Attic Insulation | 2034 | Technical | GWh | After Competition Groups | 186.5718 | 0 | 0 | 15119.5053 | 0.01234 | 23 | Residential_2034_Technical_GWh_After Competition Groups_23 | Attic Insulation | 1.234% | 0 | 186.5718 | Residential_2034_Technical_GWh_After Competition Groups_Attic Insulation
Residential | Res ¦ Lighting Motion Sensors, Timers, Dimmers | 2034 | Technical | GWh | After Competition Groups | 159.8349 | 0 | 0 | 15119.5053 | 0.010571 | 24 | Residential_2034_Technical_GWh_After Competition Groups_24 | Lighting Motion Sensors, Timers, Dimmers | 1.057% | 0 | 159.8349 | Residential_2034_Technical_GWh_After Competition Groups_Lighting Motion Sensors, Timers, Dimmers
Residential | Res ¦ Wall Insulation | 2034 | Technical | GWh | After Competition Groups | 145.7696 | 0 | 0 | 15119.5053 | 0.0096412 | 25 | Residential_2034_Technical_GWh_After Competition Groups_25 | Wall Insulation | 0.9641% | 0 | 145.7696 | Residential_2034_Technical_GWh_After Competition Groups_Wall Insulation
Residential | Res ¦ Comprehensive Draft Proofing | 2034 | Technical | GWh | After Competition Groups | 133.3626 | 0 | 0 | 15119.5053 | 0.0088206 | 26 | Residential_2034_Technical_GWh_After Competition Groups_26 | Comprehensive Draft Proofing | 0.8821% | 0 | 133.3626 | Residential_2034_Technical_GWh_After Competition Groups_Comprehensive Draft Proofing
Residential | Res ¦ Solar Powered Attic Fan | 2034 | Technical | GWh | After Competition Groups | 126.2543 | 0 | 0 | 15119.5053 | 0.0083504 | 27 | Residential_2034_Technical_GWh_After Competition Groups_27 | Solar Powered Attic Fan | 0.835% | 0 | 126.2543 | Residential_2034_Technical_GWh_After Competition Groups_Solar Powered Attic Fan
Residential | Res ¦ Variable Refrigerant Flow Heat Pump | 2034 | Technical | GWh | After Competition Groups | 111.1508 | 0 | 0 | 15119.5053 | 0.0073515 | 28 | Residential_2034_Technical_GWh_After Competition Groups_28 | Variable Refrigerant Flow Heat Pump | 0.7351% | 0 | 111.1508 | Residential_2034_Technical_GWh_After Competition Groups_Variable Refrigerant Flow Heat Pump
Residential | Res ¦ Furnace with ECM | 2034 | Technical | GWh | After Competition Groups | 100.4849 | 0 | 0 | 15119.5053 | 0.006646 | 29 | Residential_2034_Technical_GWh_After Competition Groups_29 | Furnace with ECM | 0.6646% | 0 | 100.4849 | Residential_2034_Technical_GWh_After Competition Groups_Furnace with ECM
Residential | Res ¦ Radiant Barrier | 2034 | Technical | GWh | After Competition Groups | 93.2881 | 0 | 0 | 15119.5053 | 0.00617 | 30 | Residential_2034_Technical_GWh_After Competition Groups_30 | Radiant Barrier | 0.617% | 0 | 93.2881 | Residential_2034_Technical_GWh_After Competition Groups_Radiant Barrier
Residential | Res ¦ Heavy Duty Outdoor/Holiday Plug-in Timers | 2034 | Technical | GWh | After Competition Groups | 92.8756 | 0 | 0 | 15119.5053 | 0.0061428 | 31 | Residential_2034_Technical_GWh_After Competition Groups_31 | Heavy Duty Outdoor/Holiday Plug-in Timers | 0.6143% | 0 | 92.8756 | Residential_2034_Technical_GWh_After Competition Groups_Heavy Duty Outdoor/Holiday Plug-in Timers
Residential | Res ¦ Home Energy Reports | 2034 | Technical | GWh | After Competition Groups | 91.5195 | 0 | 0 | 15119.5053 | 0.0060531 | 32 | Residential_2034_Technical_GWh_After Competition Groups_32 | Home Energy Reports | 0.6053% | 0 | 91.5195 | Residential_2034_Technical_GWh_After Competition Groups_Home Energy Reports
Residential | Res ¦ Energy Star Ceiling Fan/Lighting | 2034 | Technical | GWh | After Competition Groups | 89.1982 | 0 | 0 | 15119.5053 | 0.0058995 | 33 | Residential_2034_Technical_GWh_After Competition Groups_33 | Energy Star Ceiling Fan/Lighting | 0.59% | 0 | 89.1982 | Residential_2034_Technical_GWh_After Competition Groups_Energy Star Ceiling Fan/Lighting
Residential | Res ¦ LED Downlight | 2034 | Technical | GWh | After Competition Groups | 86.1942 | 0 | 0 | 15119.5053 | 0.0057009 | 34 | Residential_2034_Technical_GWh_After Competition Groups_34 | LED Downlight | 0.5701% | 0 | 86.1942 | Residential_2034_Technical_GWh_After Competition Groups_LED Downlight
Residential | Res ¦ LED Parking Lot Fixture | 2034 | Technical | GWh | After Competition Groups | 81.8124 | 0 | 0 | 15119.5053 | 0.0054111 | 35 | Residential_2034_Technical_GWh_After Competition Groups_35 | LED Parking Lot Fixture | 0.5411% | 0 | 81.8124 | Residential_2034_Technical_GWh_After Competition Groups_LED Parking Lot Fixture
Residential | Res ¦ Energy Star Freezer | 2034 | Technical | GWh | After Competition Groups | 80.4244 | 0 | 0 | 15119.5053 | 0.0053192 | 36 | Residential_2034_Technical_GWh_After Competition Groups_36 | Energy Star Freezer | 0.5319% | 0 | 80.4244 | Residential_2034_Technical_GWh_After Competition Groups_Energy Star Freezer
Residential | Res ¦ Ceiling Insulation | 2034 | Technical | GWh | After Competition Groups | 73.0704 | 0 | 0 | 15119.5053 | 0.0048329 | 37 | Residential_2034_Technical_GWh_After Competition Groups_37 | Ceiling Insulation | 0.4833% | 0 | 73.0704 | Residential_2034_Technical_GWh_After Competition Groups_Ceiling Insulation
Residential | Res ¦ Window Film | 2034 | Technical | GWh | After Competition Groups | 71.6124 | 0 | 0 | 15119.5053 | 0.0047364 | 38 | Residential_2034_Technical_GWh_After Competition Groups_38 | Window Film | 0.4736% | 0 | 71.6124 | Residential_2034_Technical_GWh_After Competition Groups_Window Film
Residential | Res ¦ Refrigerator Recycling | 2034 | Technical | GWh | After Competition Groups | 68.7338 | 0 | 0 | 15119.5053 | 0.004546 | 39 | Residential_2034_Technical_GWh_After Competition Groups_39 | Refrigerator Recycling | 0.4546% | 0 | 68.7338 | Residential_2034_Technical_GWh_After Competition Groups_Refrigerator Recycling
Residential | Res ¦ Clothes Drying Racks | 2034 | Technical | GWh | After Competition Groups | 62.7639 | 0 | 0 | 15119.5053 | 0.0041512 | 40 | Residential_2034_Technical_GWh_After Competition Groups_40 | Clothes Drying Racks | 0.4151% | 0 | 62.7639 | Residential_2034_Technical_GWh_After Competition Groups_Clothes Drying Racks
Residential | Res ¦ Heat Pump Water Heater | 2034 | Technical | GWh | After Competition Groups | 62.6337 | 0 | 0 | 15119.5053 | 0.0041426 | 41 | Residential_2034_Technical_GWh_After Competition Groups_41 | Heat Pump Water Heater | 0.4143% | 0 | 62.6337 | Residential_2034_Technical_GWh_After Competition Groups_Heat Pump Water Heater
Residential | Res ¦ Occupancy Sensors MF | 2034 | Technical | GWh | After Competition Groups | 61.5692 | 0 | 0 | 15119.5053 | 0.0040722 | 42 | Residential_2034_Technical_GWh_After Competition Groups_42 | Occupancy Sensors MF | 0.4072% | 0 | 61.5692 | Residential_2034_Technical_GWh_After Competition Groups_Occupancy Sensors MF
Residential | Res ¦ Freezer Recycling | 2034 | Technical | GWh | After Competition Groups | 60.3096 | 0 | 0 | 15119.5053 | 0.0039889 | 43 | Residential_2034_Technical_GWh_After Competition Groups_43 | Freezer Recycling | 0.3989% | 0 | 60.3096 | Residential_2034_Technical_GWh_After Competition Groups_Freezer Recycling
Residential | Res ¦ Duct Insulation | 2034 | Technical | GWh | After Competition Groups | 60.0694 | 0 | 0 | 15119.5053 | 0.003973 | 44 | Residential_2034_Technical_GWh_After Competition Groups_44 | Duct Insulation | 0.3973% | 0 | 60.0694 | Residential_2034_Technical_GWh_After Competition Groups_Duct Insulation
Residential | Res ¦ Floor Insulation | 2034 | Technical | GWh | After Competition Groups | 48.8977 | 0 | 0 | 15119.5053 | 0.0032341 | 45 | Residential_2034_Technical_GWh_After Competition Groups_45 | Floor Insulation | 0.3234% | 0 | 48.8977 | Residential_2034_Technical_GWh_After Competition Groups_Floor Insulation
Residential | Res ¦ Heat Recovery Ventilator | 2034 | Technical | GWh | After Competition Groups | 47.6426 | 0 | 0 | 15119.5053 | 0.0031511 | 46 | Residential_2034_Technical_GWh_After Competition Groups_46 | Heat Recovery Ventilator | 0.3151% | 0 | 47.6426 | Residential_2034_Technical_GWh_After Competition Groups_Heat Recovery Ventilator
Residential | Res ¦ Dehumidifier Recycling | 2034 | Technical | GWh | After Competition Groups | 41.8197 | 0 | 0 | 15119.5053 | 0.0027659 | 47 | Residential_2034_Technical_GWh_After Competition Groups_47 | Dehumidifier Recycling | 0.2766% | 0 | 41.8197 | Residential_2034_Technical_GWh_After Competition Groups_Dehumidifier Recycling
Residential | Res ¦ Central Lighting Control System | 2034 | Technical | GWh | After Competition Groups | 41.5972 | 0 | 0 | 15119.5053 | 0.0027512 | 48 | Residential_2034_Technical_GWh_After Competition Groups_48 | Central Lighting Control System | 0.2751% | 0 | 41.5972 | Residential_2034_Technical_GWh_After Competition Groups_Central Lighting Control System
Residential | Res ¦ LED Exterior Area Lights - LED Fixture (200W) | 2034 | Technical | GWh | After Competition Groups | 38.4381 | 0 | 0 | 15119.5053 | 0.0025423 | 49 | Residential_2034_Technical_GWh_After Competition Groups_49 | LED Exterior Area Lights - LED Fixture (200W) | 0.2542% | 0 | 38.4381 | Residential_2034_Technical_GWh_After Competition Groups_LED Exterior Area Lights - LED Fixture (200W)
Residential | Res ¦ Advanced BAS/Controllers | 2034 | Technical | GWh | After Competition Groups | 38.3774 | 0 | 0 | 15119.5053 | 0.0025383 | 50 | Residential_2034_Technical_GWh_After Competition Groups_50 | Advanced BAS/Controllers | 0.2538% | 0 | 38.3774 | Residential_2034_Technical_GWh_After Competition Groups_Advanced BAS/Controllers
Residential | Res ¦ INTEGRAL LED TROFFERS | 2034 | Technical | GWh | After Competition Groups | 33.6863 | 0 | 0 | 15119.5053 | 0.002228 | 51 | Residential_2034_Technical_GWh_After Competition Groups_51 | INTEGRAL LED TROFFERS | 0.2228% | 0 | 33.6863 | Residential_2034_Technical_GWh_After Competition Groups_INTEGRAL LED TROFFERS
Residential | Res ¦ Minimize Hot and Warm Clothes Wash | 2034 | Technical | GWh | After Competition Groups | 33.5458 | 0 | 0 | 15119.5053 | 0.0022187 | 52 | Residential_2034_Technical_GWh_After Competition Groups_52 | Minimize Hot and Warm Clothes Wash | 0.2219% | 0 | 33.5458 | Residential_2034_Technical_GWh_After Competition Groups_Minimize Hot and Warm Clothes Wash
Residential | Res ¦ Furnace Whistle | 2034 | Technical | GWh | After Competition Groups | 33.0466 | 0 | 0 | 15119.5053 | 0.0021857 | 53 | Residential_2034_Technical_GWh_After Competition Groups_53 | Furnace Whistle | 0.2186% | 0 | 33.0466 | Residential_2034_Technical_GWh_After Competition Groups_Furnace Whistle
Residential | Res ¦ LED Tube Re-Lamp | 2034 | Technical | GWh | After Competition Groups | 32.5579 | 0 | 0 | 15119.5053 | 0.0021534 | 54 | Residential_2034_Technical_GWh_After Competition Groups_54 | LED Tube Re-Lamp | 0.2153% | 0 | 32.5579 | Residential_2034_Technical_GWh_After Competition Groups_LED Tube Re-Lamp
Residential | Res ¦ Outside Air Economizer | 2034 | Technical | GWh | After Competition Groups | 30.3682 | 0 | 0 | 15119.5053 | 0.0020085 | 55 | Residential_2034_Technical_GWh_After Competition Groups_55 | Outside Air Economizer | 0.2009% | 0 | 30.3682 | Residential_2034_Technical_GWh_After Competition Groups_Outside Air Economizer
Residential | Res ¦ Early Hot Water Heater Replacement | 2034 | Technical | GWh | After Competition Groups | 29.9338 | 0 | 0 | 15119.5053 | 0.0019798 | 56 | Residential_2034_Technical_GWh_After Competition Groups_56 | Early Hot Water Heater Replacement | 0.198% | 0 | 29.9338 | Residential_2034_Technical_GWh_After Competition Groups_Early Hot Water Heater Replacement
Residential | Res ¦ Energy Star Dishwasher | 2034 | Technical | GWh | After Competition Groups | 26.9183 | 0 | 0 | 15119.5053 | 0.0017804 | 57 | Residential_2034_Technical_GWh_After Competition Groups_57 | Energy Star Dishwasher | 0.178% | 0 | 26.9183 | Residential_2034_Technical_GWh_After Competition Groups_Energy Star Dishwasher
Residential | Res ¦ Duct Insulation MF | 2034 | Technical | GWh | After Competition Groups | 26.4999 | 0 | 0 | 15119.5053 | 0.0017527 | 58 | Residential_2034_Technical_GWh_After Competition Groups_58 | Duct Insulation MF | 0.1753% | 0 | 26.4999 | Residential_2034_Technical_GWh_After Competition Groups_Duct Insulation MF
Residential | Res ¦ Energy Star Dehumidifier | 2034 | Technical | GWh | After Competition Groups | 24.5717 | 0 | 0 | 15119.5053 | 0.0016252 | 59 | Residential_2034_Technical_GWh_After Competition Groups_59 | Energy Star Dehumidifier | 0.1625% | 0 | 24.5717 | Residential_2034_Technical_GWh_After Competition Groups_Energy Star Dehumidifier
Residential | Res ¦ Central Air Conditioner Maintenance | 2034 | Technical | GWh | After Competition Groups | 24.4544 | 0 | 0 | 15119.5053 | 0.0016174 | 60 | Residential_2034_Technical_GWh_After Competition Groups_60 | Central Air Conditioner Maintenance | 0.1617% | 0 | 24.4544 | Residential_2034_Technical_GWh_After Competition Groups_Central Air Conditioner Maintenance
Residential | Res ¦ Drain Water Heat Recovery | 2034 | Technical | GWh | After Competition Groups | 20.1052 | 0 | 0 | 15119.5053 | 0.0013298 | 61 | Residential_2034_Technical_GWh_After Competition Groups_61 | Drain Water Heat Recovery | 0.133% | 0 | 20.1052 | Residential_2034_Technical_GWh_After Competition Groups_Drain Water Heat Recovery
Residential | Res ¦ CO Sensors for parking garage exhaust fans | 2034 | Technical | GWh | After Competition Groups | 19.16 | 0 | 0 | 15119.5053 | 0.0012672 | 62 | Residential_2034_Technical_GWh_After Competition Groups_62 | CO Sensors for parking garage exhaust fans | 0.1267% | 0 | 19.16 | Residential_2034_Technical_GWh_After Competition Groups_CO Sensors for parking garage exhaust fans
Residential | Res ¦ Condensing Make Up Air Unit | 2034 | Technical | GWh | After Competition Groups | 18.3936 | 0 | 0 | 15119.5053 | 0.0012165 | 63 | Residential_2034_Technical_GWh_After Competition Groups_63 | Condensing Make Up Air Unit | 0.1217% | 0 | 18.3936 | Residential_2034_Technical_GWh_After Competition Groups_Condensing Make Up Air Unit
Residential | Res ¦ Demand Control Ventilation | 2034 | Technical | GWh | After Competition Groups | 17.6997 | 0 | 0 | 15119.5053 | 0.0011707 | 64 | Residential_2034_Technical_GWh_After Competition Groups_64 | Demand Control Ventilation | 0.1171% | 0 | 17.6997 | Residential_2034_Technical_GWh_After Competition Groups_Demand Control Ventilation
Residential | Res ¦ High Efficiency Chiller (avg of water and air cooled) | 2034 | Technical | GWh | After Competition Groups | 17.4964 | 0 | 0 | 15119.5053 | 0.0011572 | 65 | Residential_2034_Technical_GWh_After Competition Groups_65 | High Efficiency Chiller (avg of water and air cooled) | 0.1157% | 0 | 17.4964 | Residential_2034_Technical_GWh_After Competition Groups_High Efficiency Chiller (avg of water and air cooled)
Residential | Res ¦ ENERGY STAR LED LAMPS (REFLECTOR LAMPs/MR16/PAR 16) | 2034 | Technical | GWh | After Competition Groups | 15.2016 | 0 | 0 | 15119.5053 | 0.0010054 | 66 | Residential_2034_Technical_GWh_After Competition Groups_66 | ENERGY STAR LED LAMPS (REFLECTOR LAMPs/MR16/PAR 16) | 0.1005% | 0 | 15.2016 | Residential_2034_Technical_GWh_After Competition Groups_ENERGY STAR LED LAMPS (REFLECTOR LAMPs/MR16/PAR 16)
Residential | Res ¦ Variable Frequency Drive (VFD) | 2034 | Technical | GWh | After Competition Groups | 14.0184 | 0 | 0 | 15119.5053 | 0.00092717 | 67 | Residential_2034_Technical_GWh_After Competition Groups_67 | Variable Frequency Drive (VFD) | 0.09272% | 0 | 14.0184 | Residential_2034_Technical_GWh_After Competition Groups_Variable Frequency Drive (VFD)
Residential | Res ¦ Water Heater Temperature Setback | 2034 | Technical | GWh | After Competition Groups | 10.4754 | 0 | 0 | 15119.5053 | 0.00069284 | 68 | Residential_2034_Technical_GWh_After Competition Groups_68 | Water Heater Temperature Setback | 0.06928% | 0 | 10.4754 | Residential_2034_Technical_GWh_After Competition Groups_Water Heater Temperature Setback
Residential | Res ¦ DHW Recirculation Systems | 2034 | Technical | GWh | After Competition Groups | 9.4577 | 0 | 0 | 15119.5053 | 0.00062553 | 69 | Residential_2034_Technical_GWh_After Competition Groups_69 | DHW Recirculation Systems | 0.06255% | 0 | 9.4577 | Residential_2034_Technical_GWh_After Competition Groups_DHW Recirculation Systems
Residential | Res ¦ Air Source Heat Pump Maintenance | 2034 | Technical | GWh | After Competition Groups | 8.5533 | 0 | 0 | 15119.5053 | 0.00056571 | 70 | Residential_2034_Technical_GWh_After Competition Groups_70 | Air Source Heat Pump Maintenance | 0.05657% | 0 | 8.5533 | Residential_2034_Technical_GWh_After Competition Groups_Air Source Heat Pump Maintenance
Residential | Res ¦ VFD on Pumps | 2034 | Technical | GWh | After Competition Groups | 4.3108 | 0 | 0 | 15119.5053 | 0.00028512 | 71 | Residential_2034_Technical_GWh_After Competition Groups_71 | VFD on Pumps | 0.02851% | 0 | 4.3108 | Residential_2034_Technical_GWh_After Competition Groups_VFD on Pumps
Residential | Res ¦ ENERGY STAR LED Lamps (General Service Lamps) | 2034 | Technical | GWh | After Competition Groups | 3.5744 | 0 | 0 | 15119.5053 | 0.00023641 | 72 | Residential_2034_Technical_GWh_After Competition Groups_72 | ENERGY STAR LED Lamps (General Service Lamps) | 0.02364% | 0 | 3.5744 | Residential_2034_Technical_GWh_After Competition Groups_ENERGY STAR LED Lamps (General Service Lamps)
Residential | Res ¦ Tankless Water Heater | 2034 | Technical | GWh | After Competition Groups | 3.4215 | 0 | 0 | 15119.5053 | 0.00022629 | 73 | Residential_2034_Technical_GWh_After Competition Groups_73 | Tankless Water Heater | 0.02263% | 0 | 3.4215 | Residential_2034_Technical_GWh_After Competition Groups_Tankless Water Heater
Residential | Res ¦ ECM MOTORS FOR HVAC APPLICATION (FAN-POWERED VAV BOX) | 2034 | Technical | GWh | After Competition Groups | 3.091 | 0 | 0 | 15119.5053 | 0.00020444 | 74 | Residential_2034_Technical_GWh_After Competition Groups_74 | ECM MOTORS FOR HVAC APPLICATION (FAN-POWERED VAV BOX) | 0.02044% | 0 | 3.091 | Residential_2034_Technical_GWh_After Competition Groups_ECM MOTORS FOR HVAC APPLICATION (FAN-POWERED VAV BOX)
Residential | Res ¦ HVAC Optimization | 2034 | Technical | GWh | After Competition Groups | 3.062 | 0 | 0 | 15119.5053 | 0.00020252 | 75 | Residential_2034_Technical_GWh_After Competition Groups_75 | HVAC Optimization | 0.02025% | 0 | 3.062 | Residential_2034_Technical_GWh_After Competition Groups_HVAC Optimization
Residential | Res ¦ Beverage Vending Machine Controls | 2034 | Technical | GWh | After Competition Groups | 2.2232 | 0 | 0 | 15119.5053 | 0.00014704 | 76 | Residential_2034_Technical_GWh_After Competition Groups_76 | Beverage Vending Machine Controls | 0.0147% | 0 | 2.2232 | Residential_2034_Technical_GWh_After Competition Groups_Beverage Vending Machine Controls
Residential | Res ¦ Wall Insulation MF | 2034 | Technical | GWh | After Competition Groups | 0.53223 | 0 | 0 | 15119.5053 | 3.5202e-05 | 77 | Residential_2034_Technical_GWh_After Competition Groups_77 | Wall Insulation MF | 0.00352% | 0 | 0.53223 | Residential_2034_Technical_GWh_After Competition Groups_Wall Insulation MF
Residential | Res ¦ Chilled Water Optimization | 2034 | Technical | GWh | After Competition Groups | 0.43753 | 0 | 0 | 15119.5053 | 2.8938e-05 | 78 | Residential_2034_Technical_GWh_After Competition Groups_78 | Chilled Water Optimization | 0.002894% | 0 | 0.43753 | Residential_2034_Technical_GWh_After Competition Groups_Chilled Water Optimization
Residential | Res ¦ LED Recessed Downlights | 2034 | Technical | GWh | After Competition Groups | 0.18183 | 0 | 0 | 15119.5053 | 1.2026e-05 | 79 | Residential_2034_Technical_GWh_After Competition Groups_79 | LED Recessed Downlights | 0.001203% | 0 | 0.18183 | Residential_2034_Technical_GWh_After Competition Groups_LED Recessed Downlights
Residential | Res ¦ LED High Bay Fixture | 2034 | Technical | GWh | After Competition Groups | 0.15538 | 0 | 0 | 15119.5053 | 1.0277e-05 | 80 | Residential_2034_Technical_GWh_After Competition Groups_80 | LED High Bay Fixture | 0.001028% | 0 | 0.15538 | Residential_2034_Technical_GWh_After Competition Groups_LED High Bay Fixture
Residential | Res ¦ Solar Water Preheat (Pools/DHW) | 2034 | Technical | GWh | After Competition Groups | 0.10654 | 0 | 0 | 15119.5053 | 7.0468e-06 | 81 | Residential_2034_Technical_GWh_After Competition Groups_81 | Solar Water Preheat (Pools/DHW) | 0.0007047% | 0 | 0.10654 | Residential_2034_Technical_GWh_After Competition Groups_Solar Water Preheat (Pools/DHW)
Residential | Res ¦ Photocell Controls (Outdoor) | 2034 | Technical | GWh | After Competition Groups | 0.00019239 | 0 | 0 | 15119.5053 | 1.2725e-08 | 82 | Residential_2034_Technical_GWh_After Competition Groups_82 | Photocell Controls (Outdoor) | 1.272e-06% | 0 | 0.00019239 | Residential_2034_Technical_GWh_After Competition Groups_Photocell Controls (Outdoor)
Residential | Res ¦ Energy Star LED Bulbs General Purpose LEDs | 2035 | Economic | GWh | After Competition Groups | 1176.1014 | 0 | 0 | 8676.6442 | 0.13555 | 1 | Residential_2035_Economic_GWh_After Competition Groups_1 | Energy Star LED Bulbs General Purpose LEDs | 13.55% | 0 | 1176.1014 | Residential_2035_Economic_GWh_After Competition Groups_Energy Star LED Bulbs General Purpose LEDs
Residential | Res ¦ Energy Star A Line, PAR, MR Lamps | 2035 | Economic | GWh | After Competition Groups | 972.0028 | 0 | 0 | 8676.6442 | 0.11203 | 2 | Residential_2035_Economic_GWh_After Competition Groups_2 | Energy Star A Line, PAR, MR Lamps | 11.2% | 0 | 972.0028 | Residential_2035_Economic_GWh_After Competition Groups_Energy Star A Line, PAR, MR Lamps
Residential | Res ¦ Energy Star Clothes Washer | 2035 | Economic | GWh | After Competition Groups | 735.6311 | 0 | 0 | 8676.6442 | 0.084783 | 3 | Residential_2035_Economic_GWh_After Competition Groups_3 | Energy Star Clothes Washer | 8.478% | 0 | 735.6311 | Residential_2035_Economic_GWh_After Competition Groups_Energy Star Clothes Washer
Residential | Res ¦ Ductless Mini-Split Heat Pump | 2035 | Economic | GWh | After Competition Groups | 722.0369 | 0 | 0 | 8676.6442 | 0.083216 | 4 | Residential_2035_Economic_GWh_After Competition Groups_4 | Ductless Mini-Split Heat Pump | 8.322% | 0 | 722.0369 | Residential_2035_Economic_GWh_After Competition Groups_Ductless Mini-Split Heat Pump
Residential | Res ¦ Adaptive Thermostat | 2035 | Economic | GWh | After Competition Groups | 691.8565 | 0 | 0 | 8676.6442 | 0.079738 | 5 | Residential_2035_Economic_GWh_After Competition Groups_5 | Adaptive Thermostat | 7.974% | 0 | 691.8565 | Residential_2035_Economic_GWh_After Competition Groups_Adaptive Thermostat
Residential | Res ¦ Air Sealing | 2035 | Economic | GWh | After Competition Groups | 453.4424 | 0 | 0 | 8676.6442 | 0.05226 | 6 | Residential_2035_Economic_GWh_After Competition Groups_6 | Air Sealing | 5.226% | 0 | 453.4424 | Residential_2035_Economic_GWh_After Competition Groups_Air Sealing
Residential | Res ¦ Energy Star Air Source Heat Pump | 2035 | Economic | GWh | After Competition Groups | 411.346 | 0 | 0 | 8676.6442 | 0.047408 | 7 | Residential_2035_Economic_GWh_After Competition Groups_7 | Energy Star Air Source Heat Pump | 4.741% | 0 | 411.346 | Residential_2035_Economic_GWh_After Competition Groups_Energy Star Air Source Heat Pump
Residential | Res ¦ Car Block Heater Timer | 2035 | Economic | GWh | After Competition Groups | 365.7843 | 0 | 0 | 8676.6442 | 0.042157 | 8 | Residential_2035_Economic_GWh_After Competition Groups_8 | Car Block Heater Timer | 4.216% | 0 | 365.7843 | Residential_2035_Economic_GWh_After Competition Groups_Car Block Heater Timer
Residential | Res ¦ Variable Speed Pool Pump Motor | 2035 | Economic | GWh | After Competition Groups | 332.996 | 0 | 0 | 8676.6442 | 0.038378 | 9 | Residential_2035_Economic_GWh_After Competition Groups_9 | Variable Speed Pool Pump Motor | 3.838% | 0 | 332.996 | Residential_2035_Economic_GWh_After Competition Groups_Variable Speed Pool Pump Motor
Residential | Res ¦ Energy Star Torchiere | 2035 | Economic | GWh | After Competition Groups | 309.7322 | 0 | 0 | 8676.6442 | 0.035697 | 10 | Residential_2035_Economic_GWh_After Competition Groups_10 | Energy Star Torchiere | 3.57% | 0 | 309.7322 | Residential_2035_Economic_GWh_After Competition Groups_Energy Star Torchiere
Residential | Res ¦ Building Recommissioning, Operations and Maintenance (O&M) Improvements | 2035 | Economic | GWh | After Competition Groups | 258.0659 | 0 | 0 | 8676.6442 | 0.029743 | 11 | Residential_2035_Economic_GWh_After Competition Groups_11 | Building Recommissioning, Operations and Maintenance (O&M) Improvements | 2.974% | 0 | 258.0659 | Residential_2035_Economic_GWh_After Competition Groups_Building Recommissioning, Operations and Maintenance (O&M) Improvements
Residential | Res ¦ Basement Wall Insulation | 2035 | Economic | GWh | After Competition Groups | 238.0288 | 0 | 0 | 8676.6442 | 0.027433 | 12 | Residential_2035_Economic_GWh_After Competition Groups_12 | Basement Wall Insulation | 2.743% | 0 | 238.0288 | Residential_2035_Economic_GWh_After Competition Groups_Basement Wall Insulation
Residential | Res ¦ Energy Star Clothes Dryer | 2035 | Economic | GWh | After Competition Groups | 234.0545 | 0 | 0 | 8676.6442 | 0.026975 | 13 | Residential_2035_Economic_GWh_After Competition Groups_13 | Energy Star Clothes Dryer | 2.698% | 0 | 234.0545 | Residential_2035_Economic_GWh_After Competition Groups_Energy Star Clothes Dryer
Residential | Res ¦ Smart Burners | 2035 | Economic | GWh | After Competition Groups | 188.6241 | 0 | 0 | 8676.6442 | 0.021739 | 14 | Residential_2035_Economic_GWh_After Competition Groups_14 | Smart Burners | 2.174% | 0 | 188.6241 | Residential_2035_Economic_GWh_After Competition Groups_Smart Burners
Residential | Res ¦ Attic Insulation | 2035 | Economic | GWh | After Competition Groups | 183.6239 | 0 | 0 | 8676.6442 | 0.021163 | 15 | Residential_2035_Economic_GWh_After Competition Groups_15 | Attic Insulation | 2.116% | 0 | 183.6239 | Residential_2035_Economic_GWh_After Competition Groups_Attic Insulation
Residential | Res ¦ Energy Star Light Fixture | 2035 | Economic | GWh | After Competition Groups | 132.0141 | 0 | 0 | 8676.6442 | 0.015215 | 16 | Residential_2035_Economic_GWh_After Competition Groups_16 | Energy Star Light Fixture | 1.521% | 0 | 132.0141 | Residential_2035_Economic_GWh_After Competition Groups_Energy Star Light Fixture
Residential | Res ¦ Comprehensive Draft Proofing | 2035 | Economic | GWh | After Competition Groups | 131.2555 | 0 | 0 | 8676.6442 | 0.015127 | 17 | Residential_2035_Economic_GWh_After Competition Groups_17 | Comprehensive Draft Proofing | 1.513% | 0 | 131.2555 | Residential_2035_Economic_GWh_After Competition Groups_Comprehensive Draft Proofing
Residential | Res ¦ Energy Star Room Air Conditioner | 2035 | Economic | GWh | After Competition Groups | 131.0792 | 0 | 0 | 8676.6442 | 0.015107 | 18 | Residential_2035_Economic_GWh_After Competition Groups_18 | Energy Star Room Air Conditioner | 1.511% | 0 | 131.0792 | Residential_2035_Economic_GWh_After Competition Groups_Energy Star Room Air Conditioner
Residential | Res ¦ LED Parking Lot Fixture | 2035 | Economic | GWh | After Competition Groups | 81.7809 | 0 | 0 | 8676.6442 | 0.0094254 | 19 | Residential_2035_Economic_GWh_After Competition Groups_19 | LED Parking Lot Fixture | 0.9425% | 0 | 81.7809 | Residential_2035_Economic_GWh_After Competition Groups_LED Parking Lot Fixture
Residential | Res ¦ Refrigerator Recycling | 2035 | Economic | GWh | After Competition Groups | 67.6478 | 0 | 0 | 8676.6442 | 0.0077965 | 20 | Residential_2035_Economic_GWh_After Competition Groups_20 | Refrigerator Recycling | 0.7797% | 0 | 67.6478 | Residential_2035_Economic_GWh_After Competition Groups_Refrigerator Recycling
Residential | Res ¦ Clothes Drying Racks | 2035 | Economic | GWh | After Competition Groups | 61.7722 | 0 | 0 | 8676.6442 | 0.0071194 | 21 | Residential_2035_Economic_GWh_After Competition Groups_21 | Clothes Drying Racks | 0.7119% | 0 | 61.7722 | Residential_2035_Economic_GWh_After Competition Groups_Clothes Drying Racks
Residential | Res ¦ Freezer Recycling | 2035 | Economic | GWh | After Competition Groups | 59.3567 | 0 | 0 | 8676.6442 | 0.006841 | 22 | Residential_2035_Economic_GWh_After Competition Groups_22 | Freezer Recycling | 0.6841% | 0 | 59.3567 | Residential_2035_Economic_GWh_After Competition Groups_Freezer Recycling
Residential | Res ¦ Occupancy Sensors MF | 2035 | Economic | GWh | After Competition Groups | 59.3553 | 0 | 0 | 8676.6442 | 0.0068408 | 23 | Residential_2035_Economic_GWh_After Competition Groups_23 | Occupancy Sensors MF | 0.6841% | 0 | 59.3553 | Residential_2035_Economic_GWh_After Competition Groups_Occupancy Sensors MF
Residential | Res ¦ Energy Star Freezer | 2035 | Economic | GWh | After Competition Groups | 54.0334 | 0 | 0 | 8676.6442 | 0.0062275 | 24 | Residential_2035_Economic_GWh_After Competition Groups_24 | Energy Star Freezer | 0.6227% | 0 | 54.0334 | Residential_2035_Economic_GWh_After Competition Groups_Energy Star Freezer
Residential | Res ¦ Home Energy Reports | 2035 | Economic | GWh | After Competition Groups | 53.117 | 0 | 0 | 8676.6442 | 0.0061218 | 25 | Residential_2035_Economic_GWh_After Competition Groups_25 | Home Energy Reports | 0.6122% | 0 | 53.117 | Residential_2035_Economic_GWh_After Competition Groups_Home Energy Reports
Residential | Res ¦ Duct Insulation | 2035 | Economic | GWh | After Competition Groups | 52.7903 | 0 | 0 | 8676.6442 | 0.0060842 | 26 | Residential_2035_Economic_GWh_After Competition Groups_26 | Duct Insulation | 0.6084% | 0 | 52.7903 | Residential_2035_Economic_GWh_After Competition Groups_Duct Insulation
Residential | Res ¦ Heat Recovery Ventilator | 2035 | Economic | GWh | After Competition Groups | 48.5431 | 0 | 0 | 8676.6442 | 0.0055947 | 27 | Residential_2035_Economic_GWh_After Competition Groups_27 | Heat Recovery Ventilator | 0.5595% | 0 | 48.5431 | Residential_2035_Economic_GWh_After Competition Groups_Heat Recovery Ventilator
Residential | Res ¦ Floor Insulation | 2035 | Economic | GWh | After Competition Groups | 48.1251 | 0 | 0 | 8676.6442 | 0.0055465 | 28 | Residential_2035_Economic_GWh_After Competition Groups_28 | Floor Insulation | 0.5547% | 0 | 48.1251 | Residential_2035_Economic_GWh_After Competition Groups_Floor Insulation
Residential | Res ¦ LED Exterior Area Lights - LED Fixture (200W) | 2035 | Economic | GWh | After Competition Groups | 38.4602 | 0 | 0 | 8676.6442 | 0.0044326 | 29 | Residential_2035_Economic_GWh_After Competition Groups_29 | LED Exterior Area Lights - LED Fixture (200W) | 0.4433% | 0 | 38.4602 | Residential_2035_Economic_GWh_After Competition Groups_LED Exterior Area Lights - LED Fixture (200W)
Residential | Res ¦ Advanced BAS/Controllers | 2035 | Economic | GWh | After Competition Groups | 37.771 | 0 | 0 | 8676.6442 | 0.0043532 | 30 | Residential_2035_Economic_GWh_After Competition Groups_30 | Advanced BAS/Controllers | 0.4353% | 0 | 37.771 | Residential_2035_Economic_GWh_After Competition Groups_Advanced BAS/Controllers
Residential | Res ¦ Tankless Water Heater | 2035 | Economic | GWh | After Competition Groups | 33.4786 | 0 | 0 | 8676.6442 | 0.0038585 | 31 | Residential_2035_Economic_GWh_After Competition Groups_31 | Tankless Water Heater | 0.3858% | 0 | 33.4786 | Residential_2035_Economic_GWh_After Competition Groups_Tankless Water Heater
Residential | Res ¦ LED Tube Re-Lamp | 2035 | Economic | GWh | After Competition Groups | 33.1169 | 0 | 0 | 8676.6442 | 0.0038168 | 32 | Residential_2035_Economic_GWh_After Competition Groups_32 | LED Tube Re-Lamp | 0.3817% | 0 | 33.1169 | Residential_2035_Economic_GWh_After Competition Groups_LED Tube Re-Lamp
Residential | Res ¦ Minimize Hot and Warm Clothes Wash | 2035 | Economic | GWh | After Competition Groups | 33.0157 | 0 | 0 | 8676.6442 | 0.0038051 | 33 | Residential_2035_Economic_GWh_After Competition Groups_33 | Minimize Hot and Warm Clothes Wash | 0.3805% | 0 | 33.0157 | Residential_2035_Economic_GWh_After Competition Groups_Minimize Hot and Warm Clothes Wash
Residential | Res ¦ Furnace Whistle | 2035 | Economic | GWh | After Competition Groups | 32.5245 | 0 | 0 | 8676.6442 | 0.0037485 | 34 | Residential_2035_Economic_GWh_After Competition Groups_34 | Furnace Whistle | 0.3749% | 0 | 32.5245 | Residential_2035_Economic_GWh_After Competition Groups_Furnace Whistle
Residential | Res ¦ Outside Air Economizer | 2035 | Economic | GWh | After Competition Groups | 30.6745 | 0 | 0 | 8676.6442 | 0.0035353 | 35 | Residential_2035_Economic_GWh_After Competition Groups_35 | Outside Air Economizer | 0.3535% | 0 | 30.6745 | Residential_2035_Economic_GWh_After Competition Groups_Outside Air Economizer
Residential | Res ¦ Energy Star Dehumidifier | 2035 | Economic | GWh | After Competition Groups | 24.1835 | 0 | 0 | 8676.6442 | 0.0027872 | 36 | Residential_2035_Economic_GWh_After Competition Groups_36 | Energy Star Dehumidifier | 0.2787% | 0 | 24.1835 | Residential_2035_Economic_GWh_After Competition Groups_Energy Star Dehumidifier
Residential | Res ¦ Duct Insulation MF | 2035 | Economic | GWh | After Competition Groups | 24.055 | 0 | 0 | 8676.6442 | 0.0027724 | 37 | Residential_2035_Economic_GWh_After Competition Groups_37 | Duct Insulation MF | 0.2772% | 0 | 24.055 | Residential_2035_Economic_GWh_After Competition Groups_Duct Insulation MF
Residential | Res ¦ CO Sensors for parking garage exhaust fans | 2035 | Economic | GWh | After Competition Groups | 19.3533 | 0 | 0 | 8676.6442 | 0.0022305 | 38 | Residential_2035_Economic_GWh_After Competition Groups_38 | CO Sensors for parking garage exhaust fans | 0.2231% | 0 | 19.3533 | Residential_2035_Economic_GWh_After Competition Groups_CO Sensors for parking garage exhaust fans
Residential | Res ¦ Condensing Make Up Air Unit | 2035 | Economic | GWh | After Competition Groups | 19.2076 | 0 | 0 | 8676.6442 | 0.0022137 | 39 | Residential_2035_Economic_GWh_After Competition Groups_39 | Condensing Make Up Air Unit | 0.2214% | 0 | 19.2076 | Residential_2035_Economic_GWh_After Competition Groups_Condensing Make Up Air Unit
Residential | Res ¦ High Efficiency Chiller (avg of water and air cooled) | 2035 | Economic | GWh | After Competition Groups | 18.3154 | 0 | 0 | 8676.6442 | 0.0021109 | 40 | Residential_2035_Economic_GWh_After Competition Groups_40 | High Efficiency Chiller (avg of water and air cooled) | 0.2111% | 0 | 18.3154 | Residential_2035_Economic_GWh_After Competition Groups_High Efficiency Chiller (avg of water and air cooled)
Residential | Res ¦ Demand Control Ventilation | 2035 | Economic | GWh | After Competition Groups | 17.42 | 0 | 0 | 8676.6442 | 0.0020077 | 41 | Residential_2035_Economic_GWh_After Competition Groups_41 | Demand Control Ventilation | 0.2008% | 0 | 17.42 | Residential_2035_Economic_GWh_After Competition Groups_Demand Control Ventilation
Residential | Res ¦ ENERGY STAR LED LAMPS (REFLECTOR LAMPs/MR16/PAR 16) | 2035 | Economic | GWh | After Competition Groups | 15.1829 | 0 | 0 | 8676.6442 | 0.0017499 | 42 | Residential_2035_Economic_GWh_After Competition Groups_42 | ENERGY STAR LED LAMPS (REFLECTOR LAMPs/MR16/PAR 16) | 0.175% | 0 | 15.1829 | Residential_2035_Economic_GWh_After Competition Groups_ENERGY STAR LED LAMPS (REFLECTOR LAMPs/MR16/PAR 16)
Residential | Res ¦ Variable Frequency Drive (VFD) | 2035 | Economic | GWh | After Competition Groups | 13.7969 | 0 | 0 | 8676.6442 | 0.0015901 | 43 | Residential_2035_Economic_GWh_After Competition Groups_43 | Variable Frequency Drive (VFD) | 0.159% | 0 | 13.7969 | Residential_2035_Economic_GWh_After Competition Groups_Variable Frequency Drive (VFD)
Residential | Res ¦ Water Heater Temperature Setback | 2035 | Economic | GWh | After Competition Groups | 10.3098 | 0 | 0 | 8676.6442 | 0.0011882 | 44 | Residential_2035_Economic_GWh_After Competition Groups_44 | Water Heater Temperature Setback | 0.1188% | 0 | 10.3098 | Residential_2035_Economic_GWh_After Competition Groups_Water Heater Temperature Setback
Residential | Res ¦ Wall Insulation | 2035 | Economic | GWh | After Competition Groups | 5.8581 | 0 | 0 | 8676.6442 | 0.00067516 | 45 | Residential_2035_Economic_GWh_After Competition Groups_45 | Wall Insulation | 0.06752% | 0 | 5.8581 | Residential_2035_Economic_GWh_After Competition Groups_Wall Insulation
Residential | Res ¦ VFD on Pumps | 2035 | Economic | GWh | After Competition Groups | 4.2427 | 0 | 0 | 8676.6442 | 0.00048898 | 46 | Residential_2035_Economic_GWh_After Competition Groups_46 | VFD on Pumps | 0.0489% | 0 | 4.2427 | Residential_2035_Economic_GWh_After Competition Groups_VFD on Pumps
Residential | Res ¦ ENERGY STAR LED Lamps (General Service Lamps) | 2035 | Economic | GWh | After Competition Groups | 3.578 | 0 | 0 | 8676.6442 | 0.00041237 | 47 | Residential_2035_Economic_GWh_After Competition Groups_47 | ENERGY STAR LED Lamps (General Service Lamps) | 0.04124% | 0 | 3.578 | Residential_2035_Economic_GWh_After Competition Groups_ENERGY STAR LED Lamps (General Service Lamps)
Residential | Res ¦ ECM MOTORS FOR HVAC APPLICATION (FAN-POWERED VAV BOX) | 2035 | Economic | GWh | After Competition Groups | 3.1219 | 0 | 0 | 8676.6442 | 0.00035981 | 48 | Residential_2035_Economic_GWh_After Competition Groups_48 | ECM MOTORS FOR HVAC APPLICATION (FAN-POWERED VAV BOX) | 0.03598% | 0 | 3.1219 | Residential_2035_Economic_GWh_After Competition Groups_ECM MOTORS FOR HVAC APPLICATION (FAN-POWERED VAV BOX)
Residential | Res ¦ Beverage Vending Machine Controls | 2035 | Economic | GWh | After Competition Groups | 2.2415 | 0 | 0 | 8676.6442 | 0.00025834 | 49 | Residential_2035_Economic_GWh_After Competition Groups_49 | Beverage Vending Machine Controls | 0.02583% | 0 | 2.2415 | Residential_2035_Economic_GWh_After Competition Groups_Beverage Vending Machine Controls
Residential | Res ¦ LED Downlight | 2035 | Economic | GWh | After Competition Groups | 1.8899 | 0 | 0 | 8676.6442 | 0.00021781 | 50 | Residential_2035_Economic_GWh_After Competition Groups_50 | LED Downlight | 0.02178% | 0 | 1.8899 | Residential_2035_Economic_GWh_After Competition Groups_LED Downlight
Residential | Res ¦ Chilled Water Optimization | 2035 | Economic | GWh | After Competition Groups | 0.45669 | 0 | 0 | 8676.6442 | 5.2634e-05 | 51 | Residential_2035_Economic_GWh_After Competition Groups_51 | Chilled Water Optimization | 0.005263% | 0 | 0.45669 | Residential_2035_Economic_GWh_After Competition Groups_Chilled Water Optimization
Residential | Res ¦ LED High Bay Fixture | 2035 | Economic | GWh | After Competition Groups | 0.14979 | 0 | 0 | 8676.6442 | 1.7264e-05 | 52 | Residential_2035_Economic_GWh_After Competition Groups_52 | LED High Bay Fixture | 0.001726% | 0 | 0.14979 | Residential_2035_Economic_GWh_After Competition Groups_LED High Bay Fixture
Residential | Res ¦ Wall Insulation MF | 2035 | Economic | GWh | After Competition Groups | 0.041926 | 0 | 0 | 8676.6442 | 4.832e-06 | 53 | Residential_2035_Economic_GWh_After Competition Groups_53 | Wall Insulation MF | 0.0004832% | 0 | 0.041926 | Residential_2035_Economic_GWh_After Competition Groups_Wall Insulation MF
Residential | Res ¦ Heavy Duty Outdoor/Holiday Plug-in Timers | 2035 | Economic | GWh | After Competition Groups | 0 | 0 | 0 | 8676.6442 | 0 | 54 | Residential_2035_Economic_GWh_After Competition Groups_54 | Heavy Duty Outdoor/Holiday Plug-in Timers | 0% | 0 | 0 | Residential_2035_Economic_GWh_After Competition Groups_Heavy Duty Outdoor/Holiday Plug-in Timers
Residential | Res ¦ Smart Power Bar | 2035 | Economic | GWh | After Competition Groups | 0 | 0 | 0 | 8676.6442 | 0 | 55 | Residential_2035_Economic_GWh_After Competition Groups_55 | Smart Power Bar | 0% | 0 | 0 | Residential_2035_Economic_GWh_After Competition Groups_Smart Power Bar
Residential | Res ¦ Energy Star LED Specialty Bulbs | 2035 | SC A | GWh | After Competition Groups | 597.1838 | 29991.0777 | 0.029991 | 4067.8667 | 0.14681 | 1 | Residential_2035_SC A_GWh_After Competition Groups_1 | Energy Star LED Specialty Bulbs | 14.68% | 0.029991 | 597.1838 | Residential_2035_SC A_GWh_After Competition Groups_Energy Star LED Specialty Bulbs
Residential | Res ¦ Energy Star Clothes Washer | 2035 | SC A | GWh | After Competition Groups | 415.6412 | 5825590.1035 | 5.8256 | 4067.8667 | 0.10218 | 2 | Residential_2035_SC A_GWh_After Competition Groups_2 | Energy Star Clothes Washer | 10.22% | 5.8256 | 415.6412 | Residential_2035_SC A_GWh_After Competition Groups_Energy Star Clothes Washer
Residential | Res ¦ Ductless Mini-Split Heat Pump | 2035 | SC A | GWh | After Competition Groups | 391.3779 | 5471983.0062 | 5.472 | 4067.8667 | 0.096212 | 3 | Residential_2035_SC A_GWh_After Competition Groups_3 | Ductless Mini-Split Heat Pump | 9.621% | 5.472 | 391.3779 | Residential_2035_SC A_GWh_After Competition Groups_Ductless Mini-Split Heat Pump
Residential | Res ¦ Energy Star A Line, PAR, MR Lamps | 2035 | SC A | GWh | After Competition Groups | 290.7563 | 22213.9905 | 0.022214 | 4067.8667 | 0.071476 | 4 | Residential_2035_SC A_GWh_After Competition Groups_4 | Energy Star A Line, PAR, MR Lamps | 7.148% | 0.022214 | 290.7563 | Residential_2035_SC A_GWh_After Competition Groups_Energy Star A Line, PAR, MR Lamps
Residential | Res ¦ Car Block Heater Timer | 2035 | SC A | GWh | After Competition Groups | 268.0305 | 403162.3959 | 0.40316 | 4067.8667 | 0.06589 | 5 | Residential_2035_SC A_GWh_After Competition Groups_5 | Car Block Heater Timer | 6.589% | 0.40316 | 268.0305 | Residential_2035_SC A_GWh_After Competition Groups_Car Block Heater Timer
Residential | Res ¦ Energy Star LED Bulbs General Purpose LEDs | 2035 | SC A | GWh | After Competition Groups | 233.9187 | 0 | 0 | 4067.8667 | 0.057504 | 6 | Residential_2035_SC A_GWh_After Competition Groups_6 | Energy Star LED Bulbs General Purpose LEDs | 5.75% | 0 | 233.9187 | Residential_2035_SC A_GWh_After Competition Groups_Energy Star LED Bulbs General Purpose LEDs
Residential | Res ¦ Building Recommissioning, Operations and Maintenance (O&M) Improvements | 2035 | SC A | GWh | After Competition Groups | 211.5289 | 153488.0653 | 0.15349 | 4067.8667 | 0.052 | 7 | Residential_2035_SC A_GWh_After Competition Groups_7 | Building Recommissioning, Operations and Maintenance (O&M) Improvements | 5.2% | 0.15349 | 211.5289 | Residential_2035_SC A_GWh_After Competition Groups_Building Recommissioning, Operations and Maintenance (O&M) Improvements
Residential | Res ¦ Variable Speed Pool Pump Motor | 2035 | SC A | GWh | After Competition Groups | 206.3498 | 3590204.9602 | 3.5902 | 4067.8667 | 0.050727 | 8 | Residential_2035_SC A_GWh_After Competition Groups_8 | Variable Speed Pool Pump Motor | 5.073% | 3.5902 | 206.3498 | Residential_2035_SC A_GWh_After Competition Groups_Variable Speed Pool Pump Motor
Residential | Res ¦ Energy Star Torchiere | 2035 | SC A | GWh | After Competition Groups | 166.5894 | 1630434.3142 | 1.6304 | 4067.8667 | 0.040953 | 9 | Residential_2035_SC A_GWh_After Competition Groups_9 | Energy Star Torchiere | 4.095% | 1.6304 | 166.5894 | Residential_2035_SC A_GWh_After Competition Groups_Energy Star Torchiere
Residential | Res ¦ Adaptive Thermostat | 2035 | SC A | GWh | After Competition Groups | 128.4983 | 497238.4011 | 0.49724 | 4067.8667 | 0.031589 | 10 | Residential_2035_SC A_GWh_After Competition Groups_10 | Adaptive Thermostat | 3.159% | 0.49724 | 128.4983 | Residential_2035_SC A_GWh_After Competition Groups_Adaptive Thermostat
Residential | Res ¦ Energy Star Air Source Heat Pump | 2035 | SC A | GWh | After Competition Groups | 108.4758 | 3318820.0817 | 3.3188 | 4067.8667 | 0.026667 | 11 | Residential_2035_SC A_GWh_After Competition Groups_11 | Energy Star Air Source Heat Pump | 2.667% | 3.3188 | 108.4758 | Residential_2035_SC A_GWh_After Competition Groups_Energy Star Air Source Heat Pump
Residential | Res ¦ Comprehensive Draft Proofing | 2035 | SC A | GWh | After Competition Groups | 103.283 | 0 | 0 | 4067.8667 | 0.02539 | 12 | Residential_2035_SC A_GWh_After Competition Groups_12 | Comprehensive Draft Proofing | 2.539% | 0 | 103.283 | Residential_2035_SC A_GWh_After Competition Groups_Comprehensive Draft Proofing
Residential | Res ¦ Air Sealing | 2035 | SC A | GWh | After Competition Groups | 97.5348 | 2436305.0131 | 2.4363 | 4067.8667 | 0.023977 | 13 | Residential_2035_SC A_GWh_After Competition Groups_13 | Air Sealing | 2.398% | 2.4363 | 97.5348 | Residential_2035_SC A_GWh_After Competition Groups_Air Sealing
Residential | Res ¦ Basement Wall Insulation | 2035 | SC A | GWh | After Competition Groups | 96.3385 | 3096991.7361 | 3.097 | 4067.8667 | 0.023683 | 14 | Residential_2035_SC A_GWh_After Competition Groups_14 | Basement Wall Insulation | 2.368% | 3.097 | 96.3385 | Residential_2035_SC A_GWh_After Competition Groups_Basement Wall Insulation
Residential | Res ¦ LED Parking Lot Fixture | 2035 | SC A | GWh | After Competition Groups | 83.7889 | 0 | 0 | 4067.8667 | 0.020598 | 15 | Residential_2035_SC A_GWh_After Competition Groups_15 | LED Parking Lot Fixture | 2.06% | 0 | 83.7889 | Residential_2035_SC A_GWh_After Competition Groups_LED Parking Lot Fixture
Residential | Res ¦ Energy Star Clothes Dryer | 2035 | SC A | GWh | After Competition Groups | 64.0037 | 1304788.3045 | 1.3048 | 4067.8667 | 0.015734 | 16 | Residential_2035_SC A_GWh_After Competition Groups_16 | Energy Star Clothes Dryer | 1.573% | 1.3048 | 64.0037 | Residential_2035_SC A_GWh_After Competition Groups_Energy Star Clothes Dryer
Residential | Res ¦ Occupancy Sensors MF | 2035 | SC A | GWh | After Competition Groups | 58.5869 | 18880.048 | 0.01888 | 4067.8667 | 0.014402 | 17 | Residential_2035_SC A_GWh_After Competition Groups_17 | Occupancy Sensors MF | 1.44% | 0.01888 | 58.5869 | Residential_2035_SC A_GWh_After Competition Groups_Occupancy Sensors MF
Residential | Res ¦ Energy Star Light Fixture | 2035 | SC A | GWh | After Competition Groups | 57.2666 | 933782.2548 | 0.93378 | 4067.8667 | 0.014078 | 18 | Residential_2035_SC A_GWh_After Competition Groups_18 | Energy Star Light Fixture | 1.408% | 0.93378 | 57.2666 | Residential_2035_SC A_GWh_After Competition Groups_Energy Star Light Fixture
Residential | Res ¦ Refrigerator Recycling | 2035 | SC A | GWh | After Competition Groups | 41.903 | 909570.9671 | 0.90957 | 4067.8667 | 0.010301 | 19 | Residential_2035_SC A_GWh_After Competition Groups_19 | Refrigerator Recycling | 1.03% | 0.90957 | 41.903 | Residential_2035_SC A_GWh_After Competition Groups_Refrigerator Recycling
Residential | Res ¦ LED Exterior Area Lights - LED Fixture (200W) | 2035 | SC A | GWh | After Competition Groups | 40.4096 | 183635.3926 | 0.18364 | 4067.8667 | 0.0099338 | 20 | Residential_2035_SC A_GWh_After Competition Groups_20 | LED Exterior Area Lights - LED Fixture (200W) | 0.9934% | 0.18364 | 40.4096 | Residential_2035_SC A_GWh_After Competition Groups_LED Exterior Area Lights - LED Fixture (200W)
Residential | Res ¦ Home Energy Reports | 2035 | SC A | GWh | After Competition Groups | 36.9307 | 2203312.5942 | 2.2033 | 4067.8667 | 0.0090786 | 21 | Residential_2035_SC A_GWh_After Competition Groups_21 | Home Energy Reports | 0.9079% | 2.2033 | 36.9307 | Residential_2035_SC A_GWh_After Competition Groups_Home Energy Reports
Residential | Res ¦ Energy Star Room Air Conditioner | 2035 | SC A | GWh | After Competition Groups | 33.2851 | 657076.8531 | 0.65708 | 4067.8667 | 0.0081824 | 22 | Residential_2035_SC A_GWh_After Competition Groups_22 | Energy Star Room Air Conditioner | 0.8182% | 0.65708 | 33.2851 | Residential_2035_SC A_GWh_After Competition Groups_Energy Star Room Air Conditioner
Residential | Res ¦ Smart Burners | 2035 | SC A | GWh | After Competition Groups | 29.9527 | 2891386.1374 | 2.8914 | 4067.8667 | 0.0073632 | 23 | Residential_2035_SC A_GWh_After Competition Groups_23 | Smart Burners | 0.7363% | 2.8914 | 29.9527 | Residential_2035_SC A_GWh_After Competition Groups_Smart Burners
Residential | Res ¦ Energy Star Freezer | 2035 | SC A | GWh | After Competition Groups | 29.9424 | 600484.5762 | 0.60048 | 4067.8667 | 0.0073607 | 24 | Residential_2035_SC A_GWh_After Competition Groups_24 | Energy Star Freezer | 0.7361% | 0.60048 | 29.9424 | Residential_2035_SC A_GWh_After Competition Groups_Energy Star Freezer
Residential | Res ¦ Attic Insulation | 2035 | SC A | GWh | After Competition Groups | 29.0857 | 964488.6709 | 0.96449 | 4067.8667 | 0.0071501 | 25 | Residential_2035_SC A_GWh_After Competition Groups_25 | Attic Insulation | 0.715% | 0.96449 | 29.0857 | Residential_2035_SC A_GWh_After Competition Groups_Attic Insulation
Residential | Res ¦ LED Tube Re-Lamp | 2035 | SC A | GWh | After Competition Groups | 28.6036 | 142303.5484 | 0.1423 | 4067.8667 | 0.0070316 | 26 | Residential_2035_SC A_GWh_After Competition Groups_26 | LED Tube Re-Lamp | 0.7032% | 0.1423 | 28.6036 | Residential_2035_SC A_GWh_After Competition Groups_LED Tube Re-Lamp
Residential | Res ¦ Outside Air Economizer | 2035 | SC A | GWh | After Competition Groups | 27.0096 | 198364.2897 | 0.19836 | 4067.8667 | 0.0066398 | 27 | Residential_2035_SC A_GWh_After Competition Groups_27 | Outside Air Economizer | 0.664% | 0.19836 | 27.0096 | Residential_2035_SC A_GWh_After Competition Groups_Outside Air Economizer
Residential | Res ¦ Furnace Whistle | 2035 | SC A | GWh | After Competition Groups | 26.7721 | 30008.2583 | 0.030008 | 4067.8667 | 0.0065814 | 28 | Residential_2035_SC A_GWh_After Competition Groups_28 | Furnace Whistle | 0.6581% | 0.030008 | 26.7721 | Residential_2035_SC A_GWh_After Competition Groups_Furnace Whistle
Residential | Res ¦ Minimize Hot and Warm Clothes Wash | 2035 | SC A | GWh | After Competition Groups | 23.6065 | 0 | 0 | 4067.8667 | 0.0058032 | 29 | Residential_2035_SC A_GWh_After Competition Groups_29 | Minimize Hot and Warm Clothes Wash | 0.5803% | 0 | 23.6065 | Residential_2035_SC A_GWh_After Competition Groups_Minimize Hot and Warm Clothes Wash
Residential | Res ¦ Advanced BAS/Controllers | 2035 | SC A | GWh | After Competition Groups | 21.7147 | 523185.9129 | 0.52319 | 4067.8667 | 0.0053381 | 30 | Residential_2035_SC A_GWh_After Competition Groups_30 | Advanced BAS/Controllers | 0.5338% | 0.52319 | 21.7147 | Residential_2035_SC A_GWh_After Competition Groups_Advanced BAS/Controllers
Residential | Res ¦ ENERGY STAR LED LAMPS (REFLECTOR LAMPs/MR16/PAR 16) | 2035 | SC A | GWh | After Competition Groups | 16.5189 | 31645.1118 | 0.031645 | 4067.8667 | 0.0040608 | 31 | Residential_2035_SC A_GWh_After Competition Groups_31 | ENERGY STAR LED LAMPS (REFLECTOR LAMPs/MR16/PAR 16) | 0.4061% | 0.031645 | 16.5189 | Residential_2035_SC A_GWh_After Competition Groups_ENERGY STAR LED LAMPS (REFLECTOR LAMPs/MR16/PAR 16)
Residential | Res ¦ High Efficiency Chiller (avg of water and air cooled) | 2035 | SC A | GWh | After Competition Groups | 16.2389 | 159503.35 | 0.1595 | 4067.8667 | 0.003992 | 32 | Residential_2035_SC A_GWh_After Competition Groups_32 | High Efficiency Chiller (avg of water and air cooled) | 0.3992% | 0.1595 | 16.2389 | Residential_2035_SC A_GWh_After Competition Groups_High Efficiency Chiller (avg of water and air cooled)
Residential | Res ¦ LED Downlight | 2035 | SC A | GWh | After Competition Groups | 14.0001 | 1840734.5498 | 1.8407 | 4067.8667 | 0.0034416 | 33 | Residential_2035_SC A_GWh_After Competition Groups_33 | LED Downlight | 0.3442% | 1.8407 | 14.0001 | Residential_2035_SC A_GWh_After Competition Groups_LED Downlight
Residential | Res ¦ Variable Frequency Drive (VFD) | 2035 | SC A | GWh | After Competition Groups | 11.3567 | 182189.8329 | 0.18219 | 4067.8667 | 0.0027918 | 34 | Residential_2035_SC A_GWh_After Competition Groups_34 | Variable Frequency Drive (VFD) | 0.2792% | 0.18219 | 11.3567 | Residential_2035_SC A_GWh_After Competition Groups_Variable Frequency Drive (VFD)
Residential | Res ¦ CO Sensors for parking garage exhaust fans | 2035 | SC A | GWh | After Competition Groups | 10.0734 | 253693.4985 | 0.25369 | 4067.8667 | 0.0024763 | 35 | Residential_2035_SC A_GWh_After Competition Groups_35 | CO Sensors for parking garage exhaust fans | 0.2476% | 0.25369 | 10.0734 | Residential_2035_SC A_GWh_After Competition Groups_CO Sensors for parking garage exhaust fans
Residential | Res ¦ Water Heater Temperature Setback | 2035 | SC A | GWh | After Competition Groups | 8.4451 | 29170.8784 | 0.029171 | 4067.8667 | 0.0020761 | 36 | Residential_2035_SC A_GWh_After Competition Groups_36 | Water Heater Temperature Setback | 0.2076% | 0.029171 | 8.4451 | Residential_2035_SC A_GWh_After Competition Groups_Water Heater Temperature Setback
Residential | Res ¦ Demand Control Ventilation | 2035 | SC A | GWh | After Competition Groups | 7.6134 | 0 | 0 | 4067.8667 | 0.0018716 | 37 | Residential_2035_SC A_GWh_After Competition Groups_37 | Demand Control Ventilation | 0.1872% | 0 | 7.6134 | Residential_2035_SC A_GWh_After Competition Groups_Demand Control Ventilation
Residential | Res ¦ Tankless Water Heater | 2035 | SC A | GWh | After Competition Groups | 7.528 | 278640.8218 | 0.27864 | 4067.8667 | 0.0018506 | 38 | Residential_2035_SC A_GWh_After Competition Groups_38 | Tankless Water Heater | 0.1851% | 0.27864 | 7.528 | Residential_2035_SC A_GWh_After Competition Groups_Tankless Water Heater
Residential | Res ¦ Condensing Make Up Air Unit | 2035 | SC A | GWh | After Competition Groups | 4.0735 | 133274.4404 | 0.13327 | 4067.8667 | 0.0010014 | 39 | Residential_2035_SC A_GWh_After Competition Groups_39 | Condensing Make Up Air Unit | 0.1001% | 0.13327 | 4.0735 | Residential_2035_SC A_GWh_After Competition Groups_Condensing Make Up Air Unit
Residential | Res ¦ ENERGY STAR LED Lamps (General Service Lamps) | 2035 | SC A | GWh | After Competition Groups | 3.645 | 8650.3865 | 0.0086504 | 4067.8667 | 0.00089604 | 40 | Residential_2035_SC A_GWh_After Competition Groups_40 | ENERGY STAR LED Lamps (General Service Lamps) | 0.0896% | 0.0086504 | 3.645 | Residential_2035_SC A_GWh_After Competition Groups_ENERGY STAR LED Lamps (General Service Lamps)
Residential | Res ¦ Clothes Drying Racks | 2035 | SC A | GWh | After Competition Groups | 3.4878 | 0 | 0 | 4067.8667 | 0.00085741 | 41 | Residential_2035_SC A_GWh_After Competition Groups_41 | Clothes Drying Racks | 0.08574% | 0 | 3.4878 | Residential_2035_SC A_GWh_After Competition Groups_Clothes Drying Racks
Residential | Res ¦ Energy Star Dehumidifier | 2035 | SC A | GWh | After Competition Groups | 3.4274 | 122548.4637 | 0.12255 | 4067.8667 | 0.00084255 | 42 | Residential_2035_SC A_GWh_After Competition Groups_42 | Energy Star Dehumidifier | 0.08426% | 0.12255 | 3.4274 | Residential_2035_SC A_GWh_After Competition Groups_Energy Star Dehumidifier
Residential | Res ¦ VFD on Pumps | 2035 | SC A | GWh | After Competition Groups | 3.3148 | 64295.8319 | 0.064296 | 4067.8667 | 0.00081489 | 43 | Residential_2035_SC A_GWh_After Competition Groups_43 | VFD on Pumps | 0.08149% | 0.064296 | 3.3148 | Residential_2035_SC A_GWh_After Competition Groups_VFD on Pumps
Residential | Res ¦ Heat Recovery Ventilator | 2035 | SC A | GWh | After Competition Groups | 2.2308 | 0 | 0 | 4067.8667 | 0.00054839 | 44 | Residential_2035_SC A_GWh_After Competition Groups_44 | Heat Recovery Ventilator | 0.05484% | 0 | 2.2308 | Residential_2035_SC A_GWh_After Competition Groups_Heat Recovery Ventilator
Residential | Res ¦ ECM MOTORS FOR HVAC APPLICATION (FAN-POWERED VAV BOX) | 2035 | SC A | GWh | After Competition Groups | 1.992 | 43312.5988 | 0.043313 | 4067.8667 | 0.0004897 | 45 | Residential_2035_SC A_GWh_After Competition Groups_45 | ECM MOTORS FOR HVAC APPLICATION (FAN-POWERED VAV BOX) | 0.04897% | 0.043313 | 1.992 | Residential_2035_SC A_GWh_After Competition Groups_ECM MOTORS FOR HVAC APPLICATION (FAN-POWERED VAV BOX)
Residential | Res ¦ Floor Insulation | 2035 | SC A | GWh | After Competition Groups | 1.9558 | 50247.0152 | 0.050247 | 4067.8667 | 0.00048079 | 46 | Residential_2035_SC A_GWh_After Competition Groups_46 | Floor Insulation | 0.04808% | 0.050247 | 1.9558 | Residential_2035_SC A_GWh_After Competition Groups_Floor Insulation
Residential | Res ¦ Beverage Vending Machine Controls | 2035 | SC A | GWh | After Competition Groups | 1.2896 | 15552.9571 | 0.015553 | 4067.8667 | 0.00031703 | 47 | Residential_2035_SC A_GWh_After Competition Groups_47 | Beverage Vending Machine Controls | 0.0317% | 0.015553 | 1.2896 | Residential_2035_SC A_GWh_After Competition Groups_Beverage Vending Machine Controls
Residential | Res ¦ Duct Insulation | 2035 | SC A | GWh | After Competition Groups | 1.1557 | 1019.276 | 0.0010193 | 4067.8667 | 0.0002841 | 48 | Residential_2035_SC A_GWh_After Competition Groups_48 | Duct Insulation | 0.02841% | 0.0010193 | 1.1557 | Residential_2035_SC A_GWh_After Competition Groups_Duct Insulation
Residential | Res ¦ Duct Insulation MF | 2035 | SC A | GWh | After Competition Groups | 0.70026 | 21865.6118 | 0.021866 | 4067.8667 | 0.00017215 | 49 | Residential_2035_SC A_GWh_After Competition Groups_49 | Duct Insulation MF | 0.01721% | 0.021866 | 0.70026 | Residential_2035_SC A_GWh_After Competition Groups_Duct Insulation MF
Residential | Res ¦ Chilled Water Optimization | 2035 | SC A | GWh | After Competition Groups | 0.26462 | 203.3002 | 0.0002033 | 4067.8667 | 6.5051e-05 | 50 | Residential_2035_SC A_GWh_After Competition Groups_50 | Chilled Water Optimization | 0.006505% | 0.0002033 | 0.26462 | Residential_2035_SC A_GWh_After Competition Groups_Chilled Water Optimization
Residential | Res ¦ LED High Bay Fixture | 2035 | SC A | GWh | After Competition Groups | 0.12691 | 4617.6777 | 0.0046177 | 4067.8667 | 3.1198e-05 | 51 | Residential_2035_SC A_GWh_After Competition Groups_51 | LED High Bay Fixture | 0.00312% | 0.0046177 | 0.12691 | Residential_2035_SC A_GWh_After Competition Groups_LED High Bay Fixture
Residential | Res ¦ Wall Insulation | 2035 | SC A | GWh | After Competition Groups | 0.040721 | 4512.7308 | 0.0045127 | 4067.8667 | 1.001e-05 | 52 | Residential_2035_SC A_GWh_After Competition Groups_52 | Wall Insulation | 0.001001% | 0.0045127 | 0.040721 | Residential_2035_SC A_GWh_After Competition Groups_Wall Insulation
Residential | Res ¦ Wall Insulation MF | 2035 | SC A | GWh | After Competition Groups | 0.014736 | 0 | 0 | 4067.8667 | 3.6226e-06 | 53 | Residential_2035_SC A_GWh_After Competition Groups_53 | Wall Insulation MF | 0.0003623% | 0 | 0.014736 | Residential_2035_SC A_GWh_After Competition Groups_Wall Insulation MF
Residential | Res ¦ Freezer Recycling | 2035 | SC A | GWh | After Competition Groups | 0.0036374 | 0 | 0 | 4067.8667 | 8.9418e-07 | 54 | Residential_2035_SC A_GWh_After Competition Groups_54 | Freezer Recycling | 8.942e-05% | 0 | 0.0036374 | Residential_2035_SC A_GWh_After Competition Groups_Freezer Recycling
Residential | Res ¦ Heavy Duty Outdoor/Holiday Plug-in Timers | 2035 | SC A | GWh | After Competition Groups | 0 | 0 | 0 | 4067.8667 | 0 | 55 | Residential_2035_SC A_GWh_After Competition Groups_55 | Heavy Duty Outdoor/Holiday Plug-in Timers | 0% | 0 | 0 | Residential_2035_SC A_GWh_After Competition Groups_Heavy Duty Outdoor/Holiday Plug-in Timers
Residential | Res ¦ Smart Power Bar | 2035 | SC A | GWh | After Competition Groups | 0 | 0 | 0 | 4067.8667 | 0 | 56 | Residential_2035_SC A_GWh_After Competition Groups_56 | Smart Power Bar | 0% | 0 | 0 | Residential_2035_SC A_GWh_After Competition Groups_Smart Power Bar
Residential | Res ¦ Energy Star Clothes Washer | 2035 | SC B | GWh | After Competition Groups | 623.7433 | 13644572.2628 | 13.6446 | 5844.1676 | 0.10673 | 1 | Residential_2035_SC B_GWh_After Competition Groups_1 | Energy Star Clothes Washer | 10.67% | 13.6446 | 623.7433 | Residential_2035_SC B_GWh_After Competition Groups_Energy Star Clothes Washer
Residential | Res ¦ Ductless Mini-Split Heat Pump | 2035 | SC B | GWh | After Competition Groups | 477.531 | 5594306.8145 | 5.5943 | 5844.1676 | 0.081711 | 2 | Residential_2035_SC B_GWh_After Competition Groups_2 | Ductless Mini-Split Heat Pump | 8.171% | 5.5943 | 477.531 | Residential_2035_SC B_GWh_After Competition Groups_Ductless Mini-Split Heat Pump
Residential | Res ¦ Energy Star LED Bulbs General Purpose LEDs | 2035 | SC B | GWh | After Competition Groups | 408.5447 | 0 | 0 | 5844.1676 | 0.069906 | 3 | Residential_2035_SC B_GWh_After Competition Groups_3 | Energy Star LED Bulbs General Purpose LEDs | 6.991% | 0 | 408.5447 | Residential_2035_SC B_GWh_After Competition Groups_Energy Star LED Bulbs General Purpose LEDs
Residential | Res ¦ Energy Star A Line, PAR, MR Lamps | 2035 | SC B | GWh | After Competition Groups | 396.8359 | 22209.5837 | 0.02221 | 5844.1676 | 0.067903 | 4 | Residential_2035_SC B_GWh_After Competition Groups_4 | Energy Star A Line, PAR, MR Lamps | 6.79% | 0.02221 | 396.8359 | Residential_2035_SC B_GWh_After Competition Groups_Energy Star A Line, PAR, MR Lamps
Residential | Res ¦ Variable Speed Pool Pump Motor | 2035 | SC B | GWh | After Competition Groups | 377.4748 | 945950.6978 | 0.94595 | 5844.1676 | 0.06459 | 5 | Residential_2035_SC B_GWh_After Competition Groups_5 | Variable Speed Pool Pump Motor | 6.459% | 0.94595 | 377.4748 | Residential_2035_SC B_GWh_After Competition Groups_Variable Speed Pool Pump Motor
Residential | Res ¦ Energy Star LED Specialty Bulbs | 2035 | SC B | GWh | After Competition Groups | 370.3042 | 29985.1358 | 0.029985 | 5844.1676 | 0.063363 | 6 | Residential_2035_SC B_GWh_After Competition Groups_6 | Energy Star LED Specialty Bulbs | 6.336% | 0.029985 | 370.3042 | Residential_2035_SC B_GWh_After Competition Groups_Energy Star LED Specialty Bulbs
Residential | Res ¦ Car Block Heater Timer | 2035 | SC B | GWh | After Competition Groups | 357.7122 | 198755.7758 | 0.19876 | 5844.1676 | 0.061208 | 7 | Residential_2035_SC B_GWh_After Competition Groups_7 | Car Block Heater Timer | 6.121% | 0.19876 | 357.7122 | Residential_2035_SC B_GWh_After Competition Groups_Car Block Heater Timer
Residential | Res ¦ Adaptive Thermostat | 2035 | SC B | GWh | After Competition Groups | 332.743 | 8558586.8848 | 8.5586 | 5844.1676 | 0.056936 | 8 | Residential_2035_SC B_GWh_After Competition Groups_8 | Adaptive Thermostat | 5.694% | 8.5586 | 332.743 | Residential_2035_SC B_GWh_After Competition Groups_Adaptive Thermostat
Residential | Res ¦ Building Recommissioning, Operations and Maintenance (O&M) Improvements | 2035 | SC B | GWh | After Competition Groups | 292.5408 | 28880.2534 | 0.02888 | 5844.1676 | 0.050057 | 9 | Residential_2035_SC B_GWh_After Competition Groups_9 | Building Recommissioning, Operations and Maintenance (O&M) Improvements | 5.006% | 0.02888 | 292.5408 | Residential_2035_SC B_GWh_After Competition Groups_Building Recommissioning, Operations and Maintenance (O&M) Improvements
Residential | Res ¦ Energy Star Torchiere | 2035 | SC B | GWh | After Competition Groups | 217.92 | 1439432.0914 | 1.4394 | 5844.1676 | 0.037288 | 10 | Residential_2035_SC B_GWh_After Competition Groups_10 | Energy Star Torchiere | 3.729% | 1.4394 | 217.92 | Residential_2035_SC B_GWh_After Competition Groups_Energy Star Torchiere
Residential | Res ¦ Air Sealing | 2035 | SC B | GWh | After Competition Groups | 187.8066 | 7256296.6871 | 7.2563 | 5844.1676 | 0.032136 | 11 | Residential_2035_SC B_GWh_After Competition Groups_11 | Air Sealing | 3.214% | 7.2563 | 187.8066 | Residential_2035_SC B_GWh_After Competition Groups_Air Sealing
Residential | Res ¦ Energy Star Air Source Heat Pump | 2035 | SC B | GWh | After Competition Groups | 156.1611 | 3857992.2831 | 3.858 | 5844.1676 | 0.026721 | 12 | Residential_2035_SC B_GWh_After Competition Groups_12 | Energy Star Air Source Heat Pump | 2.672% | 3.858 | 156.1611 | Residential_2035_SC B_GWh_After Competition Groups_Energy Star Air Source Heat Pump
Residential | Res ¦ Comprehensive Draft Proofing | 2035 | SC B | GWh | After Competition Groups | 148.79 | 0 | 0 | 5844.1676 | 0.02546 | 13 | Residential_2035_SC B_GWh_After Competition Groups_13 | Comprehensive Draft Proofing | 2.546% | 0 | 148.79 | Residential_2035_SC B_GWh_After Competition Groups_Comprehensive Draft Proofing
Residential | Res ¦ Smart Burners | 2035 | SC B | GWh | After Competition Groups | 119.4013 | 36910318.6259 | 36.9103 | 5844.1676 | 0.020431 | 14 | Residential_2035_SC B_GWh_After Competition Groups_14 | Smart Burners | 2.043% | 36.9103 | 119.4013 | Residential_2035_SC B_GWh_After Competition Groups_Smart Burners
Residential | Res ¦ Energy Star Clothes Dryer | 2035 | SC B | GWh | After Competition Groups | 114.1526 | 5989490.3672 | 5.9895 | 5844.1676 | 0.019533 | 15 | Residential_2035_SC B_GWh_After Competition Groups_15 | Energy Star Clothes Dryer | 1.953% | 5.9895 | 114.1526 | Residential_2035_SC B_GWh_After Competition Groups_Energy Star Clothes Dryer
Residential | Res ¦ Basement Wall Insulation | 2035 | SC B | GWh | After Competition Groups | 98.5938 | 3096261.5454 | 3.0963 | 5844.1676 | 0.01687 | 16 | Residential_2035_SC B_GWh_After Competition Groups_16 | Basement Wall Insulation | 1.687% | 3.0963 | 98.5938 | Residential_2035_SC B_GWh_After Competition Groups_Basement Wall Insulation
Residential | Res ¦ LED Parking Lot Fixture | 2035 | SC B | GWh | After Competition Groups | 88.2716 | 164658.7574 | 0.16466 | 5844.1676 | 0.015104 | 17 | Residential_2035_SC B_GWh_After Competition Groups_17 | LED Parking Lot Fixture | 1.51% | 0.16466 | 88.2716 | Residential_2035_SC B_GWh_After Competition Groups_LED Parking Lot Fixture
Residential | Res ¦ Occupancy Sensors MF | 2035 | SC B | GWh | After Competition Groups | 87.3183 | 3552.1716 | 0.0035522 | 5844.1676 | 0.014941 | 18 | Residential_2035_SC B_GWh_After Competition Groups_18 | Occupancy Sensors MF | 1.494% | 0.0035522 | 87.3183 | Residential_2035_SC B_GWh_After Competition Groups_Occupancy Sensors MF
Residential | Res ¦ Energy Star Light Fixture | 2035 | SC B | GWh | After Competition Groups | 81.1249 | 3308399.3109 | 3.3084 | 5844.1676 | 0.013881 | 19 | Residential_2035_SC B_GWh_After Competition Groups_19 | Energy Star Light Fixture | 1.388% | 3.3084 | 81.1249 | Residential_2035_SC B_GWh_After Competition Groups_Energy Star Light Fixture
Residential | Res ¦ Refrigerator Recycling | 2035 | SC B | GWh | After Competition Groups | 76.6835 | 240527.0892 | 0.24053 | 5844.1676 | 0.013121 | 20 | Residential_2035_SC B_GWh_After Competition Groups_20 | Refrigerator Recycling | 1.312% | 0.24053 | 76.6835 | Residential_2035_SC B_GWh_After Competition Groups_Refrigerator Recycling
Residential | Res ¦ Attic Insulation | 2035 | SC B | GWh | After Competition Groups | 76.0444 | 5415512.9728 | 5.4155 | 5844.1676 | 0.013012 | 21 | Residential_2035_SC B_GWh_After Competition Groups_21 | Attic Insulation | 1.301% | 5.4155 | 76.0444 | Residential_2035_SC B_GWh_After Competition Groups_Attic Insulation
Residential | Res ¦ Clothes Drying Racks | 2035 | SC B | GWh | After Competition Groups | 70.0177 | 1041070.6607 | 1.0411 | 5844.1676 | 0.011981 | 22 | Residential_2035_SC B_GWh_After Competition Groups_22 | Clothes Drying Racks | 1.198% | 1.0411 | 70.0177 | Residential_2035_SC B_GWh_After Competition Groups_Clothes Drying Racks
Residential | Res ¦ Freezer Recycling | 2035 | SC B | GWh | After Competition Groups | 67.2519 | 5240264.6701 | 5.2403 | 5844.1676 | 0.011508 | 23 | Residential_2035_SC B_GWh_After Competition Groups_23 | Freezer Recycling | 1.151% | 5.2403 | 67.2519 | Residential_2035_SC B_GWh_After Competition Groups_Freezer Recycling
Residential | Res ¦ Energy Star Room Air Conditioner | 2035 | SC B | GWh | After Competition Groups | 60.9709 | 2335114.0603 | 2.3351 | 5844.1676 | 0.010433 | 24 | Residential_2035_SC B_GWh_After Competition Groups_24 | Energy Star Room Air Conditioner | 1.043% | 2.3351 | 60.9709 | Residential_2035_SC B_GWh_After Competition Groups_Energy Star Room Air Conditioner
Residential | Res ¦ Energy Star Freezer | 2035 | SC B | GWh | After Competition Groups | 59.1611 | 2456256.6969 | 2.4563 | 5844.1676 | 0.010123 | 25 | Residential_2035_SC B_GWh_After Competition Groups_25 | Energy Star Freezer | 1.012% | 2.4563 | 59.1611 | Residential_2035_SC B_GWh_After Competition Groups_Energy Star Freezer
Residential | Res ¦ Advanced BAS/Controllers | 2035 | SC B | GWh | After Competition Groups | 42.8158 | 141282.7733 | 0.14128 | 5844.1676 | 0.0073262 | 26 | Residential_2035_SC B_GWh_After Competition Groups_26 | Advanced BAS/Controllers | 0.7326% | 0.14128 | 42.8158 | Residential_2035_SC B_GWh_After Competition Groups_Advanced BAS/Controllers
Residential | Res ¦ LED Exterior Area Lights - LED Fixture (200W) | 2035 | SC B | GWh | After Competition Groups | 40.4096 | 305376.5197 | 0.30538 | 5844.1676 | 0.0069145 | 27 | Residential_2035_SC B_GWh_After Competition Groups_27 | LED Exterior Area Lights - LED Fixture (200W) | 0.6915% | 0.30538 | 40.4096 | Residential_2035_SC B_GWh_After Competition Groups_LED Exterior Area Lights - LED Fixture (200W)
Residential | Res ¦ Home Energy Reports | 2035 | SC B | GWh | After Competition Groups | 36.9307 | 2203312.5942 | 2.2033 | 5844.1676 | 0.0063192 | 28 | Residential_2035_SC B_GWh_After Competition Groups_28 | Home Energy Reports | 0.6319% | 2.2033 | 36.9307 | Residential_2035_SC B_GWh_After Competition Groups_Home Energy Reports
Residential | Res ¦ Furnace Whistle | 2035 | SC B | GWh | After Competition Groups | 36.8694 | 5645.9874 | 0.005646 | 5844.1676 | 0.0063088 | 29 | Residential_2035_SC B_GWh_After Competition Groups_29 | Furnace Whistle | 0.6309% | 0.005646 | 36.8694 | Residential_2035_SC B_GWh_After Competition Groups_Furnace Whistle
Residential | Res ¦ Outside Air Economizer | 2035 | SC B | GWh | After Competition Groups | 32.8403 | 106394.3666 | 0.10639 | 5844.1676 | 0.0056193 | 30 | Residential_2035_SC B_GWh_After Competition Groups_30 | Outside Air Economizer | 0.5619% | 0.10639 | 32.8403 | Residential_2035_SC B_GWh_After Competition Groups_Outside Air Economizer
Residential | Res ¦ LED Tube Re-Lamp | 2035 | SC B | GWh | After Competition Groups | 28.6036 | 360474.944 | 0.36047 | 5844.1676 | 0.0048944 | 31 | Residential_2035_SC B_GWh_After Competition Groups_31 | LED Tube Re-Lamp | 0.4894% | 0.36047 | 28.6036 | Residential_2035_SC B_GWh_After Competition Groups_LED Tube Re-Lamp
Residential | Res ¦ Energy Star Dehumidifier | 2035 | SC B | GWh | After Competition Groups | 24.9032 | 730434.682 | 0.73043 | 5844.1676 | 0.0042612 | 32 | Residential_2035_SC B_GWh_After Competition Groups_32 | Energy Star Dehumidifier | 0.4261% | 0.73043 | 24.9032 | Residential_2035_SC B_GWh_After Competition Groups_Energy Star Dehumidifier
Residential | Res ¦ Heat Recovery Ventilator | 2035 | SC B | GWh | After Competition Groups | 24.7316 | 4630962.4774 | 4.631 | 5844.1676 | 0.0042318 | 33 | Residential_2035_SC B_GWh_After Competition Groups_33 | Heat Recovery Ventilator | 0.4232% | 4.631 | 24.7316 | Residential_2035_SC B_GWh_After Competition Groups_Heat Recovery Ventilator
Residential | Res ¦ Minimize Hot and Warm Clothes Wash | 2035 | SC B | GWh | After Competition Groups | 23.6065 | 0 | 0 | 5844.1676 | 0.0040393 | 34 | Residential_2035_SC B_GWh_After Competition Groups_34 | Minimize Hot and Warm Clothes Wash | 0.4039% | 0 | 23.6065 | Residential_2035_SC B_GWh_After Competition Groups_Minimize Hot and Warm Clothes Wash
Residential | Res ¦ Floor Insulation | 2035 | SC B | GWh | After Competition Groups | 19.9216 | 2218367.6895 | 2.2184 | 5844.1676 | 0.0034088 | 35 | Residential_2035_SC B_GWh_After Competition Groups_35 | Floor Insulation | 0.3409% | 2.2184 | 19.9216 | Residential_2035_SC B_GWh_After Competition Groups_Floor Insulation
Residential | Res ¦ Demand Control Ventilation | 2035 | SC B | GWh | After Competition Groups | 19.7464 | 80969.723 | 0.08097 | 5844.1676 | 0.0033788 | 36 | Residential_2035_SC B_GWh_After Competition Groups_36 | Demand Control Ventilation | 0.3379% | 0.08097 | 19.7464 | Residential_2035_SC B_GWh_After Competition Groups_Demand Control Ventilation
Residential | Res ¦ Duct Insulation | 2035 | SC B | GWh | After Competition Groups | 18.8639 | 2010143.4863 | 2.0101 | 5844.1676 | 0.0032278 | 37 | Residential_2035_SC B_GWh_After Competition Groups_37 | Duct Insulation | 0.3228% | 2.0101 | 18.8639 | Residential_2035_SC B_GWh_After Competition Groups_Duct Insulation
Residential | Res ¦ Tankless Water Heater | 2035 | SC B | GWh | After Competition Groups | 18.4481 | 1365605.694 | 1.3656 | 5844.1676 | 0.0031567 | 38 | Residential_2035_SC B_GWh_After Competition Groups_38 | Tankless Water Heater | 0.3157% | 1.3656 | 18.4481 | Residential_2035_SC B_GWh_After Competition Groups_Tankless Water Heater
Residential | Res ¦ CO Sensors for parking garage exhaust fans | 2035 | SC B | GWh | After Competition Groups | 17.8457 | 225107.503 | 0.22511 | 5844.1676 | 0.0030536 | 39 | Residential_2035_SC B_GWh_After Competition Groups_39 | CO Sensors for parking garage exhaust fans | 0.3054% | 0.22511 | 17.8457 | Residential_2035_SC B_GWh_After Competition Groups_CO Sensors for parking garage exhaust fans
Residential | Res ¦ High Efficiency Chiller (avg of water and air cooled) | 2035 | SC B | GWh | After Competition Groups | 16.5752 | 158297.4677 | 0.1583 | 5844.1676 | 0.0028362 | 40 | Residential_2035_SC B_GWh_After Competition Groups_40 | High Efficiency Chiller (avg of water and air cooled) | 0.2836% | 0.1583 | 16.5752 | Residential_2035_SC B_GWh_After Competition Groups_High Efficiency Chiller (avg of water and air cooled)
Residential | Res ¦ ENERGY STAR LED LAMPS (REFLECTOR LAMPs/MR16/PAR 16) | 2035 | SC B | GWh | After Competition Groups | 16.5189 | 46545.7151 | 0.046546 | 5844.1676 | 0.0028266 | 41 | Residential_2035_SC B_GWh_After Competition Groups_41 | ENERGY STAR LED LAMPS (REFLECTOR LAMPs/MR16/PAR 16) | 0.2827% | 0.046546 | 16.5189 | Residential_2035_SC B_GWh_After Competition Groups_ENERGY STAR LED LAMPS (REFLECTOR LAMPs/MR16/PAR 16)
Residential | Res ¦ Variable Frequency Drive (VFD) | 2035 | SC B | GWh | After Competition Groups | 15.6398 | 34287.2176 | 0.034287 | 5844.1676 | 0.0026761 | 42 | Residential_2035_SC B_GWh_After Competition Groups_42 | Variable Frequency Drive (VFD) | 0.2676% | 0.034287 | 15.6398 | Residential_2035_SC B_GWh_After Competition Groups_Variable Frequency Drive (VFD)
Residential | Res ¦ LED Downlight | 2035 | SC B | GWh | After Competition Groups | 14.2268 | 4206147.437 | 4.2061 | 5844.1676 | 0.0024344 | 43 | Residential_2035_SC B_GWh_After Competition Groups_43 | LED Downlight | 0.2434% | 4.2061 | 14.2268 | Residential_2035_SC B_GWh_After Competition Groups_LED Downlight
Residential | Res ¦ Condensing Make Up Air Unit | 2035 | SC B | GWh | After Competition Groups | 13.611 | 1157292.7778 | 1.1573 | 5844.1676 | 0.002329 | 44 | Residential_2035_SC B_GWh_After Competition Groups_44 | Condensing Make Up Air Unit | 0.2329% | 1.1573 | 13.611 | Residential_2035_SC B_GWh_After Competition Groups_Condensing Make Up Air Unit
Residential | Res ¦ Water Heater Temperature Setback | 2035 | SC B | GWh | After Competition Groups | 11.6871 | 5685.0911 | 0.0056851 | 5844.1676 | 0.0019998 | 45 | Residential_2035_SC B_GWh_After Competition Groups_45 | Water Heater Temperature Setback | 0.2% | 0.0056851 | 11.6871 | Residential_2035_SC B_GWh_After Competition Groups_Water Heater Temperature Setback
Residential | Res ¦ Duct Insulation MF | 2035 | SC B | GWh | After Competition Groups | 7.8376 | 1580111.6222 | 1.5801 | 5844.1676 | 0.0013411 | 46 | Residential_2035_SC B_GWh_After Competition Groups_46 | Duct Insulation MF | 0.1341% | 1.5801 | 7.8376 | Residential_2035_SC B_GWh_After Competition Groups_Duct Insulation MF
Residential | Res ¦ VFD on Pumps | 2035 | SC B | GWh | After Competition Groups | 4.8094 | 12844.3264 | 0.012844 | 5844.1676 | 0.00082294 | 47 | Residential_2035_SC B_GWh_After Competition Groups_47 | VFD on Pumps | 0.08229% | 0.012844 | 4.8094 | Residential_2035_SC B_GWh_After Competition Groups_VFD on Pumps
Residential | Res ¦ ENERGY STAR LED Lamps (General Service Lamps) | 2035 | SC B | GWh | After Competition Groups | 3.645 | 8738.9425 | 0.0087389 | 5844.1676 | 0.0006237 | 48 | Residential_2035_SC B_GWh_After Competition Groups_48 | ENERGY STAR LED Lamps (General Service Lamps) | 0.06237% | 0.0087389 | 3.645 | Residential_2035_SC B_GWh_After Competition Groups_ENERGY STAR LED Lamps (General Service Lamps)
Residential | Res ¦ ECM MOTORS FOR HVAC APPLICATION (FAN-POWERED VAV BOX) | 2035 | SC B | GWh | After Competition Groups | 2.8214 | 25235.9644 | 0.025236 | 5844.1676 | 0.00048277 | 49 | Residential_2035_SC B_GWh_After Competition Groups_49 | ECM MOTORS FOR HVAC APPLICATION (FAN-POWERED VAV BOX) | 0.04828% | 0.025236 | 2.8214 | Residential_2035_SC B_GWh_After Competition Groups_ECM MOTORS FOR HVAC APPLICATION (FAN-POWERED VAV BOX)
Residential | Res ¦ Beverage Vending Machine Controls | 2035 | SC B | GWh | After Competition Groups | 2.03 | 12885.214 | 0.012885 | 5844.1676 | 0.00034735 | 50 | Residential_2035_SC B_GWh_After Competition Groups_50 | Beverage Vending Machine Controls | 0.03474% | 0.012885 | 2.03 | Residential_2035_SC B_GWh_After Competition Groups_Beverage Vending Machine Controls
Residential | Res ¦ Wall Insulation | 2035 | SC B | GWh | After Competition Groups | 0.57209 | 194040.3949 | 0.19404 | 5844.1676 | 9.7891e-05 | 51 | Residential_2035_SC B_GWh_After Competition Groups_51 | Wall Insulation | 0.009789% | 0.19404 | 0.57209 | Residential_2035_SC B_GWh_After Competition Groups_Wall Insulation
Residential | Res ¦ Chilled Water Optimization | 2035 | SC B | GWh | After Competition Groups | 0.33154 | 204.1253 | 0.00020413 | 5844.1676 | 5.673e-05 | 52 | Residential_2035_SC B_GWh_After Competition Groups_52 | Chilled Water Optimization | 0.005673% | 0.00020413 | 0.33154 | Residential_2035_SC B_GWh_After Competition Groups_Chilled Water Optimization
Residential | Res ¦ LED High Bay Fixture | 2035 | SC B | GWh | After Competition Groups | 0.20836 | 4481.0899 | 0.0044811 | 5844.1676 | 3.5652e-05 | 53 | Residential_2035_SC B_GWh_After Competition Groups_53 | LED High Bay Fixture | 0.003565% | 0.0044811 | 0.20836 | Residential_2035_SC B_GWh_After Competition Groups_LED High Bay Fixture
Residential | Res ¦ Wall Insulation MF | 2035 | SC B | GWh | After Competition Groups | 0.017367 | 0 | 0 | 5844.1676 | 2.9717e-06 | 54 | Residential_2035_SC B_GWh_After Competition Groups_54 | Wall Insulation MF | 0.0002972% | 0 | 0.017367 | Residential_2035_SC B_GWh_After Competition Groups_Wall Insulation MF
Residential | Res ¦ Heavy Duty Outdoor/Holiday Plug-in Timers | 2035 | SC B | GWh | After Competition Groups | 0 | 0 | 0 | 5844.1676 | 0 | 55 | Residential_2035_SC B_GWh_After Competition Groups_55 | Heavy Duty Outdoor/Holiday Plug-in Timers | 0% | 0 | 0 | Residential_2035_SC B_GWh_After Competition Groups_Heavy Duty Outdoor/Holiday Plug-in Timers
Residential | Res ¦ Smart Power Bar | 2035 | SC B | GWh | After Competition Groups | 0 | 0 | 0 | 5844.1676 | 0 | 56 | Residential_2035_SC B_GWh_After Competition Groups_56 | Smart Power Bar | 0% | 0 | 0 | Residential_2035_SC B_GWh_After Competition Groups_Smart Power Bar
Residential | Res ¦ Energy Star LED Specialty Bulbs | 2035 | SC C | GWh | After Competition Groups | 597.1838 | 29991.0777 | 0.029991 | 4769.7132 | 0.1252 | 1 | Residential_2035_SC C_GWh_After Competition Groups_1 | Energy Star LED Specialty Bulbs | 12.52% | 0.029991 | 597.1838 | Residential_2035_SC C_GWh_After Competition Groups_Energy Star LED Specialty Bulbs
Residential | Res ¦ Energy Star Clothes Washer | 2035 | SC C | GWh | After Competition Groups | 576.7274 | 14613897.6985 | 14.6139 | 4769.7132 | 0.12091 | 2 | Residential_2035_SC C_GWh_After Competition Groups_2 | Energy Star Clothes Washer | 12.09% | 14.6139 | 576.7274 | Residential_2035_SC C_GWh_After Competition Groups_Energy Star Clothes Washer
Residential | Res ¦ Ductless Mini-Split Heat Pump | 2035 | SC C | GWh | After Competition Groups | 391.3579 | 5471407.7266 | 5.4714 | 4769.7132 | 0.082051 | 3 | Residential_2035_SC C_GWh_After Competition Groups_3 | Ductless Mini-Split Heat Pump | 8.205% | 5.4714 | 391.3579 | Residential_2035_SC C_GWh_After Competition Groups_Ductless Mini-Split Heat Pump
Residential | Res ¦ Energy Star A Line, PAR, MR Lamps | 2035 | SC C | GWh | After Competition Groups | 290.7563 | 22213.9905 | 0.022214 | 4769.7132 | 0.060959 | 4 | Residential_2035_SC C_GWh_After Competition Groups_4 | Energy Star A Line, PAR, MR Lamps | 6.096% | 0.022214 | 290.7563 | Residential_2035_SC C_GWh_After Competition Groups_Energy Star A Line, PAR, MR Lamps
Residential | Res ¦ Variable Speed Pool Pump Motor | 2035 | SC C | GWh | After Competition Groups | 274.101 | 5025713.6512 | 5.0257 | 4769.7132 | 0.057467 | 5 | Residential_2035_SC C_GWh_After Competition Groups_5 | Variable Speed Pool Pump Motor | 5.747% | 5.0257 | 274.101 | Residential_2035_SC C_GWh_After Competition Groups_Variable Speed Pool Pump Motor
Residential | Res ¦ Car Block Heater Timer | 2035 | SC C | GWh | After Competition Groups | 268.0305 | 403162.3959 | 0.40316 | 4769.7132 | 0.056194 | 6 | Residential_2035_SC C_GWh_After Competition Groups_6 | Car Block Heater Timer | 5.619% | 0.40316 | 268.0305 | Residential_2035_SC C_GWh_After Competition Groups_Car Block Heater Timer
Residential | Res ¦ Energy Star LED Bulbs General Purpose LEDs | 2035 | SC C | GWh | After Competition Groups | 233.9187 | 0 | 0 | 4769.7132 | 0.049043 | 7 | Residential_2035_SC C_GWh_After Competition Groups_7 | Energy Star LED Bulbs General Purpose LEDs | 4.904% | 0 | 233.9187 | Residential_2035_SC C_GWh_After Competition Groups_Energy Star LED Bulbs General Purpose LEDs
Residential | Res ¦ Adaptive Thermostat | 2035 | SC C | GWh | After Competition Groups | 225.713 | 8563380.3078 | 8.5634 | 4769.7132 | 0.047322 | 8 | Residential_2035_SC C_GWh_After Competition Groups_8 | Adaptive Thermostat | 4.732% | 8.5634 | 225.713 | Residential_2035_SC C_GWh_After Competition Groups_Adaptive Thermostat
Residential | Res ¦ Building Recommissioning, Operations and Maintenance (O&M) Improvements | 2035 | SC C | GWh | After Competition Groups | 212.4234 | 153488.0653 | 0.15349 | 4769.7132 | 0.044536 | 9 | Residential_2035_SC C_GWh_After Competition Groups_9 | Building Recommissioning, Operations and Maintenance (O&M) Improvements | 4.454% | 0.15349 | 212.4234 | Residential_2035_SC C_GWh_After Competition Groups_Building Recommissioning, Operations and Maintenance (O&M) Improvements
Residential | Res ¦ Air Sealing | 2035 | SC C | GWh | After Competition Groups | 170.6672 | 7258391.87 | 7.2584 | 4769.7132 | 0.035781 | 10 | Residential_2035_SC C_GWh_After Competition Groups_10 | Air Sealing | 3.578% | 7.2584 | 170.6672 | Residential_2035_SC C_GWh_After Competition Groups_Air Sealing
Residential | Res ¦ Energy Star Torchiere | 2035 | SC C | GWh | After Competition Groups | 166.5894 | 1630434.3142 | 1.6304 | 4769.7132 | 0.034926 | 11 | Residential_2035_SC C_GWh_After Competition Groups_11 | Energy Star Torchiere | 3.493% | 1.6304 | 166.5894 | Residential_2035_SC C_GWh_After Competition Groups_Energy Star Torchiere
Residential | Res ¦ Energy Star Clothes Dryer | 2035 | SC C | GWh | After Competition Groups | 114.1895 | 5991770.7853 | 5.9918 | 4769.7132 | 0.023941 | 12 | Residential_2035_SC C_GWh_After Competition Groups_12 | Energy Star Clothes Dryer | 2.394% | 5.9918 | 114.1895 | Residential_2035_SC C_GWh_After Competition Groups_Energy Star Clothes Dryer
Residential | Res ¦ Energy Star Air Source Heat Pump | 2035 | SC C | GWh | After Competition Groups | 108.4758 | 3318820.0718 | 3.3188 | 4769.7132 | 0.022743 | 13 | Residential_2035_SC C_GWh_After Competition Groups_13 | Energy Star Air Source Heat Pump | 2.274% | 3.3188 | 108.4758 | Residential_2035_SC C_GWh_After Competition Groups_Energy Star Air Source Heat Pump
Residential | Res ¦ Comprehensive Draft Proofing | 2035 | SC C | GWh | After Competition Groups | 108.0412 | 0 | 0 | 4769.7132 | 0.022651 | 14 | Residential_2035_SC C_GWh_After Competition Groups_14 | Comprehensive Draft Proofing | 2.265% | 0 | 108.0412 | Residential_2035_SC C_GWh_After Competition Groups_Comprehensive Draft Proofing
Residential | Res ¦ Basement Wall Insulation | 2035 | SC C | GWh | After Competition Groups | 98.6082 | 3096991.7361 | 3.097 | 4769.7132 | 0.020674 | 15 | Residential_2035_SC C_GWh_After Competition Groups_15 | Basement Wall Insulation | 2.067% | 3.097 | 98.6082 | Residential_2035_SC C_GWh_After Competition Groups_Basement Wall Insulation
Residential | Res ¦ Smart Burners | 2035 | SC C | GWh | After Competition Groups | 84.4239 | 28631232.0797 | 28.6312 | 4769.7132 | 0.0177 | 16 | Residential_2035_SC C_GWh_After Competition Groups_16 | Smart Burners | 1.77% | 28.6312 | 84.4239 | Residential_2035_SC C_GWh_After Competition Groups_Smart Burners
Residential | Res ¦ LED Parking Lot Fixture | 2035 | SC C | GWh | After Competition Groups | 83.7889 | 0 | 0 | 4769.7132 | 0.017567 | 17 | Residential_2035_SC C_GWh_After Competition Groups_17 | LED Parking Lot Fixture | 1.757% | 0 | 83.7889 | Residential_2035_SC C_GWh_After Competition Groups_LED Parking Lot Fixture
Residential | Res ¦ Energy Star Light Fixture | 2035 | SC C | GWh | After Competition Groups | 76.2218 | 3361108.02 | 3.3611 | 4769.7132 | 0.01598 | 18 | Residential_2035_SC C_GWh_After Competition Groups_18 | Energy Star Light Fixture | 1.598% | 3.3611 | 76.2218 | Residential_2035_SC C_GWh_After Competition Groups_Energy Star Light Fixture
Residential | Res ¦ Attic Insulation | 2035 | SC C | GWh | After Competition Groups | 74.1921 | 5417810.361 | 5.4178 | 4769.7132 | 0.015555 | 19 | Residential_2035_SC C_GWh_After Competition Groups_19 | Attic Insulation | 1.555% | 5.4178 | 74.1921 | Residential_2035_SC C_GWh_After Competition Groups_Attic Insulation
Residential | Res ¦ Occupancy Sensors MF | 2035 | SC C | GWh | After Competition Groups | 58.5869 | 18880.048 | 0.01888 | 4769.7132 | 0.012283 | 20 | Residential_2035_SC C_GWh_After Competition Groups_20 | Occupancy Sensors MF | 1.228% | 0.01888 | 58.5869 | Residential_2035_SC C_GWh_After Competition Groups_Occupancy Sensors MF
Residential | Res ¦ Refrigerator Recycling | 2035 | SC C | GWh | After Competition Groups | 55.6834 | 1277817.4431 | 1.2778 | 4769.7132 | 0.011674 | 21 | Residential_2035_SC C_GWh_After Competition Groups_21 | Refrigerator Recycling | 1.167% | 1.2778 | 55.6834 | Residential_2035_SC C_GWh_After Competition Groups_Refrigerator Recycling
Residential | Res ¦ Energy Star Room Air Conditioner | 2035 | SC C | GWh | After Competition Groups | 51.4442 | 2259727.6734 | 2.2597 | 4769.7132 | 0.010786 | 22 | Residential_2035_SC C_GWh_After Competition Groups_22 | Energy Star Room Air Conditioner | 1.079% | 2.2597 | 51.4442 | Residential_2035_SC C_GWh_After Competition Groups_Energy Star Room Air Conditioner
Residential | Res ¦ Energy Star Freezer | 2035 | SC C | GWh | After Competition Groups | 51.3027 | 2613751.1433 | 2.6138 | 4769.7132 | 0.010756 | 23 | Residential_2035_SC C_GWh_After Competition Groups_23 | Energy Star Freezer | 1.076% | 2.6138 | 51.3027 | Residential_2035_SC C_GWh_After Competition Groups_Energy Star Freezer
Residential | Res ¦ LED Exterior Area Lights - LED Fixture (200W) | 2035 | SC C | GWh | After Competition Groups | 40.4096 | 305407.0604 | 0.30541 | 4769.7132 | 0.0084721 | 24 | Residential_2035_SC C_GWh_After Competition Groups_24 | LED Exterior Area Lights - LED Fixture (200W) | 0.8472% | 0.30541 | 40.4096 | Residential_2035_SC C_GWh_After Competition Groups_LED Exterior Area Lights - LED Fixture (200W)
Residential | Res ¦ Home Energy Reports | 2035 | SC C | GWh | After Competition Groups | 36.9307 | 2203312.5942 | 2.2033 | 4769.7132 | 0.0077428 | 25 | Residential_2035_SC C_GWh_After Competition Groups_25 | Home Energy Reports | 0.7743% | 2.2033 | 36.9307 | Residential_2035_SC C_GWh_After Competition Groups_Home Energy Reports
Residential | Res ¦ Advanced BAS/Controllers | 2035 | SC C | GWh | After Competition Groups | 31.0907 | 750477.1064 | 0.75048 | 4769.7132 | 0.0065184 | 26 | Residential_2035_SC C_GWh_After Competition Groups_26 | Advanced BAS/Controllers | 0.6518% | 0.75048 | 31.0907 | Residential_2035_SC C_GWh_After Competition Groups_Advanced BAS/Controllers
Residential | Res ¦ LED Tube Re-Lamp | 2035 | SC C | GWh | After Competition Groups | 28.6036 | 360510.9951 | 0.36051 | 4769.7132 | 0.0059969 | 27 | Residential_2035_SC C_GWh_After Competition Groups_27 | LED Tube Re-Lamp | 0.5997% | 0.36051 | 28.6036 | Residential_2035_SC C_GWh_After Competition Groups_LED Tube Re-Lamp
Residential | Res ¦ Outside Air Economizer | 2035 | SC C | GWh | After Competition Groups | 27.0096 | 198364.2897 | 0.19836 | 4769.7132 | 0.0056627 | 28 | Residential_2035_SC C_GWh_After Competition Groups_28 | Outside Air Economizer | 0.5663% | 0.19836 | 27.0096 | Residential_2035_SC C_GWh_After Competition Groups_Outside Air Economizer
Residential | Res ¦ Furnace Whistle | 2035 | SC C | GWh | After Competition Groups | 26.7721 | 30008.2583 | 0.030008 | 4769.7132 | 0.0056129 | 29 | Residential_2035_SC C_GWh_After Competition Groups_29 | Furnace Whistle | 0.5613% | 0.030008 | 26.7721 | Residential_2035_SC C_GWh_After Competition Groups_Furnace Whistle
Residential | Res ¦ Minimize Hot and Warm Clothes Wash | 2035 | SC C | GWh | After Competition Groups | 23.6065 | 0 | 0 | 4769.7132 | 0.0049493 | 30 | Residential_2035_SC C_GWh_After Competition Groups_30 | Minimize Hot and Warm Clothes Wash | 0.4949% | 0 | 23.6065 | Residential_2035_SC C_GWh_After Competition Groups_Minimize Hot and Warm Clothes Wash
Residential | Res ¦ ENERGY STAR LED LAMPS (REFLECTOR LAMPs/MR16/PAR 16) | 2035 | SC C | GWh | After Competition Groups | 16.5189 | 46550.3701 | 0.04655 | 4769.7132 | 0.0034633 | 31 | Residential_2035_SC C_GWh_After Competition Groups_31 | ENERGY STAR LED LAMPS (REFLECTOR LAMPs/MR16/PAR 16) | 0.3463% | 0.04655 | 16.5189 | Residential_2035_SC C_GWh_After Competition Groups_ENERGY STAR LED LAMPS (REFLECTOR LAMPs/MR16/PAR 16)
Residential | Res ¦ High Efficiency Chiller (avg of water and air cooled) | 2035 | SC C | GWh | After Competition Groups | 16.2389 | 159503.35 | 0.1595 | 4769.7132 | 0.0034046 | 32 | Residential_2035_SC C_GWh_After Competition Groups_32 | High Efficiency Chiller (avg of water and air cooled) | 0.3405% | 0.1595 | 16.2389 | Residential_2035_SC C_GWh_After Competition Groups_High Efficiency Chiller (avg of water and air cooled)
Residential | Res ¦ Energy Star Dehumidifier | 2035 | SC C | GWh | After Competition Groups | 16.0971 | 1989325.5574 | 1.9893 | 4769.7132 | 0.0033749 | 33 | Residential_2035_SC C_GWh_After Competition Groups_33 | Energy Star Dehumidifier | 0.3375% | 1.9893 | 16.0971 | Residential_2035_SC C_GWh_After Competition Groups_Energy Star Dehumidifier
Residential | Res ¦ Floor Insulation | 2035 | SC C | GWh | After Competition Groups | 15.5485 | 2220037.6263 | 2.22 | 4769.7132 | 0.0032598 | 34 | Residential_2035_SC C_GWh_After Competition Groups_34 | Floor Insulation | 0.326% | 2.22 | 15.5485 | Residential_2035_SC C_GWh_After Competition Groups_Floor Insulation
Residential | Res ¦ Demand Control Ventilation | 2035 | SC C | GWh | After Competition Groups | 14.339 | 429184.4072 | 0.42918 | 4769.7132 | 0.0030063 | 35 | Residential_2035_SC C_GWh_After Competition Groups_35 | Demand Control Ventilation | 0.3006% | 0.42918 | 14.339 | Residential_2035_SC C_GWh_After Competition Groups_Demand Control Ventilation
Residential | Res ¦ LED Downlight | 2035 | SC C | GWh | After Competition Groups | 14.2268 | 4206568.0938 | 4.2066 | 4769.7132 | 0.0029827 | 36 | Residential_2035_SC C_GWh_After Competition Groups_36 | LED Downlight | 0.2983% | 4.2066 | 14.2268 | Residential_2035_SC C_GWh_After Competition Groups_LED Downlight
Residential | Res ¦ CO Sensors for parking garage exhaust fans | 2035 | SC C | GWh | After Competition Groups | 12.9587 | 396787.6005 | 0.39679 | 4769.7132 | 0.0027169 | 37 | Residential_2035_SC C_GWh_After Competition Groups_37 | CO Sensors for parking garage exhaust fans | 0.2717% | 0.39679 | 12.9587 | Residential_2035_SC C_GWh_After Competition Groups_CO Sensors for parking garage exhaust fans
Residential | Res ¦ Tankless Water Heater | 2035 | SC C | GWh | After Competition Groups | 12.8846 | 1178078.5793 | 1.1781 | 4769.7132 | 0.0027013 | 38 | Residential_2035_SC C_GWh_After Competition Groups_38 | Tankless Water Heater | 0.2701% | 1.1781 | 12.8846 | Residential_2035_SC C_GWh_After Competition Groups_Tankless Water Heater
Residential | Res ¦ Variable Frequency Drive (VFD) | 2035 | SC C | GWh | After Competition Groups | 11.3567 | 182189.8329 | 0.18219 | 4769.7132 | 0.002381 | 39 | Residential_2035_SC C_GWh_After Competition Groups_39 | Variable Frequency Drive (VFD) | 0.2381% | 0.18219 | 11.3567 | Residential_2035_SC C_GWh_After Competition Groups_Variable Frequency Drive (VFD)
Residential | Res ¦ Condensing Make Up Air Unit | 2035 | SC C | GWh | After Competition Groups | 10.7003 | 1137289.5904 | 1.1373 | 4769.7132 | 0.0022434 | 40 | Residential_2035_SC C_GWh_After Competition Groups_40 | Condensing Make Up Air Unit | 0.2243% | 1.1373 | 10.7003 | Residential_2035_SC C_GWh_After Competition Groups_Condensing Make Up Air Unit
Residential | Res ¦ Water Heater Temperature Setback | 2035 | SC C | GWh | After Competition Groups | 8.4864 | 30214.7849 | 0.030215 | 4769.7132 | 0.0017792 | 41 | Residential_2035_SC C_GWh_After Competition Groups_41 | Water Heater Temperature Setback | 0.1779% | 0.030215 | 8.4864 | Residential_2035_SC C_GWh_After Competition Groups_Water Heater Temperature Setback
Residential | Res ¦ Duct Insulation MF | 2035 | SC C | GWh | After Competition Groups | 7.1602 | 1581520.6053 | 1.5815 | 4769.7132 | 0.0015012 | 42 | Residential_2035_SC C_GWh_After Competition Groups_42 | Duct Insulation MF | 0.1501% | 1.5815 | 7.1602 | Residential_2035_SC C_GWh_After Competition Groups_Duct Insulation MF
Residential | Res ¦ Heat Recovery Ventilator | 2035 | SC C | GWh | After Competition Groups | 6.1204 | 3211808.407 | 3.2118 | 4769.7132 | 0.0012832 | 43 | Residential_2035_SC C_GWh_After Competition Groups_43 | Heat Recovery Ventilator | 0.1283% | 3.2118 | 6.1204 | Residential_2035_SC C_GWh_After Competition Groups_Heat Recovery Ventilator
Residential | Res ¦ Duct Insulation | 2035 | SC C | GWh | After Competition Groups | 5.4241 | 2015816.5415 | 2.0158 | 4769.7132 | 0.0011372 | 44 | Residential_2035_SC C_GWh_After Competition Groups_44 | Duct Insulation | 0.1137% | 2.0158 | 5.4241 | Residential_2035_SC C_GWh_After Competition Groups_Duct Insulation
Residential | Res ¦ ENERGY STAR LED Lamps (General Service Lamps) | 2035 | SC C | GWh | After Competition Groups | 3.645 | 8739.8164 | 0.0087398 | 4769.7132 | 0.00076419 | 45 | Residential_2035_SC C_GWh_After Competition Groups_45 | ENERGY STAR LED Lamps (General Service Lamps) | 0.07642% | 0.0087398 | 3.645 | Residential_2035_SC C_GWh_After Competition Groups_ENERGY STAR LED Lamps (General Service Lamps)
Residential | Res ¦ VFD on Pumps | 2035 | SC C | GWh | After Competition Groups | 3.4923 | 68246.0027 | 0.068246 | 4769.7132 | 0.00073218 | 46 | Residential_2035_SC C_GWh_After Competition Groups_46 | VFD on Pumps | 0.07322% | 0.068246 | 3.4923 | Residential_2035_SC C_GWh_After Competition Groups_VFD on Pumps
Residential | Res ¦ Clothes Drying Racks | 2035 | SC C | GWh | After Competition Groups | 3.4878 | 0 | 0 | 4769.7132 | 0.00073125 | 47 | Residential_2035_SC C_GWh_After Competition Groups_47 | Clothes Drying Racks | 0.07312% | 0 | 3.4878 | Residential_2035_SC C_GWh_After Competition Groups_Clothes Drying Racks
Residential | Res ¦ ECM MOTORS FOR HVAC APPLICATION (FAN-POWERED VAV BOX) | 2035 | SC C | GWh | After Competition Groups | 1.9958 | 43482.0569 | 0.043482 | 4769.7132 | 0.00041842 | 48 | Residential_2035_SC C_GWh_After Competition Groups_48 | ECM MOTORS FOR HVAC APPLICATION (FAN-POWERED VAV BOX) | 0.04184% | 0.043482 | 1.9958 | Residential_2035_SC C_GWh_After Competition Groups_ECM MOTORS FOR HVAC APPLICATION (FAN-POWERED VAV BOX)
Residential | Res ¦ Beverage Vending Machine Controls | 2035 | SC C | GWh | After Competition Groups | 1.3866 | 20621.0831 | 0.020621 | 4769.7132 | 0.00029071 | 49 | Residential_2035_SC C_GWh_After Competition Groups_49 | Beverage Vending Machine Controls | 0.02907% | 0.020621 | 1.3866 | Residential_2035_SC C_GWh_After Competition Groups_Beverage Vending Machine Controls
Residential | Res ¦ Wall Insulation | 2035 | SC C | GWh | After Competition Groups | 0.30113 | 194190.4943 | 0.19419 | 4769.7132 | 6.3134e-05 | 50 | Residential_2035_SC C_GWh_After Competition Groups_50 | Wall Insulation | 0.006313% | 0.19419 | 0.30113 | Residential_2035_SC C_GWh_After Competition Groups_Wall Insulation
Residential | Res ¦ Chilled Water Optimization | 2035 | SC C | GWh | After Competition Groups | 0.26462 | 203.3002 | 0.0002033 | 4769.7132 | 5.5479e-05 | 51 | Residential_2035_SC C_GWh_After Competition Groups_51 | Chilled Water Optimization | 0.005548% | 0.0002033 | 0.26462 | Residential_2035_SC C_GWh_After Competition Groups_Chilled Water Optimization
Residential | Res ¦ LED High Bay Fixture | 2035 | SC C | GWh | After Competition Groups | 0.20836 | 4481.5381 | 0.0044815 | 4769.7132 | 4.3683e-05 | 52 | Residential_2035_SC C_GWh_After Competition Groups_52 | LED High Bay Fixture | 0.004368% | 0.0044815 | 0.20836 | Residential_2035_SC C_GWh_After Competition Groups_LED High Bay Fixture
Residential | Res ¦ Wall Insulation MF | 2035 | SC C | GWh | After Competition Groups | 0.017369 | 0 | 0 | 4769.7132 | 3.6414e-06 | 53 | Residential_2035_SC C_GWh_After Competition Groups_53 | Wall Insulation MF | 0.0003641% | 0 | 0.017369 | Residential_2035_SC C_GWh_After Competition Groups_Wall Insulation MF
Residential | Res ¦ Freezer Recycling | 2035 | SC C | GWh | After Competition Groups | 0.0036374 | 0 | 0 | 4769.7132 | 7.626e-07 | 54 | Residential_2035_SC C_GWh_After Competition Groups_54 | Freezer Recycling | 7.626e-05% | 0 | 0.0036374 | Residential_2035_SC C_GWh_After Competition Groups_Freezer Recycling
Residential | Res ¦ Heavy Duty Outdoor/Holiday Plug-in Timers | 2035 | SC C | GWh | After Competition Groups | 0 | 0 | 0 | 4769.7132 | 0 | 55 | Residential_2035_SC C_GWh_After Competition Groups_55 | Heavy Duty Outdoor/Holiday Plug-in Timers | 0% | 0 | 0 | Residential_2035_SC C_GWh_After Competition Groups_Heavy Duty Outdoor/Holiday Plug-in Timers
Residential | Res ¦ Smart Power Bar | 2035 | SC C | GWh | After Competition Groups | 0 | 0 | 0 | 4769.7132 | 0 | 56 | Residential_2035_SC C_GWh_After Competition Groups_56 | Smart Power Bar | 0% | 0 | 0 | Residential_2035_SC C_GWh_After Competition Groups_Smart Power Bar
Residential | Res ¦ Energy Star LED Bulbs General Purpose LEDs | 2035 | SC D | GWh | After Competition Groups | 431.6317 | 0 | 0 | 3699.483 | 0.11667 | 1 | Residential_2035_SC D_GWh_After Competition Groups_1 | Energy Star LED Bulbs General Purpose LEDs | 11.67% | 0 | 431.6317 | Residential_2035_SC D_GWh_After Competition Groups_Energy Star LED Bulbs General Purpose LEDs
Residential | Res ¦ Energy Star LED Specialty Bulbs | 2035 | SC D | GWh | After Competition Groups | 413.1683 | 0 | 0 | 3699.483 | 0.11168 | 2 | Residential_2035_SC D_GWh_After Competition Groups_2 | Energy Star LED Specialty Bulbs | 11.17% | 0 | 413.1683 | Residential_2035_SC D_GWh_After Competition Groups_Energy Star LED Specialty Bulbs
Residential | Res ¦ Ductless Mini-Split Heat Pump | 2035 | SC D | GWh | After Competition Groups | 391.3779 | 0 | 0 | 3699.483 | 0.10579 | 3 | Residential_2035_SC D_GWh_After Competition Groups_3 | Ductless Mini-Split Heat Pump | 10.58% | 0 | 391.3779 | Residential_2035_SC D_GWh_After Competition Groups_Ductless Mini-Split Heat Pump
Residential | Res ¦ Energy Star Clothes Washer | 2035 | SC D | GWh | After Competition Groups | 384.0139 | 0 | 0 | 3699.483 | 0.1038 | 4 | Residential_2035_SC D_GWh_After Competition Groups_4 | Energy Star Clothes Washer | 10.38% | 0 | 384.0139 | Residential_2035_SC D_GWh_After Competition Groups_Energy Star Clothes Washer
Residential | Res ¦ Energy Star A Line, PAR, MR Lamps | 2035 | SC D | GWh | After Competition Groups | 291.2176 | 0 | 0 | 3699.483 | 0.078718 | 5 | Residential_2035_SC D_GWh_After Competition Groups_5 | Energy Star A Line, PAR, MR Lamps | 7.872% | 0 | 291.2176 | Residential_2035_SC D_GWh_After Competition Groups_Energy Star A Line, PAR, MR Lamps
Residential | Res ¦ Building Recommissioning, Operations and Maintenance (O&M) Improvements | 2035 | SC D | GWh | After Competition Groups | 212.4234 | 0 | 0 | 3699.483 | 0.05742 | 6 | Residential_2035_SC D_GWh_After Competition Groups_6 | Building Recommissioning, Operations and Maintenance (O&M) Improvements | 5.742% | 0 | 212.4234 | Residential_2035_SC D_GWh_After Competition Groups_Building Recommissioning, Operations and Maintenance (O&M) Improvements
Residential | Res ¦ Variable Speed Pool Pump Motor | 2035 | SC D | GWh | After Competition Groups | 187.3194 | 0 | 0 | 3699.483 | 0.050634 | 7 | Residential_2035_SC D_GWh_After Competition Groups_7 | Variable Speed Pool Pump Motor | 5.063% | 0 | 187.3194 | Residential_2035_SC D_GWh_After Competition Groups_Variable Speed Pool Pump Motor
Residential | Res ¦ Energy Star Torchiere | 2035 | SC D | GWh | After Competition Groups | 146.9385 | 0 | 0 | 3699.483 | 0.039719 | 8 | Residential_2035_SC D_GWh_After Competition Groups_8 | Energy Star Torchiere | 3.972% | 0 | 146.9385 | Residential_2035_SC D_GWh_After Competition Groups_Energy Star Torchiere
Residential | Res ¦ Adaptive Thermostat | 2035 | SC D | GWh | After Competition Groups | 131.7504 | 0 | 0 | 3699.483 | 0.035613 | 9 | Residential_2035_SC D_GWh_After Competition Groups_9 | Adaptive Thermostat | 3.561% | 0 | 131.7504 | Residential_2035_SC D_GWh_After Competition Groups_Adaptive Thermostat
Residential | Res ¦ Energy Star Air Source Heat Pump | 2035 | SC D | GWh | After Competition Groups | 108.4758 | 0 | 0 | 3699.483 | 0.029322 | 10 | Residential_2035_SC D_GWh_After Competition Groups_10 | Energy Star Air Source Heat Pump | 2.932% | 0 | 108.4758 | Residential_2035_SC D_GWh_After Competition Groups_Energy Star Air Source Heat Pump
Residential | Res ¦ Comprehensive Draft Proofing | 2035 | SC D | GWh | After Competition Groups | 99.3084 | 0 | 0 | 3699.483 | 0.026844 | 11 | Residential_2035_SC D_GWh_After Competition Groups_11 | Comprehensive Draft Proofing | 2.684% | 0 | 99.3084 | Residential_2035_SC D_GWh_After Competition Groups_Comprehensive Draft Proofing
Residential | Res ¦ Basement Wall Insulation | 2035 | SC D | GWh | After Competition Groups | 94.64 | 0 | 0 | 3699.483 | 0.025582 | 12 | Residential_2035_SC D_GWh_After Competition Groups_12 | Basement Wall Insulation | 2.558% | 0 | 94.64 | Residential_2035_SC D_GWh_After Competition Groups_Basement Wall Insulation
Residential | Res ¦ LED Parking Lot Fixture | 2035 | SC D | GWh | After Competition Groups | 83.7889 | 0 | 0 | 3699.483 | 0.022649 | 13 | Residential_2035_SC D_GWh_After Competition Groups_13 | LED Parking Lot Fixture | 2.265% | 0 | 83.7889 | Residential_2035_SC D_GWh_After Competition Groups_LED Parking Lot Fixture
Residential | Res ¦ Air Sealing | 2035 | SC D | GWh | After Competition Groups | 61.9619 | 0 | 0 | 3699.483 | 0.016749 | 14 | Residential_2035_SC D_GWh_After Competition Groups_14 | Air Sealing | 1.675% | 0 | 61.9619 | Residential_2035_SC D_GWh_After Competition Groups_Air Sealing
Residential | Res ¦ Energy Star Clothes Dryer | 2035 | SC D | GWh | After Competition Groups | 60.8276 | 0 | 0 | 3699.483 | 0.016442 | 15 | Residential_2035_SC D_GWh_After Competition Groups_15 | Energy Star Clothes Dryer | 1.644% | 0 | 60.8276 | Residential_2035_SC D_GWh_After Competition Groups_Energy Star Clothes Dryer
Residential | Res ¦ Occupancy Sensors MF | 2035 | SC D | GWh | After Competition Groups | 58.5869 | 0 | 0 | 3699.483 | 0.015837 | 16 | Residential_2035_SC D_GWh_After Competition Groups_16 | Occupancy Sensors MF | 1.584% | 0 | 58.5869 | Residential_2035_SC D_GWh_After Competition Groups_Occupancy Sensors MF
Residential | Res ¦ Energy Star Room Air Conditioner | 2035 | SC D | GWh | After Competition Groups | 51.202 | 0 | 0 | 3699.483 | 0.01384 | 17 | Residential_2035_SC D_GWh_After Competition Groups_17 | Energy Star Room Air Conditioner | 1.384% | 0 | 51.202 | Residential_2035_SC D_GWh_After Competition Groups_Energy Star Room Air Conditioner
Residential | Res ¦ Energy Star Light Fixture | 2035 | SC D | GWh | After Competition Groups | 46.0753 | 0 | 0 | 3699.483 | 0.012455 | 18 | Residential_2035_SC D_GWh_After Competition Groups_18 | Energy Star Light Fixture | 1.245% | 0 | 46.0753 | Residential_2035_SC D_GWh_After Competition Groups_Energy Star Light Fixture
Residential | Res ¦ Attic Insulation | 2035 | SC D | GWh | After Competition Groups | 38.8544 | 0 | 0 | 3699.483 | 0.010503 | 19 | Residential_2035_SC D_GWh_After Competition Groups_19 | Attic Insulation | 1.05% | 0 | 38.8544 | Residential_2035_SC D_GWh_After Competition Groups_Attic Insulation
Residential | Res ¦ LED Exterior Area Lights - LED Fixture (200W) | 2035 | SC D | GWh | After Competition Groups | 37.7724 | 0 | 0 | 3699.483 | 0.01021 | 20 | Residential_2035_SC D_GWh_After Competition Groups_20 | LED Exterior Area Lights - LED Fixture (200W) | 1.021% | 0 | 37.7724 | Residential_2035_SC D_GWh_After Competition Groups_LED Exterior Area Lights - LED Fixture (200W)
Residential | Res ¦ Home Energy Reports | 2035 | SC D | GWh | After Competition Groups | 36.9307 | 0 | 0 | 3699.483 | 0.0099827 | 21 | Residential_2035_SC D_GWh_After Competition Groups_21 | Home Energy Reports | 0.9983% | 0 | 36.9307 | Residential_2035_SC D_GWh_After Competition Groups_Home Energy Reports
Residential | Res ¦ Refrigerator Recycling | 2035 | SC D | GWh | After Competition Groups | 35.6234 | 0 | 0 | 3699.483 | 0.0096293 | 22 | Residential_2035_SC D_GWh_After Competition Groups_22 | Refrigerator Recycling | 0.9629% | 0 | 35.6234 | Residential_2035_SC D_GWh_After Competition Groups_Refrigerator Recycling
Residential | Res ¦ Advanced BAS/Controllers | 2035 | SC D | GWh | After Competition Groups | 31.0907 | 0 | 0 | 3699.483 | 0.0084041 | 23 | Residential_2035_SC D_GWh_After Competition Groups_23 | Advanced BAS/Controllers | 0.8404% | 0 | 31.0907 | Residential_2035_SC D_GWh_After Competition Groups_Advanced BAS/Controllers
Residential | Res ¦ LED Tube Re-Lamp | 2035 | SC D | GWh | After Competition Groups | 28.5406 | 0 | 0 | 3699.483 | 0.0077147 | 24 | Residential_2035_SC D_GWh_After Competition Groups_24 | LED Tube Re-Lamp | 0.7715% | 0 | 28.5406 | Residential_2035_SC D_GWh_After Competition Groups_LED Tube Re-Lamp
Residential | Res ¦ Smart Burners | 2035 | SC D | GWh | After Competition Groups | 28.3292 | 0 | 0 | 3699.483 | 0.0076576 | 25 | Residential_2035_SC D_GWh_After Competition Groups_25 | Smart Burners | 0.7658% | 0 | 28.3292 | Residential_2035_SC D_GWh_After Competition Groups_Smart Burners
Residential | Res ¦ Energy Star Freezer | 2035 | SC D | GWh | After Competition Groups | 27.4444 | 0 | 0 | 3699.483 | 0.0074184 | 26 | Residential_2035_SC D_GWh_After Competition Groups_26 | Energy Star Freezer | 0.7418% | 0 | 27.4444 | Residential_2035_SC D_GWh_After Competition Groups_Energy Star Freezer
Residential | Res ¦ Outside Air Economizer | 2035 | SC D | GWh | After Competition Groups | 27.0096 | 0 | 0 | 3699.483 | 0.0073009 | 27 | Residential_2035_SC D_GWh_After Competition Groups_27 | Outside Air Economizer | 0.7301% | 0 | 27.0096 | Residential_2035_SC D_GWh_After Competition Groups_Outside Air Economizer
Residential | Res ¦ Furnace Whistle | 2035 | SC D | GWh | After Competition Groups | 26.7721 | 0 | 0 | 3699.483 | 0.0072367 | 28 | Residential_2035_SC D_GWh_After Competition Groups_28 | Furnace Whistle | 0.7237% | 0 | 26.7721 | Residential_2035_SC D_GWh_After Competition Groups_Furnace Whistle
Residential | Res ¦ Minimize Hot and Warm Clothes Wash | 2035 | SC D | GWh | After Competition Groups | 23.6065 | 0 | 0 | 3699.483 | 0.006381 | 29 | Residential_2035_SC D_GWh_After Competition Groups_29 | Minimize Hot and Warm Clothes Wash | 0.6381% | 0 | 23.6065 | Residential_2035_SC D_GWh_After Competition Groups_Minimize Hot and Warm Clothes Wash
Residential | Res ¦ ENERGY STAR LED LAMPS (REFLECTOR LAMPs/MR16/PAR 16) | 2035 | SC D | GWh | After Competition Groups | 16.5189 | 0 | 0 | 3699.483 | 0.0044652 | 30 | Residential_2035_SC D_GWh_After Competition Groups_30 | ENERGY STAR LED LAMPS (REFLECTOR LAMPs/MR16/PAR 16) | 0.4465% | 0 | 16.5189 | Residential_2035_SC D_GWh_After Competition Groups_ENERGY STAR LED LAMPS (REFLECTOR LAMPs/MR16/PAR 16)
Residential | Res ¦ High Efficiency Chiller (avg of water and air cooled) | 2035 | SC D | GWh | After Competition Groups | 16.2389 | 0 | 0 | 3699.483 | 0.0043895 | 31 | Residential_2035_SC D_GWh_After Competition Groups_31 | High Efficiency Chiller (avg of water and air cooled) | 0.4389% | 0 | 16.2389 | Residential_2035_SC D_GWh_After Competition Groups_High Efficiency Chiller (avg of water and air cooled)
Residential | Res ¦ Variable Frequency Drive (VFD) | 2035 | SC D | GWh | After Competition Groups | 8.8816 | 0 | 0 | 3699.483 | 0.0024008 | 32 | Residential_2035_SC D_GWh_After Competition Groups_32 | Variable Frequency Drive (VFD) | 0.2401% | 0 | 8.8816 | Residential_2035_SC D_GWh_After Competition Groups_Variable Frequency Drive (VFD)
Residential | Res ¦ CO Sensors for parking garage exhaust fans | 2035 | SC D | GWh | After Competition Groups | 8.5358 | 0 | 0 | 3699.483 | 0.0023073 | 33 | Residential_2035_SC D_GWh_After Competition Groups_33 | CO Sensors for parking garage exhaust fans | 0.2307% | 0 | 8.5358 | Residential_2035_SC D_GWh_After Competition Groups_CO Sensors for parking garage exhaust fans
Residential | Res ¦ Water Heater Temperature Setback | 2035 | SC D | GWh | After Competition Groups | 7.8318 | 0 | 0 | 3699.483 | 0.002117 | 34 | Residential_2035_SC D_GWh_After Competition Groups_34 | Water Heater Temperature Setback | 0.2117% | 0 | 7.8318 | Residential_2035_SC D_GWh_After Competition Groups_Water Heater Temperature Setback
Residential | Res ¦ Tankless Water Heater | 2035 | SC D | GWh | After Competition Groups | 6.6334 | 0 | 0 | 3699.483 | 0.0017931 | 35 | Residential_2035_SC D_GWh_After Competition Groups_35 | Tankless Water Heater | 0.1793% | 0 | 6.6334 | Residential_2035_SC D_GWh_After Competition Groups_Tankless Water Heater
Residential | Res ¦ Demand Control Ventilation | 2035 | SC D | GWh | After Competition Groups | 5.9597 | 0 | 0 | 3699.483 | 0.001611 | 36 | Residential_2035_SC D_GWh_After Competition Groups_36 | Demand Control Ventilation | 0.1611% | 0 | 5.9597 | Residential_2035_SC D_GWh_After Competition Groups_Demand Control Ventilation
Residential | Res ¦ Energy Star Dehumidifier | 2035 | SC D | GWh | After Competition Groups | 4.5987 | 0 | 0 | 3699.483 | 0.0012431 | 37 | Residential_2035_SC D_GWh_After Competition Groups_37 | Energy Star Dehumidifier | 0.1243% | 0 | 4.5987 | Residential_2035_SC D_GWh_After Competition Groups_Energy Star Dehumidifier
Residential | Res ¦ LED Downlight | 2035 | SC D | GWh | After Competition Groups | 4.3593 | 0 | 0 | 3699.483 | 0.0011784 | 38 | Residential_2035_SC D_GWh_After Competition Groups_38 | LED Downlight | 0.1178% | 0 | 4.3593 | Residential_2035_SC D_GWh_After Competition Groups_LED Downlight
Residential | Res ¦ Condensing Make Up Air Unit | 2035 | SC D | GWh | After Competition Groups | 3.7633 | 0 | 0 | 3699.483 | 0.0010173 | 39 | Residential_2035_SC D_GWh_After Competition Groups_39 | Condensing Make Up Air Unit | 0.1017% | 0 | 3.7633 | Residential_2035_SC D_GWh_After Competition Groups_Condensing Make Up Air Unit
Residential | Res ¦ ENERGY STAR LED Lamps (General Service Lamps) | 2035 | SC D | GWh | After Competition Groups | 3.645 | 0 | 0 | 3699.483 | 0.00098527 | 40 | Residential_2035_SC D_GWh_After Competition Groups_40 | ENERGY STAR LED Lamps (General Service Lamps) | 0.09853% | 0 | 3.645 | Residential_2035_SC D_GWh_After Competition Groups_ENERGY STAR LED Lamps (General Service Lamps)
Residential | Res ¦ Clothes Drying Racks | 2035 | SC D | GWh | After Competition Groups | 3.4878 | 0 | 0 | 3699.483 | 0.00094279 | 41 | Residential_2035_SC D_GWh_After Competition Groups_41 | Clothes Drying Racks | 0.09428% | 0 | 3.4878 | Residential_2035_SC D_GWh_After Competition Groups_Clothes Drying Racks
Residential | Res ¦ VFD on Pumps | 2035 | SC D | GWh | After Competition Groups | 2.5342 | 0 | 0 | 3699.483 | 0.00068502 | 42 | Residential_2035_SC D_GWh_After Competition Groups_42 | VFD on Pumps | 0.0685% | 0 | 2.5342 | Residential_2035_SC D_GWh_After Competition Groups_VFD on Pumps
Residential | Res ¦ Floor Insulation | 2035 | SC D | GWh | After Competition Groups | 2.4486 | 0 | 0 | 3699.483 | 0.00066188 | 43 | Residential_2035_SC D_GWh_After Competition Groups_43 | Floor Insulation | 0.06619% | 0 | 2.4486 | Residential_2035_SC D_GWh_After Competition Groups_Floor Insulation
Residential | Res ¦ Heat Recovery Ventilator | 2035 | SC D | GWh | After Competition Groups | 2.1121 | 0 | 0 | 3699.483 | 0.00057091 | 44 | Residential_2035_SC D_GWh_After Competition Groups_44 | Heat Recovery Ventilator | 0.05709% | 0 | 2.1121 | Residential_2035_SC D_GWh_After Competition Groups_Heat Recovery Ventilator
Residential | Res ¦ ECM MOTORS FOR HVAC APPLICATION (FAN-POWERED VAV BOX) | 2035 | SC D | GWh | After Competition Groups | 1.589 | 0 | 0 | 3699.483 | 0.00042951 | 45 | Residential_2035_SC D_GWh_After Competition Groups_45 | ECM MOTORS FOR HVAC APPLICATION (FAN-POWERED VAV BOX) | 0.04295% | 0 | 1.589 | Residential_2035_SC D_GWh_After Competition Groups_ECM MOTORS FOR HVAC APPLICATION (FAN-POWERED VAV BOX)
Residential | Res ¦ Duct Insulation | 2035 | SC D | GWh | After Competition Groups | 1.3283 | 0 | 0 | 3699.483 | 0.00035906 | 46 | Residential_2035_SC D_GWh_After Competition Groups_46 | Duct Insulation | 0.03591% | 0 | 1.3283 | Residential_2035_SC D_GWh_After Competition Groups_Duct Insulation
Residential | Res ¦ Beverage Vending Machine Controls | 2035 | SC D | GWh | After Competition Groups | 1.1237 | 0 | 0 | 3699.483 | 0.00030374 | 47 | Residential_2035_SC D_GWh_After Competition Groups_47 | Beverage Vending Machine Controls | 0.03037% | 0 | 1.1237 | Residential_2035_SC D_GWh_After Competition Groups_Beverage Vending Machine Controls
Residential | Res ¦ Duct Insulation MF | 2035 | SC D | GWh | After Competition Groups | 0.79579 | 0 | 0 | 3699.483 | 0.00021511 | 48 | Residential_2035_SC D_GWh_After Competition Groups_48 | Duct Insulation MF | 0.02151% | 0 | 0.79579 | Residential_2035_SC D_GWh_After Competition Groups_Duct Insulation MF
Residential | Res ¦ Chilled Water Optimization | 2035 | SC D | GWh | After Competition Groups | 0.26462 | 0 | 0 | 3699.483 | 7.1529e-05 | 49 | Residential_2035_SC D_GWh_After Competition Groups_49 | Chilled Water Optimization | 0.007153% | 0 | 0.26462 | Residential_2035_SC D_GWh_After Competition Groups_Chilled Water Optimization
Residential | Res ¦ LED High Bay Fixture | 2035 | SC D | GWh | After Competition Groups | 0.093034 | 0 | 0 | 3699.483 | 2.5148e-05 | 50 | Residential_2035_SC D_GWh_After Competition Groups_50 | LED High Bay Fixture | 0.002515% | 0 | 0.093034 | Residential_2035_SC D_GWh_After Competition Groups_LED High Bay Fixture
Residential | Res ¦ Wall Insulation | 2035 | SC D | GWh | After Competition Groups | 0.043087 | 0 | 0 | 3699.483 | 1.1647e-05 | 51 | Residential_2035_SC D_GWh_After Competition Groups_51 | Wall Insulation | 0.001165% | 0 | 0.043087 | Residential_2035_SC D_GWh_After Competition Groups_Wall Insulation
Residential | Res ¦ Wall Insulation MF | 2035 | SC D | GWh | After Competition Groups | 0.010609 | 0 | 0 | 3699.483 | 2.8677e-06 | 52 | Residential_2035_SC D_GWh_After Competition Groups_52 | Wall Insulation MF | 0.0002868% | 0 | 0.010609 | Residential_2035_SC D_GWh_After Competition Groups_Wall Insulation MF
Residential | Res ¦ Freezer Recycling | 2035 | SC D | GWh | After Competition Groups | 0.0036374 | 0 | 0 | 3699.483 | 9.8322e-07 | 53 | Residential_2035_SC D_GWh_After Competition Groups_53 | Freezer Recycling | 9.832e-05% | 0 | 0.0036374 | Residential_2035_SC D_GWh_After Competition Groups_Freezer Recycling
Residential | Res ¦ Smart Power Bar | 2035 | SC D | GWh | After Competition Groups | 0 | 0 | 0 | 3699.483 | 0 | 54 | Residential_2035_SC D_GWh_After Competition Groups_54 | Smart Power Bar | 0% | 0 | 0 | Residential_2035_SC D_GWh_After Competition Groups_Smart Power Bar
Residential | Res ¦ Smart Power Bar | 2035 | Technical | GWh | After Competition Groups | 1260.6165 | 0 | 0 | 15294.3314 | 0.082424 | 1 | Residential_2035_Technical_GWh_After Competition Groups_1 | Smart Power Bar | 8.242% | 0 | 1260.6165 | Residential_2035_Technical_GWh_After Competition Groups_Smart Power Bar
Residential | Res ¦ Energy Star LED Bulbs General Purpose LEDs | 2035 | Technical | GWh | After Competition Groups | 1176.1014 | 0 | 0 | 15294.3314 | 0.076898 | 2 | Residential_2035_Technical_GWh_After Competition Groups_2 | Energy Star LED Bulbs General Purpose LEDs | 7.69% | 0 | 1176.1014 | Residential_2035_Technical_GWh_After Competition Groups_Energy Star LED Bulbs General Purpose LEDs
Residential | Res ¦ Energy Star A Line, PAR, MR Lamps | 2035 | Technical | GWh | After Competition Groups | 972.0028 | 0 | 0 | 15294.3314 | 0.063553 | 3 | Residential_2035_Technical_GWh_After Competition Groups_3 | Energy Star A Line, PAR, MR Lamps | 6.355% | 0 | 972.0028 | Residential_2035_Technical_GWh_After Competition Groups_Energy Star A Line, PAR, MR Lamps
Residential | Res ¦ Energy Star Refrigerator | 2035 | Technical | GWh | After Competition Groups | 912.6008 | 0 | 0 | 15294.3314 | 0.059669 | 4 | Residential_2035_Technical_GWh_After Competition Groups_4 | Energy Star Refrigerator | 5.967% | 0 | 912.6008 | Residential_2035_Technical_GWh_After Competition Groups_Energy Star Refrigerator
Residential | Res ¦ Smart Burners | 2035 | Technical | GWh | After Competition Groups | 817.6524 | 0 | 0 | 15294.3314 | 0.053461 | 5 | Residential_2035_Technical_GWh_After Competition Groups_5 | Smart Burners | 5.346% | 0 | 817.6524 | Residential_2035_Technical_GWh_After Competition Groups_Smart Burners
Residential | Res ¦ Energy Star Clothes Washer | 2035 | Technical | GWh | After Competition Groups | 735.6311 | 0 | 0 | 15294.3314 | 0.048098 | 6 | Residential_2035_Technical_GWh_After Competition Groups_6 | Energy Star Clothes Washer | 4.81% | 0 | 735.6311 | Residential_2035_Technical_GWh_After Competition Groups_Energy Star Clothes Washer
Residential | Res ¦ Energy Star Ground Source Heat Pump | 2035 | Technical | GWh | After Competition Groups | 725.1442 | 0 | 0 | 15294.3314 | 0.047413 | 7 | Residential_2035_Technical_GWh_After Competition Groups_7 | Energy Star Ground Source Heat Pump | 4.741% | 0 | 725.1442 | Residential_2035_Technical_GWh_After Competition Groups_Energy Star Ground Source Heat Pump
Residential | Res ¦ Ductless Mini-Split Heat Pump | 2035 | Technical | GWh | After Competition Groups | 722.0369 | 0 | 0 | 15294.3314 | 0.047209 | 8 | Residential_2035_Technical_GWh_After Competition Groups_8 | Ductless Mini-Split Heat Pump | 4.721% | 0 | 722.0369 | Residential_2035_Technical_GWh_After Competition Groups_Ductless Mini-Split Heat Pump
Residential | Res ¦ Adaptive Thermostat | 2035 | Technical | GWh | After Competition Groups | 691.8565 | 0 | 0 | 15294.3314 | 0.045236 | 9 | Residential_2035_Technical_GWh_After Competition Groups_9 | Adaptive Thermostat | 4.524% | 0 | 691.8565 | Residential_2035_Technical_GWh_After Competition Groups_Adaptive Thermostat
Residential | Res ¦ Heat Pump Clothes Dryer | 2035 | Technical | GWh | After Competition Groups | 624.2418 | 0 | 0 | 15294.3314 | 0.040815 | 10 | Residential_2035_Technical_GWh_After Competition Groups_10 | Heat Pump Clothes Dryer | 4.082% | 0 | 624.2418 | Residential_2035_Technical_GWh_After Competition Groups_Heat Pump Clothes Dryer
Residential | Res ¦ Air Sealing | 2035 | Technical | GWh | After Competition Groups | 453.4424 | 0 | 0 | 15294.3314 | 0.029648 | 11 | Residential_2035_Technical_GWh_After Competition Groups_11 | Air Sealing | 2.965% | 0 | 453.4424 | Residential_2035_Technical_GWh_After Competition Groups_Air Sealing
Residential | Res ¦ Energy Star Central Air Conditioner | 2035 | Technical | GWh | After Competition Groups | 431.9671 | 0 | 0 | 15294.3314 | 0.028244 | 12 | Residential_2035_Technical_GWh_After Competition Groups_12 | Energy Star Central Air Conditioner | 2.824% | 0 | 431.9671 | Residential_2035_Technical_GWh_After Competition Groups_Energy Star Central Air Conditioner
Residential | Res ¦ Energy Star Light Fixture | 2035 | Technical | GWh | After Competition Groups | 387.098 | 0 | 0 | 15294.3314 | 0.02531 | 13 | Residential_2035_Technical_GWh_After Competition Groups_13 | Energy Star Light Fixture | 2.531% | 0 | 387.098 | Residential_2035_Technical_GWh_After Competition Groups_Energy Star Light Fixture
Residential | Res ¦ Car Block Heater Timer | 2035 | Technical | GWh | After Competition Groups | 365.7843 | 0 | 0 | 15294.3314 | 0.023916 | 14 | Residential_2035_Technical_GWh_After Competition Groups_14 | Car Block Heater Timer | 2.392% | 0 | 365.7843 | Residential_2035_Technical_GWh_After Competition Groups_Car Block Heater Timer
Residential | Res ¦ Ductless Mini-Split Air Conditioner | 2035 | Technical | GWh | After Competition Groups | 340.3711 | 0 | 0 | 15294.3314 | 0.022255 | 15 | Residential_2035_Technical_GWh_After Competition Groups_15 | Ductless Mini-Split Air Conditioner | 2.225% | 0 | 340.3711 | Residential_2035_Technical_GWh_After Competition Groups_Ductless Mini-Split Air Conditioner
Residential | Res ¦ Variable Speed Pool Pump Motor | 2035 | Technical | GWh | After Competition Groups | 332.996 | 0 | 0 | 15294.3314 | 0.021773 | 16 | Residential_2035_Technical_GWh_After Competition Groups_16 | Variable Speed Pool Pump Motor | 2.177% | 0 | 332.996 | Residential_2035_Technical_GWh_After Competition Groups_Variable Speed Pool Pump Motor
Residential | Res ¦ Energy Star Torchiere | 2035 | Technical | GWh | After Competition Groups | 309.7322 | 0 | 0 | 15294.3314 | 0.020251 | 17 | Residential_2035_Technical_GWh_After Competition Groups_17 | Energy Star Torchiere | 2.025% | 0 | 309.7322 | Residential_2035_Technical_GWh_After Competition Groups_Energy Star Torchiere
Residential | Res ¦ Passive Attic Ventilation | 2035 | Technical | GWh | After Competition Groups | 268.5002 | 0 | 0 | 15294.3314 | 0.017556 | 18 | Residential_2035_Technical_GWh_After Competition Groups_18 | Passive Attic Ventilation | 1.756% | 0 | 268.5002 | Residential_2035_Technical_GWh_After Competition Groups_Passive Attic Ventilation
Residential | Res ¦ Building Recommissioning, Operations and Maintenance (O&M) Improvements | 2035 | Technical | GWh | After Competition Groups | 258.0659 | 0 | 0 | 15294.3314 | 0.016873 | 19 | Residential_2035_Technical_GWh_After Competition Groups_19 | Building Recommissioning, Operations and Maintenance (O&M) Improvements | 1.687% | 0 | 258.0659 | Residential_2035_Technical_GWh_After Competition Groups_Building Recommissioning, Operations and Maintenance (O&M) Improvements
Residential | Res ¦ Energy Star Windows | 2035 | Technical | GWh | After Competition Groups | 245.9351 | 0 | 0 | 15294.3314 | 0.01608 | 20 | Residential_2035_Technical_GWh_After Competition Groups_20 | Energy Star Windows | 1.608% | 0 | 245.9351 | Residential_2035_Technical_GWh_After Competition Groups_Energy Star Windows
Residential | Res ¦ Basement Wall Insulation | 2035 | Technical | GWh | After Competition Groups | 238.0288 | 0 | 0 | 15294.3314 | 0.015563 | 21 | Residential_2035_Technical_GWh_After Competition Groups_21 | Basement Wall Insulation | 1.556% | 0 | 238.0288 | Residential_2035_Technical_GWh_After Competition Groups_Basement Wall Insulation
Residential | Res ¦ Basement or Crawlspace Insulation | 2035 | Technical | GWh | After Competition Groups | 197.6658 | 0 | 0 | 15294.3314 | 0.012924 | 22 | Residential_2035_Technical_GWh_After Competition Groups_22 | Basement or Crawlspace Insulation | 1.292% | 0 | 197.6658 | Residential_2035_Technical_GWh_After Competition Groups_Basement or Crawlspace Insulation
Residential | Res ¦ Attic Insulation | 2035 | Technical | GWh | After Competition Groups | 183.6239 | 0 | 0 | 15294.3314 | 0.012006 | 23 | Residential_2035_Technical_GWh_After Competition Groups_23 | Attic Insulation | 1.201% | 0 | 183.6239 | Residential_2035_Technical_GWh_After Competition Groups_Attic Insulation
Residential | Res ¦ Lighting Motion Sensors, Timers, Dimmers | 2035 | Technical | GWh | After Competition Groups | 163.8222 | 0 | 0 | 15294.3314 | 0.010711 | 24 | Residential_2035_Technical_GWh_After Competition Groups_24 | Lighting Motion Sensors, Timers, Dimmers | 1.071% | 0 | 163.8222 | Residential_2035_Technical_GWh_After Competition Groups_Lighting Motion Sensors, Timers, Dimmers
Residential | Res ¦ Wall Insulation | 2035 | Technical | GWh | After Competition Groups | 143.4665 | 0 | 0 | 15294.3314 | 0.0093804 | 25 | Residential_2035_Technical_GWh_After Competition Groups_25 | Wall Insulation | 0.938% | 0 | 143.4665 | Residential_2035_Technical_GWh_After Competition Groups_Wall Insulation
Residential | Res ¦ Solar Powered Attic Fan | 2035 | Technical | GWh | After Competition Groups | 132.4809 | 0 | 0 | 15294.3314 | 0.0086621 | 26 | Residential_2035_Technical_GWh_After Competition Groups_26 | Solar Powered Attic Fan | 0.8662% | 0 | 132.4809 | Residential_2035_Technical_GWh_After Competition Groups_Solar Powered Attic Fan
Residential | Res ¦ Comprehensive Draft Proofing | 2035 | Technical | GWh | After Competition Groups | 131.2555 | 0 | 0 | 15294.3314 | 0.008582 | 27 | Residential_2035_Technical_GWh_After Competition Groups_27 | Comprehensive Draft Proofing | 0.8582% | 0 | 131.2555 | Residential_2035_Technical_GWh_After Competition Groups_Comprehensive Draft Proofing
Residential | Res ¦ Variable Refrigerant Flow Heat Pump | 2035 | Technical | GWh | After Competition Groups | 113.2634 | 0 | 0 | 15294.3314 | 0.0074056 | 28 | Residential_2035_Technical_GWh_After Competition Groups_28 | Variable Refrigerant Flow Heat Pump | 0.7406% | 0 | 113.2634 | Residential_2035_Technical_GWh_After Competition Groups_Variable Refrigerant Flow Heat Pump
Residential | Res ¦ Furnace with ECM | 2035 | Technical | GWh | After Competition Groups | 98.8973 | 0 | 0 | 15294.3314 | 0.0064663 | 29 | Residential_2035_Technical_GWh_After Competition Groups_29 | Furnace with ECM | 0.6466% | 0 | 98.8973 | Residential_2035_Technical_GWh_After Competition Groups_Furnace with ECM
Residential | Res ¦ Home Energy Reports | 2035 | Technical | GWh | After Competition Groups | 96.0253 | 0 | 0 | 15294.3314 | 0.0062785 | 30 | Residential_2035_Technical_GWh_After Competition Groups_30 | Home Energy Reports | 0.6278% | 0 | 96.0253 | Residential_2035_Technical_GWh_After Competition Groups_Home Energy Reports
Residential | Res ¦ Energy Star Ceiling Fan/Lighting | 2035 | Technical | GWh | After Competition Groups | 92.0725 | 0 | 0 | 15294.3314 | 0.00602 | 31 | Residential_2035_Technical_GWh_After Competition Groups_31 | Energy Star Ceiling Fan/Lighting | 0.602% | 0 | 92.0725 | Residential_2035_Technical_GWh_After Competition Groups_Energy Star Ceiling Fan/Lighting
Residential | Res ¦ Radiant Barrier | 2035 | Technical | GWh | After Competition Groups | 91.8141 | 0 | 0 | 15294.3314 | 0.0060031 | 32 | Residential_2035_Technical_GWh_After Competition Groups_32 | Radiant Barrier | 0.6003% | 0 | 91.8141 | Residential_2035_Technical_GWh_After Competition Groups_Radiant Barrier
Residential | Res ¦ Heavy Duty Outdoor/Holiday Plug-in Timers | 2035 | Technical | GWh | After Competition Groups | 89.5359 | 0 | 0 | 15294.3314 | 0.0058542 | 33 | Residential_2035_Technical_GWh_After Competition Groups_33 | Heavy Duty Outdoor/Holiday Plug-in Timers | 0.5854% | 0 | 89.5359 | Residential_2035_Technical_GWh_After Competition Groups_Heavy Duty Outdoor/Holiday Plug-in Timers
Residential | Res ¦ LED Downlight | 2035 | Technical | GWh | After Competition Groups | 87.1132 | 0 | 0 | 15294.3314 | 0.0056958 | 34 | Residential_2035_Technical_GWh_After Competition Groups_34 | LED Downlight | 0.5696% | 0 | 87.1132 | Residential_2035_Technical_GWh_After Competition Groups_LED Downlight
Residential | Res ¦ Energy Star Freezer | 2035 | Technical | GWh | After Competition Groups | 83.1693 | 0 | 0 | 15294.3314 | 0.0054379 | 35 | Residential_2035_Technical_GWh_After Competition Groups_35 | Energy Star Freezer | 0.5438% | 0 | 83.1693 | Residential_2035_Technical_GWh_After Competition Groups_Energy Star Freezer
Residential | Res ¦ LED Parking Lot Fixture | 2035 | Technical | GWh | After Competition Groups | 81.7809 | 0 | 0 | 15294.3314 | 0.0053471 | 36 | Residential_2035_Technical_GWh_After Competition Groups_36 | LED Parking Lot Fixture | 0.5347% | 0 | 81.7809 | Residential_2035_Technical_GWh_After Competition Groups_LED Parking Lot Fixture
Residential | Res ¦ Ceiling Insulation | 2035 | Technical | GWh | After Competition Groups | 71.9159 | 0 | 0 | 15294.3314 | 0.0047021 | 37 | Residential_2035_Technical_GWh_After Competition Groups_37 | Ceiling Insulation | 0.4702% | 0 | 71.9159 | Residential_2035_Technical_GWh_After Competition Groups_Ceiling Insulation
Residential | Res ¦ Window Film | 2035 | Technical | GWh | After Competition Groups | 70.481 | 0 | 0 | 15294.3314 | 0.0046083 | 38 | Residential_2035_Technical_GWh_After Competition Groups_38 | Window Film | 0.4608% | 0 | 70.481 | Residential_2035_Technical_GWh_After Competition Groups_Window Film
Residential | Res ¦ Refrigerator Recycling | 2035 | Technical | GWh | After Competition Groups | 67.6478 | 0 | 0 | 15294.3314 | 0.0044231 | 39 | Residential_2035_Technical_GWh_After Competition Groups_39 | Refrigerator Recycling | 0.4423% | 0 | 67.6478 | Residential_2035_Technical_GWh_After Competition Groups_Refrigerator Recycling
Residential | Res ¦ Heat Pump Water Heater | 2035 | Technical | GWh | After Competition Groups | 64.9278 | 0 | 0 | 15294.3314 | 0.0042452 | 40 | Residential_2035_Technical_GWh_After Competition Groups_40 | Heat Pump Water Heater | 0.4245% | 0 | 64.9278 | Residential_2035_Technical_GWh_After Competition Groups_Heat Pump Water Heater
Residential | Res ¦ Clothes Drying Racks | 2035 | Technical | GWh | After Competition Groups | 61.7722 | 0 | 0 | 15294.3314 | 0.0040389 | 41 | Residential_2035_Technical_GWh_After Competition Groups_41 | Clothes Drying Racks | 0.4039% | 0 | 61.7722 | Residential_2035_Technical_GWh_After Competition Groups_Clothes Drying Racks
Residential | Res ¦ Freezer Recycling | 2035 | Technical | GWh | After Competition Groups | 59.3567 | 0 | 0 | 15294.3314 | 0.003881 | 42 | Residential_2035_Technical_GWh_After Competition Groups_42 | Freezer Recycling | 0.3881% | 0 | 59.3567 | Residential_2035_Technical_GWh_After Competition Groups_Freezer Recycling
Residential | Res ¦ Occupancy Sensors MF | 2035 | Technical | GWh | After Competition Groups | 59.3553 | 0 | 0 | 15294.3314 | 0.0038809 | 43 | Residential_2035_Technical_GWh_After Competition Groups_43 | Occupancy Sensors MF | 0.3881% | 0 | 59.3553 | Residential_2035_Technical_GWh_After Competition Groups_Occupancy Sensors MF
Residential | Res ¦ Duct Insulation | 2035 | Technical | GWh | After Competition Groups | 59.1203 | 0 | 0 | 15294.3314 | 0.0038655 | 44 | Residential_2035_Technical_GWh_After Competition Groups_44 | Duct Insulation | 0.3866% | 0 | 59.1203 | Residential_2035_Technical_GWh_After Competition Groups_Duct Insulation
Residential | Res ¦ Heat Recovery Ventilator | 2035 | Technical | GWh | After Competition Groups | 50.0404 | 0 | 0 | 15294.3314 | 0.0032718 | 45 | Residential_2035_Technical_GWh_After Competition Groups_45 | Heat Recovery Ventilator | 0.3272% | 0 | 50.0404 | Residential_2035_Technical_GWh_After Competition Groups_Heat Recovery Ventilator
Residential | Res ¦ Floor Insulation | 2035 | Technical | GWh | After Competition Groups | 48.1251 | 0 | 0 | 15294.3314 | 0.0031466 | 46 | Residential_2035_Technical_GWh_After Competition Groups_46 | Floor Insulation | 0.3147% | 0 | 48.1251 | Residential_2035_Technical_GWh_After Competition Groups_Floor Insulation
Residential | Res ¦ Central Lighting Control System | 2035 | Technical | GWh | After Competition Groups | 42.5249 | 0 | 0 | 15294.3314 | 0.0027804 | 47 | Residential_2035_Technical_GWh_After Competition Groups_47 | Central Lighting Control System | 0.278% | 0 | 42.5249 | Residential_2035_Technical_GWh_After Competition Groups_Central Lighting Control System
Residential | Res ¦ Dehumidifier Recycling | 2035 | Technical | GWh | After Competition Groups | 41.159 | 0 | 0 | 15294.3314 | 0.0026911 | 48 | Residential_2035_Technical_GWh_After Competition Groups_48 | Dehumidifier Recycling | 0.2691% | 0 | 41.159 | Residential_2035_Technical_GWh_After Competition Groups_Dehumidifier Recycling
Residential | Res ¦ LED Exterior Area Lights - LED Fixture (200W) | 2035 | Technical | GWh | After Competition Groups | 38.4602 | 0 | 0 | 15294.3314 | 0.0025147 | 49 | Residential_2035_Technical_GWh_After Competition Groups_49 | LED Exterior Area Lights - LED Fixture (200W) | 0.2515% | 0 | 38.4602 | Residential_2035_Technical_GWh_After Competition Groups_LED Exterior Area Lights - LED Fixture (200W)
Residential | Res ¦ Advanced BAS/Controllers | 2035 | Technical | GWh | After Competition Groups | 37.771 | 0 | 0 | 15294.3314 | 0.0024696 | 50 | Residential_2035_Technical_GWh_After Competition Groups_50 | Advanced BAS/Controllers | 0.247% | 0 | 37.771 | Residential_2035_Technical_GWh_After Competition Groups_Advanced BAS/Controllers
Residential | Res ¦ LED Tube Re-Lamp | 2035 | Technical | GWh | After Competition Groups | 33.1169 | 0 | 0 | 15294.3314 | 0.0021653 | 51 | Residential_2035_Technical_GWh_After Competition Groups_51 | LED Tube Re-Lamp | 0.2165% | 0 | 33.1169 | Residential_2035_Technical_GWh_After Competition Groups_LED Tube Re-Lamp
Residential | Res ¦ Minimize Hot and Warm Clothes Wash | 2035 | Technical | GWh | After Competition Groups | 33.0157 | 0 | 0 | 15294.3314 | 0.0021587 | 52 | Residential_2035_Technical_GWh_After Competition Groups_52 | Minimize Hot and Warm Clothes Wash | 0.2159% | 0 | 33.0157 | Residential_2035_Technical_GWh_After Competition Groups_Minimize Hot and Warm Clothes Wash
Residential | Res ¦ Furnace Whistle | 2035 | Technical | GWh | After Competition Groups | 32.5245 | 0 | 0 | 15294.3314 | 0.0021266 | 53 | Residential_2035_Technical_GWh_After Competition Groups_53 | Furnace Whistle | 0.2127% | 0 | 32.5245 | Residential_2035_Technical_GWh_After Competition Groups_Furnace Whistle
Residential | Res ¦ INTEGRAL LED TROFFERS | 2035 | Technical | GWh | After Competition Groups | 32.4749 | 0 | 0 | 15294.3314 | 0.0021233 | 54 | Residential_2035_Technical_GWh_After Competition Groups_54 | INTEGRAL LED TROFFERS | 0.2123% | 0 | 32.4749 | Residential_2035_Technical_GWh_After Competition Groups_INTEGRAL LED TROFFERS
Residential | Res ¦ Outside Air Economizer | 2035 | Technical | GWh | After Competition Groups | 30.6745 | 0 | 0 | 15294.3314 | 0.0020056 | 55 | Residential_2035_Technical_GWh_After Competition Groups_55 | Outside Air Economizer | 0.2006% | 0 | 30.6745 | Residential_2035_Technical_GWh_After Competition Groups_Outside Air Economizer
Residential | Res ¦ Early Hot Water Heater Replacement | 2035 | Technical | GWh | After Competition Groups | 29.4608 | 0 | 0 | 15294.3314 | 0.0019263 | 56 | Residential_2035_Technical_GWh_After Competition Groups_56 | Early Hot Water Heater Replacement | 0.1926% | 0 | 29.4608 | Residential_2035_Technical_GWh_After Competition Groups_Early Hot Water Heater Replacement
Residential | Res ¦ Energy Star Dishwasher | 2035 | Technical | GWh | After Competition Groups | 27.9264 | 0 | 0 | 15294.3314 | 0.0018259 | 57 | Residential_2035_Technical_GWh_After Competition Groups_57 | Energy Star Dishwasher | 0.1826% | 0 | 27.9264 | Residential_2035_Technical_GWh_After Competition Groups_Energy Star Dishwasher
Residential | Res ¦ Duct Insulation MF | 2035 | Technical | GWh | After Competition Groups | 26.0812 | 0 | 0 | 15294.3314 | 0.0017053 | 58 | Residential_2035_Technical_GWh_After Competition Groups_58 | Duct Insulation MF | 0.1705% | 0 | 26.0812 | Residential_2035_Technical_GWh_After Competition Groups_Duct Insulation MF
Residential | Res ¦ Energy Star Dehumidifier | 2035 | Technical | GWh | After Competition Groups | 24.1835 | 0 | 0 | 15294.3314 | 0.0015812 | 59 | Residential_2035_Technical_GWh_After Competition Groups_59 | Energy Star Dehumidifier | 0.1581% | 0 | 24.1835 | Residential_2035_Technical_GWh_After Competition Groups_Energy Star Dehumidifier
Residential | Res ¦ Central Air Conditioner Maintenance | 2035 | Technical | GWh | After Competition Groups | 24.068 | 0 | 0 | 15294.3314 | 0.0015737 | 60 | Residential_2035_Technical_GWh_After Competition Groups_60 | Central Air Conditioner Maintenance | 0.1574% | 0 | 24.068 | Residential_2035_Technical_GWh_After Competition Groups_Central Air Conditioner Maintenance
Residential | Res ¦ Drain Water Heat Recovery | 2035 | Technical | GWh | After Competition Groups | 19.7875 | 0 | 0 | 15294.3314 | 0.0012938 | 61 | Residential_2035_Technical_GWh_After Competition Groups_61 | Drain Water Heat Recovery | 0.1294% | 0 | 19.7875 | Residential_2035_Technical_GWh_After Competition Groups_Drain Water Heat Recovery
Residential | Res ¦ CO Sensors for parking garage exhaust fans | 2035 | Technical | GWh | After Competition Groups | 19.3533 | 0 | 0 | 15294.3314 | 0.0012654 | 62 | Residential_2035_Technical_GWh_After Competition Groups_62 | CO Sensors for parking garage exhaust fans | 0.1265% | 0 | 19.3533 | Residential_2035_Technical_GWh_After Competition Groups_CO Sensors for parking garage exhaust fans
Residential | Res ¦ Condensing Make Up Air Unit | 2035 | Technical | GWh | After Competition Groups | 19.2076 | 0 | 0 | 15294.3314 | 0.0012559 | 63 | Residential_2035_Technical_GWh_After Competition Groups_63 | Condensing Make Up Air Unit | 0.1256% | 0 | 19.2076 | Residential_2035_Technical_GWh_After Competition Groups_Condensing Make Up Air Unit
Residential | Res ¦ High Efficiency Chiller (avg of water and air cooled) | 2035 | Technical | GWh | After Competition Groups | 18.3154 | 0 | 0 | 15294.3314 | 0.0011975 | 64 | Residential_2035_Technical_GWh_After Competition Groups_64 | High Efficiency Chiller (avg of water and air cooled) | 0.1198% | 0 | 18.3154 | Residential_2035_Technical_GWh_After Competition Groups_High Efficiency Chiller (avg of water and air cooled)
Residential | Res ¦ Demand Control Ventilation | 2035 | Technical | GWh | After Competition Groups | 17.42 | 0 | 0 | 15294.3314 | 0.001139 | 65 | Residential_2035_Technical_GWh_After Competition Groups_65 | Demand Control Ventilation | 0.1139% | 0 | 17.42 | Residential_2035_Technical_GWh_After Competition Groups_Demand Control Ventilation
Residential | Res ¦ ENERGY STAR LED LAMPS (REFLECTOR LAMPs/MR16/PAR 16) | 2035 | Technical | GWh | After Competition Groups | 15.1829 | 0 | 0 | 15294.3314 | 0.00099271 | 66 | Residential_2035_Technical_GWh_After Competition Groups_66 | ENERGY STAR LED LAMPS (REFLECTOR LAMPs/MR16/PAR 16) | 0.09927% | 0 | 15.1829 | Residential_2035_Technical_GWh_After Competition Groups_ENERGY STAR LED LAMPS (REFLECTOR LAMPs/MR16/PAR 16)
Residential | Res ¦ Variable Frequency Drive (VFD) | 2035 | Technical | GWh | After Competition Groups | 13.7969 | 0 | 0 | 15294.3314 | 0.00090209 | 67 | Residential_2035_Technical_GWh_After Competition Groups_67 | Variable Frequency Drive (VFD) | 0.09021% | 0 | 13.7969 | Residential_2035_Technical_GWh_After Competition Groups_Variable Frequency Drive (VFD)
Residential | Res ¦ Water Heater Temperature Setback | 2035 | Technical | GWh | After Competition Groups | 10.3098 | 0 | 0 | 15294.3314 | 0.0006741 | 68 | Residential_2035_Technical_GWh_After Competition Groups_68 | Water Heater Temperature Setback | 0.06741% | 0 | 10.3098 | Residential_2035_Technical_GWh_After Competition Groups_Water Heater Temperature Setback
Residential | Res ¦ DHW Recirculation Systems | 2035 | Technical | GWh | After Competition Groups | 9.3083 | 0 | 0 | 15294.3314 | 0.00060861 | 69 | Residential_2035_Technical_GWh_After Competition Groups_69 | DHW Recirculation Systems | 0.06086% | 0 | 9.3083 | Residential_2035_Technical_GWh_After Competition Groups_DHW Recirculation Systems
Residential | Res ¦ Air Source Heat Pump Maintenance | 2035 | Technical | GWh | After Competition Groups | 8.4181 | 0 | 0 | 15294.3314 | 0.00055041 | 70 | Residential_2035_Technical_GWh_After Competition Groups_70 | Air Source Heat Pump Maintenance | 0.05504% | 0 | 8.4181 | Residential_2035_Technical_GWh_After Competition Groups_Air Source Heat Pump Maintenance
Residential | Res ¦ VFD on Pumps | 2035 | Technical | GWh | After Competition Groups | 4.2427 | 0 | 0 | 15294.3314 | 0.0002774 | 71 | Residential_2035_Technical_GWh_After Competition Groups_71 | VFD on Pumps | 0.02774% | 0 | 4.2427 | Residential_2035_Technical_GWh_After Competition Groups_VFD on Pumps
Residential | Res ¦ ENERGY STAR LED Lamps (General Service Lamps) | 2035 | Technical | GWh | After Competition Groups | 3.578 | 0 | 0 | 15294.3314 | 0.00023394 | 72 | Residential_2035_Technical_GWh_After Competition Groups_72 | ENERGY STAR LED Lamps (General Service Lamps) | 0.02339% | 0 | 3.578 | Residential_2035_Technical_GWh_After Competition Groups_ENERGY STAR LED Lamps (General Service Lamps)
Residential | Res ¦ Tankless Water Heater | 2035 | Technical | GWh | After Competition Groups | 3.5426 | 0 | 0 | 15294.3314 | 0.00023163 | 73 | Residential_2035_Technical_GWh_After Competition Groups_73 | Tankless Water Heater | 0.02316% | 0 | 3.5426 | Residential_2035_Technical_GWh_After Competition Groups_Tankless Water Heater
Residential | Res ¦ ECM MOTORS FOR HVAC APPLICATION (FAN-POWERED VAV BOX) | 2035 | Technical | GWh | After Competition Groups | 3.1219 | 0 | 0 | 15294.3314 | 0.00020412 | 74 | Residential_2035_Technical_GWh_After Competition Groups_74 | ECM MOTORS FOR HVAC APPLICATION (FAN-POWERED VAV BOX) | 0.02041% | 0 | 3.1219 | Residential_2035_Technical_GWh_After Competition Groups_ECM MOTORS FOR HVAC APPLICATION (FAN-POWERED VAV BOX)
Residential | Res ¦ HVAC Optimization | 2035 | Technical | GWh | After Competition Groups | 3.1102 | 0 | 0 | 15294.3314 | 0.00020336 | 75 | Residential_2035_Technical_GWh_After Competition Groups_75 | HVAC Optimization | 0.02034% | 0 | 3.1102 | Residential_2035_Technical_GWh_After Competition Groups_HVAC Optimization
Residential | Res ¦ Beverage Vending Machine Controls | 2035 | Technical | GWh | After Competition Groups | 2.2415 | 0 | 0 | 15294.3314 | 0.00014656 | 76 | Residential_2035_Technical_GWh_After Competition Groups_76 | Beverage Vending Machine Controls | 0.01466% | 0 | 2.2415 | Residential_2035_Technical_GWh_After Competition Groups_Beverage Vending Machine Controls
Residential | Res ¦ Wall Insulation MF | 2035 | Technical | GWh | After Competition Groups | 0.52382 | 0 | 0 | 15294.3314 | 3.4249e-05 | 77 | Residential_2035_Technical_GWh_After Competition Groups_77 | Wall Insulation MF | 0.003425% | 0 | 0.52382 | Residential_2035_Technical_GWh_After Competition Groups_Wall Insulation MF
Residential | Res ¦ Chilled Water Optimization | 2035 | Technical | GWh | After Competition Groups | 0.45669 | 0 | 0 | 15294.3314 | 2.986e-05 | 78 | Residential_2035_Technical_GWh_After Competition Groups_78 | Chilled Water Optimization | 0.002986% | 0 | 0.45669 | Residential_2035_Technical_GWh_After Competition Groups_Chilled Water Optimization
Residential | Res ¦ LED Recessed Downlights | 2035 | Technical | GWh | After Competition Groups | 0.17529 | 0 | 0 | 15294.3314 | 1.1461e-05 | 79 | Residential_2035_Technical_GWh_After Competition Groups_79 | LED Recessed Downlights | 0.001146% | 0 | 0.17529 | Residential_2035_Technical_GWh_After Competition Groups_LED Recessed Downlights
Residential | Res ¦ LED High Bay Fixture | 2035 | Technical | GWh | After Competition Groups | 0.14979 | 0 | 0 | 15294.3314 | 9.794e-06 | 80 | Residential_2035_Technical_GWh_After Competition Groups_80 | LED High Bay Fixture | 0.0009794% | 0 | 0.14979 | Residential_2035_Technical_GWh_After Competition Groups_LED High Bay Fixture
Residential | Res ¦ Solar Water Preheat (Pools/DHW) | 2035 | Technical | GWh | After Competition Groups | 0.11203 | 0 | 0 | 15294.3314 | 7.3249e-06 | 81 | Residential_2035_Technical_GWh_After Competition Groups_81 | Solar Water Preheat (Pools/DHW) | 0.0007325% | 0 | 0.11203 | Residential_2035_Technical_GWh_After Competition Groups_Solar Water Preheat (Pools/DHW)
Residential | Res ¦ Photocell Controls (Outdoor) | 2035 | Technical | GWh | After Competition Groups | 0.00018547 | 0 | 0 | 15294.3314 | 1.2127e-08 | 82 | Residential_2035_Technical_GWh_After Competition Groups_82 | Photocell Controls (Outdoor) | 1.213e-06% | 0 | 0.00018547 | Residential_2035_Technical_GWh_After Competition Groups_Photocell Controls (Outdoor)
Residential | Res ¦ Energy Star LED Bulbs General Purpose LEDs | 2036 | Economic | GWh | After Competition Groups | 1176.1014 | 0 | 0 | 8882.607 | 0.1324 | 1 | Residential_2036_Economic_GWh_After Competition Groups_1 | Energy Star LED Bulbs General Purpose LEDs | 13.24% | 0 | 1176.1014 | Residential_2036_Economic_GWh_After Competition Groups_Energy Star LED Bulbs General Purpose LEDs
Residential | Res ¦ Energy Star A Line, PAR, MR Lamps | 2036 | Economic | GWh | After Competition Groups | 991.3033 | 0 | 0 | 8882.607 | 0.1116 | 2 | Residential_2036_Economic_GWh_After Competition Groups_2 | Energy Star A Line, PAR, MR Lamps | 11.16% | 0 | 991.3033 | Residential_2036_Economic_GWh_After Competition Groups_Energy Star A Line, PAR, MR Lamps
Residential | Res ¦ Energy Star Clothes Washer | 2036 | Economic | GWh | After Competition Groups | 758.5247 | 0 | 0 | 8882.607 | 0.085394 | 3 | Residential_2036_Economic_GWh_After Competition Groups_3 | Energy Star Clothes Washer | 8.539% | 0 | 758.5247 | Residential_2036_Economic_GWh_After Competition Groups_Energy Star Clothes Washer
Residential | Res ¦ Ductless Mini-Split Heat Pump | 2036 | Economic | GWh | After Competition Groups | 750.4051 | 0 | 0 | 8882.607 | 0.08448 | 4 | Residential_2036_Economic_GWh_After Competition Groups_4 | Ductless Mini-Split Heat Pump | 8.448% | 0 | 750.4051 | Residential_2036_Economic_GWh_After Competition Groups_Ductless Mini-Split Heat Pump
Residential | Res ¦ Adaptive Thermostat | 2036 | Economic | GWh | After Competition Groups | 694.535 | 0 | 0 | 8882.607 | 0.07819 | 5 | Residential_2036_Economic_GWh_After Competition Groups_5 | Adaptive Thermostat | 7.819% | 0 | 694.535 | Residential_2036_Economic_GWh_After Competition Groups_Adaptive Thermostat
Residential | Res ¦ Air Sealing | 2036 | Economic | GWh | After Competition Groups | 446.278 | 0 | 0 | 8882.607 | 0.050242 | 6 | Residential_2036_Economic_GWh_After Competition Groups_6 | Air Sealing | 5.024% | 0 | 446.278 | Residential_2036_Economic_GWh_After Competition Groups_Air Sealing
Residential | Res ¦ Energy Star Air Source Heat Pump | 2036 | Economic | GWh | After Competition Groups | 427.4698 | 0 | 0 | 8882.607 | 0.048124 | 7 | Residential_2036_Economic_GWh_After Competition Groups_7 | Energy Star Air Source Heat Pump | 4.812% | 0 | 427.4698 | Residential_2036_Economic_GWh_After Competition Groups_Energy Star Air Source Heat Pump
Residential | Res ¦ Car Block Heater Timer | 2036 | Economic | GWh | After Competition Groups | 367.597 | 0 | 0 | 8882.607 | 0.041384 | 8 | Residential_2036_Economic_GWh_After Competition Groups_8 | Car Block Heater Timer | 4.138% | 0 | 367.597 | Residential_2036_Economic_GWh_After Competition Groups_Car Block Heater Timer
Residential | Res ¦ Variable Speed Pool Pump Motor | 2036 | Economic | GWh | After Competition Groups | 327.7346 | 0 | 0 | 8882.607 | 0.036896 | 9 | Residential_2036_Economic_GWh_After Competition Groups_9 | Variable Speed Pool Pump Motor | 3.69% | 0 | 327.7346 | Residential_2036_Economic_GWh_After Competition Groups_Variable Speed Pool Pump Motor
Residential | Res ¦ Energy Star Torchiere | 2036 | Economic | GWh | After Competition Groups | 315.6372 | 0 | 0 | 8882.607 | 0.035534 | 10 | Residential_2036_Economic_GWh_After Competition Groups_10 | Energy Star Torchiere | 3.553% | 0 | 315.6372 | Residential_2036_Economic_GWh_After Competition Groups_Energy Star Torchiere
Residential | Res ¦ Building Recommissioning, Operations and Maintenance (O&M) Improvements | 2036 | Economic | GWh | After Competition Groups | 253.9885 | 0 | 0 | 8882.607 | 0.028594 | 11 | Residential_2036_Economic_GWh_After Competition Groups_11 | Building Recommissioning, Operations and Maintenance (O&M) Improvements | 2.859% | 0 | 253.9885 | Residential_2036_Economic_GWh_After Competition Groups_Building Recommissioning, Operations and Maintenance (O&M) Improvements
Residential | Res ¦ Energy Star Clothes Dryer | 2036 | Economic | GWh | After Competition Groups | 243.3982 | 0 | 0 | 8882.607 | 0.027402 | 12 | Residential_2036_Economic_GWh_After Competition Groups_12 | Energy Star Clothes Dryer | 2.74% | 0 | 243.3982 | Residential_2036_Economic_GWh_After Competition Groups_Energy Star Clothes Dryer
Residential | Res ¦ Basement Wall Insulation | 2036 | Economic | GWh | After Competition Groups | 234.268 | 0 | 0 | 8882.607 | 0.026374 | 13 | Residential_2036_Economic_GWh_After Competition Groups_13 | Basement Wall Insulation | 2.637% | 0 | 234.268 | Residential_2036_Economic_GWh_After Competition Groups_Basement Wall Insulation
Residential | Res ¦ Smart Burners | 2036 | Economic | GWh | After Competition Groups | 221.7904 | 0 | 0 | 8882.607 | 0.024969 | 14 | Residential_2036_Economic_GWh_After Competition Groups_14 | Smart Burners | 2.497% | 0 | 221.7904 | Residential_2036_Economic_GWh_After Competition Groups_Smart Burners
Residential | Res ¦ Attic Insulation | 2036 | Economic | GWh | After Competition Groups | 180.7227 | 0 | 0 | 8882.607 | 0.020346 | 15 | Residential_2036_Economic_GWh_After Competition Groups_15 | Attic Insulation | 2.035% | 0 | 180.7227 | Residential_2036_Economic_GWh_After Competition Groups_Attic Insulation
Residential | Res ¦ Energy Star Room Air Conditioner | 2036 | Economic | GWh | After Competition Groups | 135.0016 | 0 | 0 | 8882.607 | 0.015198 | 16 | Residential_2036_Economic_GWh_After Competition Groups_16 | Energy Star Room Air Conditioner | 1.52% | 0 | 135.0016 | Residential_2036_Economic_GWh_After Competition Groups_Energy Star Room Air Conditioner
Residential | Res ¦ Energy Star Light Fixture | 2036 | Economic | GWh | After Competition Groups | 134.2047 | 0 | 0 | 8882.607 | 0.015109 | 17 | Residential_2036_Economic_GWh_After Competition Groups_17 | Energy Star Light Fixture | 1.511% | 0 | 134.2047 | Residential_2036_Economic_GWh_After Competition Groups_Energy Star Light Fixture
Residential | Res ¦ Comprehensive Draft Proofing | 2036 | Economic | GWh | After Competition Groups | 129.1817 | 0 | 0 | 8882.607 | 0.014543 | 18 | Residential_2036_Economic_GWh_After Competition Groups_18 | Comprehensive Draft Proofing | 1.454% | 0 | 129.1817 | Residential_2036_Economic_GWh_After Competition Groups_Comprehensive Draft Proofing
Residential | Res ¦ LED Parking Lot Fixture | 2036 | Economic | GWh | After Competition Groups | 81.7062 | 0 | 0 | 8882.607 | 0.0091985 | 19 | Residential_2036_Economic_GWh_After Competition Groups_19 | LED Parking Lot Fixture | 0.9198% | 0 | 81.7062 | Residential_2036_Economic_GWh_After Competition Groups_LED Parking Lot Fixture
Residential | Res ¦ Heavy Duty Outdoor/Holiday Plug-in Timers | 2036 | Economic | GWh | After Competition Groups | 77.6809 | 0 | 0 | 8882.607 | 0.0087453 | 20 | Residential_2036_Economic_GWh_After Competition Groups_20 | Heavy Duty Outdoor/Holiday Plug-in Timers | 0.8745% | 0 | 77.6809 | Residential_2036_Economic_GWh_After Competition Groups_Heavy Duty Outdoor/Holiday Plug-in Timers
Residential | Res ¦ Refrigerator Recycling | 2036 | Economic | GWh | After Competition Groups | 66.579 | 0 | 0 | 8882.607 | 0.0074954 | 21 | Residential_2036_Economic_GWh_After Competition Groups_21 | Refrigerator Recycling | 0.7495% | 0 | 66.579 | Residential_2036_Economic_GWh_After Competition Groups_Refrigerator Recycling
Residential | Res ¦ Clothes Drying Racks | 2036 | Economic | GWh | After Competition Groups | 60.7962 | 0 | 0 | 8882.607 | 0.0068444 | 22 | Residential_2036_Economic_GWh_After Competition Groups_22 | Clothes Drying Racks | 0.6844% | 0 | 60.7962 | Residential_2036_Economic_GWh_After Competition Groups_Clothes Drying Racks
Residential | Res ¦ Freezer Recycling | 2036 | Economic | GWh | After Competition Groups | 58.4189 | 0 | 0 | 8882.607 | 0.0065768 | 23 | Residential_2036_Economic_GWh_After Competition Groups_23 | Freezer Recycling | 0.6577% | 0 | 58.4189 | Residential_2036_Economic_GWh_After Competition Groups_Freezer Recycling
Residential | Res ¦ Occupancy Sensors MF | 2036 | Economic | GWh | After Competition Groups | 57.2314 | 0 | 0 | 8882.607 | 0.0064431 | 24 | Residential_2036_Economic_GWh_After Competition Groups_24 | Occupancy Sensors MF | 0.6443% | 0 | 57.2314 | Residential_2036_Economic_GWh_After Competition Groups_Occupancy Sensors MF
Residential | Res ¦ Energy Star Freezer | 2036 | Economic | GWh | After Competition Groups | 56.6072 | 0 | 0 | 8882.607 | 0.0063728 | 25 | Residential_2036_Economic_GWh_After Competition Groups_25 | Energy Star Freezer | 0.6373% | 0 | 56.6072 | Residential_2036_Economic_GWh_After Competition Groups_Energy Star Freezer
Residential | Res ¦ Home Energy Reports | 2036 | Economic | GWh | After Competition Groups | 56.2928 | 0 | 0 | 8882.607 | 0.0063374 | 26 | Residential_2036_Economic_GWh_After Competition Groups_26 | Home Energy Reports | 0.6337% | 0 | 56.2928 | Residential_2036_Economic_GWh_After Competition Groups_Home Energy Reports
Residential | Res ¦ Duct Insulation | 2036 | Economic | GWh | After Competition Groups | 54.8073 | 0 | 0 | 8882.607 | 0.0061702 | 27 | Residential_2036_Economic_GWh_After Competition Groups_27 | Duct Insulation | 0.617% | 0 | 54.8073 | Residential_2036_Economic_GWh_After Competition Groups_Duct Insulation
Residential | Res ¦ Heat Recovery Ventilator | 2036 | Economic | GWh | After Competition Groups | 50.8038 | 0 | 0 | 8882.607 | 0.0057195 | 28 | Residential_2036_Economic_GWh_After Competition Groups_28 | Heat Recovery Ventilator | 0.5719% | 0 | 50.8038 | Residential_2036_Economic_GWh_After Competition Groups_Heat Recovery Ventilator
Residential | Res ¦ Floor Insulation | 2036 | Economic | GWh | After Competition Groups | 47.3648 | 0 | 0 | 8882.607 | 0.0053323 | 29 | Residential_2036_Economic_GWh_After Competition Groups_29 | Floor Insulation | 0.5332% | 0 | 47.3648 | Residential_2036_Economic_GWh_After Competition Groups_Floor Insulation
Residential | Res ¦ LED Exterior Area Lights - LED Fixture (200W) | 2036 | Economic | GWh | After Competition Groups | 38.455 | 0 | 0 | 8882.607 | 0.0043293 | 30 | Residential_2036_Economic_GWh_After Competition Groups_30 | LED Exterior Area Lights - LED Fixture (200W) | 0.4329% | 0 | 38.455 | Residential_2036_Economic_GWh_After Competition Groups_LED Exterior Area Lights - LED Fixture (200W)
Residential | Res ¦ Advanced BAS/Controllers | 2036 | Economic | GWh | After Competition Groups | 37.1742 | 0 | 0 | 8882.607 | 0.0041851 | 31 | Residential_2036_Economic_GWh_After Competition Groups_31 | Advanced BAS/Controllers | 0.4185% | 0 | 37.1742 | Residential_2036_Economic_GWh_After Competition Groups_Advanced BAS/Controllers
Residential | Res ¦ Tankless Water Heater | 2036 | Economic | GWh | After Competition Groups | 35.5317 | 0 | 0 | 8882.607 | 0.0040001 | 32 | Residential_2036_Economic_GWh_After Competition Groups_32 | Tankless Water Heater | 0.4% | 0 | 35.5317 | Residential_2036_Economic_GWh_After Competition Groups_Tankless Water Heater
Residential | Res ¦ LED Tube Re-Lamp | 2036 | Economic | GWh | After Competition Groups | 33.6098 | 0 | 0 | 8882.607 | 0.0037838 | 33 | Residential_2036_Economic_GWh_After Competition Groups_33 | LED Tube Re-Lamp | 0.3784% | 0 | 33.6098 | Residential_2036_Economic_GWh_After Competition Groups_LED Tube Re-Lamp
Residential | Res ¦ Minimize Hot and Warm Clothes Wash | 2036 | Economic | GWh | After Competition Groups | 32.4941 | 0 | 0 | 8882.607 | 0.0036582 | 34 | Residential_2036_Economic_GWh_After Competition Groups_34 | Minimize Hot and Warm Clothes Wash | 0.3658% | 0 | 32.4941 | Residential_2036_Economic_GWh_After Competition Groups_Minimize Hot and Warm Clothes Wash
Residential | Res ¦ Furnace Whistle | 2036 | Economic | GWh | After Competition Groups | 32.0106 | 0 | 0 | 8882.607 | 0.0036037 | 35 | Residential_2036_Economic_GWh_After Competition Groups_35 | Furnace Whistle | 0.3604% | 0 | 32.0106 | Residential_2036_Economic_GWh_After Competition Groups_Furnace Whistle
Residential | Res ¦ Outside Air Economizer | 2036 | Economic | GWh | After Competition Groups | 30.9493 | 0 | 0 | 8882.607 | 0.0034843 | 36 | Residential_2036_Economic_GWh_After Competition Groups_36 | Outside Air Economizer | 0.3484% | 0 | 30.9493 | Residential_2036_Economic_GWh_After Competition Groups_Outside Air Economizer
Residential | Res ¦ Duct Insulation MF | 2036 | Economic | GWh | After Competition Groups | 25.1692 | 0 | 0 | 8882.607 | 0.0028335 | 37 | Residential_2036_Economic_GWh_After Competition Groups_37 | Duct Insulation MF | 0.2834% | 0 | 25.1692 | Residential_2036_Economic_GWh_After Competition Groups_Duct Insulation MF
Residential | Res ¦ Energy Star Dehumidifier | 2036 | Economic | GWh | After Competition Groups | 23.8014 | 0 | 0 | 8882.607 | 0.0026796 | 38 | Residential_2036_Economic_GWh_After Competition Groups_38 | Energy Star Dehumidifier | 0.268% | 0 | 23.8014 | Residential_2036_Economic_GWh_After Competition Groups_Energy Star Dehumidifier
Residential | Res ¦ Condensing Make Up Air Unit | 2036 | Economic | GWh | After Competition Groups | 19.9841 | 0 | 0 | 8882.607 | 0.0022498 | 39 | Residential_2036_Economic_GWh_After Competition Groups_39 | Condensing Make Up Air Unit | 0.225% | 0 | 19.9841 | Residential_2036_Economic_GWh_After Competition Groups_Condensing Make Up Air Unit
Residential | Res ¦ CO Sensors for parking garage exhaust fans | 2036 | Economic | GWh | After Competition Groups | 19.5266 | 0 | 0 | 8882.607 | 0.0021983 | 40 | Residential_2036_Economic_GWh_After Competition Groups_40 | CO Sensors for parking garage exhaust fans | 0.2198% | 0 | 19.5266 | Residential_2036_Economic_GWh_After Competition Groups_CO Sensors for parking garage exhaust fans
Residential | Res ¦ High Efficiency Chiller (avg of water and air cooled) | 2036 | Economic | GWh | After Competition Groups | 19.0911 | 0 | 0 | 8882.607 | 0.0021493 | 41 | Residential_2036_Economic_GWh_After Competition Groups_41 | High Efficiency Chiller (avg of water and air cooled) | 0.2149% | 0 | 19.0911 | Residential_2036_Economic_GWh_After Competition Groups_High Efficiency Chiller (avg of water and air cooled)
Residential | Res ¦ Demand Control Ventilation | 2036 | Economic | GWh | After Competition Groups | 17.1448 | 0 | 0 | 8882.607 | 0.0019302 | 42 | Residential_2036_Economic_GWh_After Competition Groups_42 | Demand Control Ventilation | 0.193% | 0 | 17.1448 | Residential_2036_Economic_GWh_After Competition Groups_Demand Control Ventilation
Residential | Res ¦ ENERGY STAR LED LAMPS (REFLECTOR LAMPs/MR16/PAR 16) | 2036 | Economic | GWh | After Competition Groups | 15.1599 | 0 | 0 | 8882.607 | 0.0017067 | 43 | Residential_2036_Economic_GWh_After Competition Groups_43 | ENERGY STAR LED LAMPS (REFLECTOR LAMPs/MR16/PAR 16) | 0.1707% | 0 | 15.1599 | Residential_2036_Economic_GWh_After Competition Groups_ENERGY STAR LED LAMPS (REFLECTOR LAMPs/MR16/PAR 16)
Residential | Res ¦ Variable Frequency Drive (VFD) | 2036 | Economic | GWh | After Competition Groups | 13.5789 | 0 | 0 | 8882.607 | 0.0015287 | 44 | Residential_2036_Economic_GWh_After Competition Groups_44 | Variable Frequency Drive (VFD) | 0.1529% | 0 | 13.5789 | Residential_2036_Economic_GWh_After Competition Groups_Variable Frequency Drive (VFD)
Residential | Res ¦ Water Heater Temperature Setback | 2036 | Economic | GWh | After Competition Groups | 10.147 | 0 | 0 | 8882.607 | 0.0011423 | 45 | Residential_2036_Economic_GWh_After Competition Groups_45 | Water Heater Temperature Setback | 0.1142% | 0 | 10.147 | Residential_2036_Economic_GWh_After Competition Groups_Water Heater Temperature Setback
Residential | Res ¦ Wall Insulation | 2036 | Economic | GWh | After Competition Groups | 5.7655 | 0 | 0 | 8882.607 | 0.00064908 | 46 | Residential_2036_Economic_GWh_After Competition Groups_46 | Wall Insulation | 0.06491% | 0 | 5.7655 | Residential_2036_Economic_GWh_After Competition Groups_Wall Insulation
Residential | Res ¦ VFD on Pumps | 2036 | Economic | GWh | After Competition Groups | 4.1757 | 0 | 0 | 8882.607 | 0.00047009 | 47 | Residential_2036_Economic_GWh_After Competition Groups_47 | VFD on Pumps | 0.04701% | 0 | 4.1757 | Residential_2036_Economic_GWh_After Competition Groups_VFD on Pumps
Residential | Res ¦ ENERGY STAR LED Lamps (General Service Lamps) | 2036 | Economic | GWh | After Competition Groups | 3.5736 | 0 | 0 | 8882.607 | 0.00040231 | 48 | Residential_2036_Economic_GWh_After Competition Groups_48 | ENERGY STAR LED Lamps (General Service Lamps) | 0.04023% | 0 | 3.5736 | Residential_2036_Economic_GWh_After Competition Groups_ENERGY STAR LED Lamps (General Service Lamps)
Residential | Res ¦ ECM MOTORS FOR HVAC APPLICATION (FAN-POWERED VAV BOX) | 2036 | Economic | GWh | After Competition Groups | 3.1498 | 0 | 0 | 8882.607 | 0.0003546 | 49 | Residential_2036_Economic_GWh_After Competition Groups_49 | ECM MOTORS FOR HVAC APPLICATION (FAN-POWERED VAV BOX) | 0.03546% | 0 | 3.1498 | Residential_2036_Economic_GWh_After Competition Groups_ECM MOTORS FOR HVAC APPLICATION (FAN-POWERED VAV BOX)
Residential | Res ¦ LED Downlight | 2036 | Economic | GWh | After Competition Groups | 2.7666 | 0 | 0 | 8882.607 | 0.00031146 | 50 | Residential_2036_Economic_GWh_After Competition Groups_50 | LED Downlight | 0.03115% | 0 | 2.7666 | Residential_2036_Economic_GWh_After Competition Groups_LED Downlight
Residential | Res ¦ Beverage Vending Machine Controls | 2036 | Economic | GWh | After Competition Groups | 2.2574 | 0 | 0 | 8882.607 | 0.00025414 | 51 | Residential_2036_Economic_GWh_After Competition Groups_51 | Beverage Vending Machine Controls | 0.02541% | 0 | 2.2574 | Residential_2036_Economic_GWh_After Competition Groups_Beverage Vending Machine Controls
Residential | Res ¦ Chilled Water Optimization | 2036 | Economic | GWh | After Competition Groups | 0.47472 | 0 | 0 | 8882.607 | 5.3444e-05 | 52 | Residential_2036_Economic_GWh_After Competition Groups_52 | Chilled Water Optimization | 0.005344% | 0 | 0.47472 | Residential_2036_Economic_GWh_After Competition Groups_Chilled Water Optimization
Residential | Res ¦ LED High Bay Fixture | 2036 | Economic | GWh | After Competition Groups | 0.14443 | 0 | 0 | 8882.607 | 1.626e-05 | 53 | Residential_2036_Economic_GWh_After Competition Groups_53 | LED High Bay Fixture | 0.001626% | 0 | 0.14443 | Residential_2036_Economic_GWh_After Competition Groups_LED High Bay Fixture
Residential | Res ¦ Wall Insulation MF | 2036 | Economic | GWh | After Competition Groups | 0.041263 | 0 | 0 | 8882.607 | 4.6454e-06 | 54 | Residential_2036_Economic_GWh_After Competition Groups_54 | Wall Insulation MF | 0.0004645% | 0 | 0.041263 | Residential_2036_Economic_GWh_After Competition Groups_Wall Insulation MF
Residential | Res ¦ Smart Power Bar | 2036 | Economic | GWh | After Competition Groups | 0 | 0 | 0 | 8882.607 | 0 | 55 | Residential_2036_Economic_GWh_After Competition Groups_55 | Smart Power Bar | 0% | 0 | 0 | Residential_2036_Economic_GWh_After Competition Groups_Smart Power Bar
Residential | Res ¦ Energy Star LED Specialty Bulbs | 2036 | SC A | GWh | After Competition Groups | 607.6996 | 29190.4324 | 0.02919 | 4282.7165 | 0.1419 | 1 | Residential_2036_SC A_GWh_After Competition Groups_1 | Energy Star LED Specialty Bulbs | 14.19% | 0.02919 | 607.6996 | Residential_2036_SC A_GWh_After Competition Groups_Energy Star LED Specialty Bulbs
Residential | Res ¦ Energy Star Clothes Washer | 2036 | SC A | GWh | After Competition Groups | 435.718 | 5685699.3123 | 5.6857 | 4282.7165 | 0.10174 | 2 | Residential_2036_SC A_GWh_After Competition Groups_2 | Energy Star Clothes Washer | 10.17% | 5.6857 | 435.718 | Residential_2036_SC A_GWh_After Competition Groups_Energy Star Clothes Washer
Residential | Res ¦ Ductless Mini-Split Heat Pump | 2036 | SC A | GWh | After Competition Groups | 420.0304 | 5432623.1429 | 5.4326 | 4282.7165 | 0.098076 | 3 | Residential_2036_SC A_GWh_After Competition Groups_3 | Ductless Mini-Split Heat Pump | 9.808% | 5.4326 | 420.0304 | Residential_2036_SC A_GWh_After Competition Groups_Ductless Mini-Split Heat Pump
Residential | Res ¦ Energy Star A Line, PAR, MR Lamps | 2036 | SC A | GWh | After Competition Groups | 301.2009 | 21611.5713 | 0.021612 | 4282.7165 | 0.070329 | 4 | Residential_2036_SC A_GWh_After Competition Groups_4 | Energy Star A Line, PAR, MR Lamps | 7.033% | 0.021612 | 301.2009 | Residential_2036_SC A_GWh_After Competition Groups_Energy Star A Line, PAR, MR Lamps
Residential | Res ¦ Car Block Heater Timer | 2036 | SC A | GWh | After Competition Groups | 282.3963 | 375431.2821 | 0.37543 | 4282.7165 | 0.065939 | 5 | Residential_2036_SC A_GWh_After Competition Groups_5 | Car Block Heater Timer | 6.594% | 0.37543 | 282.3963 | Residential_2036_SC A_GWh_After Competition Groups_Car Block Heater Timer
Residential | Res ¦ Energy Star LED Bulbs General Purpose LEDs | 2036 | SC A | GWh | After Competition Groups | 245.4423 | 0 | 0 | 4282.7165 | 0.05731 | 6 | Residential_2036_SC A_GWh_After Competition Groups_6 | Energy Star LED Bulbs General Purpose LEDs | 5.731% | 0 | 245.4423 | Residential_2036_SC A_GWh_After Competition Groups_Energy Star LED Bulbs General Purpose LEDs
Residential | Res ¦ Building Recommissioning, Operations and Maintenance (O&M) Improvements | 2036 | SC A | GWh | After Competition Groups | 221.327 | 138256.3203 | 0.13826 | 4282.7165 | 0.051679 | 7 | Residential_2036_SC A_GWh_After Competition Groups_7 | Building Recommissioning, Operations and Maintenance (O&M) Improvements | 5.168% | 0.13826 | 221.327 | Residential_2036_SC A_GWh_After Competition Groups_Building Recommissioning, Operations and Maintenance (O&M) Improvements
Residential | Res ¦ Variable Speed Pool Pump Motor | 2036 | SC A | GWh | After Competition Groups | 219.5708 | 3495120.2996 | 3.4951 | 4282.7165 | 0.051269 | 8 | Residential_2036_SC A_GWh_After Competition Groups_8 | Variable Speed Pool Pump Motor | 5.127% | 3.4951 | 219.5708 | Residential_2036_SC A_GWh_After Competition Groups_Variable Speed Pool Pump Motor
Residential | Res ¦ Energy Star Torchiere | 2036 | SC A | GWh | After Competition Groups | 176.8897 | 1609271.1169 | 1.6093 | 4282.7165 | 0.041303 | 9 | Residential_2036_SC A_GWh_After Competition Groups_9 | Energy Star Torchiere | 4.13% | 1.6093 | 176.8897 | Residential_2036_SC A_GWh_After Competition Groups_Energy Star Torchiere
Residential | Res ¦ Adaptive Thermostat | 2036 | SC A | GWh | After Competition Groups | 136.6893 | 504670.336 | 0.50467 | 4282.7165 | 0.031917 | 10 | Residential_2036_SC A_GWh_After Competition Groups_10 | Adaptive Thermostat | 3.192% | 0.50467 | 136.6893 | Residential_2036_SC A_GWh_After Competition Groups_Adaptive Thermostat
Residential | Res ¦ Energy Star Air Source Heat Pump | 2036 | SC A | GWh | After Competition Groups | 119.4647 | 3454369.3486 | 3.4544 | 4282.7165 | 0.027895 | 11 | Residential_2036_SC A_GWh_After Competition Groups_11 | Energy Star Air Source Heat Pump | 2.789% | 3.4544 | 119.4647 | Residential_2036_SC A_GWh_After Competition Groups_Energy Star Air Source Heat Pump
Residential | Res ¦ Comprehensive Draft Proofing | 2036 | SC A | GWh | After Competition Groups | 108.4437 | 0 | 0 | 4282.7165 | 0.025321 | 12 | Residential_2036_SC A_GWh_After Competition Groups_12 | Comprehensive Draft Proofing | 2.532% | 0 | 108.4437 | Residential_2036_SC A_GWh_After Competition Groups_Comprehensive Draft Proofing
Residential | Res ¦ Air Sealing | 2036 | SC A | GWh | After Competition Groups | 105.4238 | 2551781.4525 | 2.5518 | 4282.7165 | 0.024616 | 13 | Residential_2036_SC A_GWh_After Competition Groups_13 | Air Sealing | 2.462% | 2.5518 | 105.4238 | Residential_2036_SC A_GWh_After Competition Groups_Air Sealing
Residential | Res ¦ Basement Wall Insulation | 2036 | SC A | GWh | After Competition Groups | 104.4136 | 3186431.6324 | 3.1864 | 4282.7165 | 0.02438 | 14 | Residential_2036_SC A_GWh_After Competition Groups_14 | Basement Wall Insulation | 2.438% | 3.1864 | 104.4136 | Residential_2036_SC A_GWh_After Competition Groups_Basement Wall Insulation
Residential | Res ¦ LED Parking Lot Fixture | 2036 | SC A | GWh | After Competition Groups | 84.9544 | 0 | 0 | 4282.7165 | 0.019837 | 15 | Residential_2036_SC A_GWh_After Competition Groups_15 | LED Parking Lot Fixture | 1.984% | 0 | 84.9544 | Residential_2036_SC A_GWh_After Competition Groups_LED Parking Lot Fixture
Residential | Res ¦ Energy Star Clothes Dryer | 2036 | SC A | GWh | After Competition Groups | 68.3706 | 1314222.5007 | 1.3142 | 4282.7165 | 0.015964 | 16 | Residential_2036_SC A_GWh_After Competition Groups_16 | Energy Star Clothes Dryer | 1.596% | 1.3142 | 68.3706 | Residential_2036_SC A_GWh_After Competition Groups_Energy Star Clothes Dryer
Residential | Res ¦ Occupancy Sensors MF | 2036 | SC A | GWh | After Competition Groups | 60.8258 | 17006.4425 | 0.017006 | 4282.7165 | 0.014203 | 17 | Residential_2036_SC A_GWh_After Competition Groups_17 | Occupancy Sensors MF | 1.42% | 0.017006 | 60.8258 | Residential_2036_SC A_GWh_After Competition Groups_Occupancy Sensors MF
Residential | Res ¦ Energy Star Light Fixture | 2036 | SC A | GWh | After Competition Groups | 59.7176 | 888164.7093 | 0.88816 | 4282.7165 | 0.013944 | 18 | Residential_2036_SC A_GWh_After Competition Groups_18 | Energy Star Light Fixture | 1.394% | 0.88816 | 59.7176 | Residential_2036_SC A_GWh_After Competition Groups_Energy Star Light Fixture
Residential | Res ¦ Refrigerator Recycling | 2036 | SC A | GWh | After Competition Groups | 44.5545 | 884196.1485 | 0.8842 | 4282.7165 | 0.010403 | 19 | Residential_2036_SC A_GWh_After Competition Groups_19 | Refrigerator Recycling | 1.04% | 0.8842 | 44.5545 | Residential_2036_SC A_GWh_After Competition Groups_Refrigerator Recycling
Residential | Res ¦ LED Exterior Area Lights - LED Fixture (200W) | 2036 | SC A | GWh | After Competition Groups | 40.8674 | 155231.2884 | 0.15523 | 4282.7165 | 0.0095424 | 20 | Residential_2036_SC A_GWh_After Competition Groups_20 | LED Exterior Area Lights - LED Fixture (200W) | 0.9542% | 0.15523 | 40.8674 | Residential_2036_SC A_GWh_After Competition Groups_LED Exterior Area Lights - LED Fixture (200W)
Residential | Res ¦ Home Energy Reports | 2036 | SC A | GWh | After Competition Groups | 39.3125 | 2388289.6662 | 2.3883 | 4282.7165 | 0.0091793 | 21 | Residential_2036_SC A_GWh_After Competition Groups_21 | Home Energy Reports | 0.9179% | 2.3883 | 39.3125 | Residential_2036_SC A_GWh_After Competition Groups_Home Energy Reports
Residential | Res ¦ Smart Burners | 2036 | SC A | GWh | After Competition Groups | 37.2286 | 2989471.179 | 2.9895 | 4282.7165 | 0.0086928 | 22 | Residential_2036_SC A_GWh_After Competition Groups_22 | Smart Burners | 0.8693% | 2.9895 | 37.2286 | Residential_2036_SC A_GWh_After Competition Groups_Smart Burners
Residential | Res ¦ Energy Star Room Air Conditioner | 2036 | SC A | GWh | After Competition Groups | 35.7874 | 662318.2208 | 0.66232 | 4282.7165 | 0.0083562 | 23 | Residential_2036_SC A_GWh_After Competition Groups_23 | Energy Star Room Air Conditioner | 0.8356% | 0.66232 | 35.7874 | Residential_2036_SC A_GWh_After Competition Groups_Energy Star Room Air Conditioner
Residential | Res ¦ Energy Star Freezer | 2036 | SC A | GWh | After Competition Groups | 32.0239 | 589470.9414 | 0.58947 | 4282.7165 | 0.0074775 | 24 | Residential_2036_SC A_GWh_After Competition Groups_24 | Energy Star Freezer | 0.7477% | 0.58947 | 32.0239 | Residential_2036_SC A_GWh_After Competition Groups_Energy Star Freezer
Residential | Res ¦ Attic Insulation | 2036 | SC A | GWh | After Competition Groups | 31.2925 | 1004527.9791 | 1.0045 | 4282.7165 | 0.0073067 | 25 | Residential_2036_SC A_GWh_After Competition Groups_25 | Attic Insulation | 0.7307% | 1.0045 | 31.2925 | Residential_2036_SC A_GWh_After Competition Groups_Attic Insulation
Residential | Res ¦ LED Tube Re-Lamp | 2036 | SC A | GWh | After Competition Groups | 29.0227 | 126135.9844 | 0.12614 | 4282.7165 | 0.0067767 | 26 | Residential_2036_SC A_GWh_After Competition Groups_26 | LED Tube Re-Lamp | 0.6777% | 0.12614 | 29.0227 | Residential_2036_SC A_GWh_After Competition Groups_LED Tube Re-Lamp
Residential | Res ¦ Outside Air Economizer | 2036 | SC A | GWh | After Competition Groups | 28.2849 | 183642.6497 | 0.18364 | 4282.7165 | 0.0066044 | 27 | Residential_2036_SC A_GWh_After Competition Groups_27 | Outside Air Economizer | 0.6604% | 0.18364 | 28.2849 | Residential_2036_SC A_GWh_After Competition Groups_Outside Air Economizer
Residential | Res ¦ Furnace Whistle | 2036 | SC A | GWh | After Competition Groups | 28.0243 | 27030.319 | 0.02703 | 4282.7165 | 0.0065436 | 28 | Residential_2036_SC A_GWh_After Competition Groups_28 | Furnace Whistle | 0.6544% | 0.02703 | 28.0243 | Residential_2036_SC A_GWh_After Competition Groups_Furnace Whistle
Residential | Res ¦ Minimize Hot and Warm Clothes Wash | 2036 | SC A | GWh | After Competition Groups | 23.6065 | 0 | 0 | 4282.7165 | 0.005512 | 29 | Residential_2036_SC A_GWh_After Competition Groups_29 | Minimize Hot and Warm Clothes Wash | 0.5512% | 0 | 23.6065 | Residential_2036_SC A_GWh_After Competition Groups_Minimize Hot and Warm Clothes Wash
Residential | Res ¦ Advanced BAS/Controllers | 2036 | SC A | GWh | After Competition Groups | 23.1977 | 516578.5097 | 0.51658 | 4282.7165 | 0.0054166 | 30 | Residential_2036_SC A_GWh_After Competition Groups_30 | Advanced BAS/Controllers | 0.5417% | 0.51658 | 23.1977 | Residential_2036_SC A_GWh_After Competition Groups_Advanced BAS/Controllers
Residential | Res ¦ LED Downlight | 2036 | SC A | GWh | After Competition Groups | 16.9932 | 1042651.9508 | 1.0427 | 4282.7165 | 0.0039679 | 31 | Residential_2036_SC A_GWh_After Competition Groups_31 | LED Downlight | 0.3968% | 1.0427 | 16.9932 | Residential_2036_SC A_GWh_After Competition Groups_LED Downlight
Residential | Res ¦ High Efficiency Chiller (avg of water and air cooled) | 2036 | SC A | GWh | After Competition Groups | 16.9565 | 153428.7323 | 0.15343 | 4282.7165 | 0.0039593 | 32 | Residential_2036_SC A_GWh_After Competition Groups_32 | High Efficiency Chiller (avg of water and air cooled) | 0.3959% | 0.15343 | 16.9565 | Residential_2036_SC A_GWh_After Competition Groups_High Efficiency Chiller (avg of water and air cooled)
Residential | Res ¦ ENERGY STAR LED LAMPS (REFLECTOR LAMPs/MR16/PAR 16) | 2036 | SC A | GWh | After Competition Groups | 16.664 | 27543.2263 | 0.027543 | 4282.7165 | 0.003891 | 33 | Residential_2036_SC A_GWh_After Competition Groups_33 | ENERGY STAR LED LAMPS (REFLECTOR LAMPs/MR16/PAR 16) | 0.3891% | 0.027543 | 16.664 | Residential_2036_SC A_GWh_After Competition Groups_ENERGY STAR LED LAMPS (REFLECTOR LAMPs/MR16/PAR 16)
Residential | Res ¦ Variable Frequency Drive (VFD) | 2036 | SC A | GWh | After Competition Groups | 11.8879 | 164109.8013 | 0.16411 | 4282.7165 | 0.0027758 | 34 | Residential_2036_SC A_GWh_After Competition Groups_34 | Variable Frequency Drive (VFD) | 0.2776% | 0.16411 | 11.8879 | Residential_2036_SC A_GWh_After Competition Groups_Variable Frequency Drive (VFD)
Residential | Res ¦ CO Sensors for parking garage exhaust fans | 2036 | SC A | GWh | After Competition Groups | 10.783 | 247166.3391 | 0.24717 | 4282.7165 | 0.0025178 | 35 | Residential_2036_SC A_GWh_After Competition Groups_35 | CO Sensors for parking garage exhaust fans | 0.2518% | 0.24717 | 10.783 | Residential_2036_SC A_GWh_After Competition Groups_CO Sensors for parking garage exhaust fans
Residential | Res ¦ Water Heater Temperature Setback | 2036 | SC A | GWh | After Competition Groups | 8.8439 | 26328.8124 | 0.026329 | 4282.7165 | 0.002065 | 36 | Residential_2036_SC A_GWh_After Competition Groups_36 | Water Heater Temperature Setback | 0.2065% | 0.026329 | 8.8439 | Residential_2036_SC A_GWh_After Competition Groups_Water Heater Temperature Setback
Residential | Res ¦ Tankless Water Heater | 2036 | SC A | GWh | After Competition Groups | 8.4295 | 286407.392 | 0.28641 | 4282.7165 | 0.0019683 | 37 | Residential_2036_SC A_GWh_After Competition Groups_37 | Tankless Water Heater | 0.1968% | 0.28641 | 8.4295 | Residential_2036_SC A_GWh_After Competition Groups_Tankless Water Heater
Residential | Res ¦ Demand Control Ventilation | 2036 | SC A | GWh | After Competition Groups | 8.0972 | 0 | 0 | 4282.7165 | 0.0018907 | 38 | Residential_2036_SC A_GWh_After Competition Groups_38 | Demand Control Ventilation | 0.1891% | 0 | 8.0972 | Residential_2036_SC A_GWh_After Competition Groups_Demand Control Ventilation
Residential | Res ¦ Condensing Make Up Air Unit | 2036 | SC A | GWh | After Competition Groups | 4.3995 | 133932.5495 | 0.13393 | 4282.7165 | 0.0010273 | 39 | Residential_2036_SC A_GWh_After Competition Groups_39 | Condensing Make Up Air Unit | 0.1027% | 0.13393 | 4.3995 | Residential_2036_SC A_GWh_After Competition Groups_Condensing Make Up Air Unit
Residential | Res ¦ Energy Star Dehumidifier | 2036 | SC A | GWh | After Competition Groups | 3.6996 | 127015.9134 | 0.12702 | 4282.7165 | 0.00086385 | 40 | Residential_2036_SC A_GWh_After Competition Groups_40 | Energy Star Dehumidifier | 0.08638% | 0.12702 | 3.6996 | Residential_2036_SC A_GWh_After Competition Groups_Energy Star Dehumidifier
Residential | Res ¦ Clothes Drying Racks | 2036 | SC A | GWh | After Competition Groups | 3.6895 | 0 | 0 | 4282.7165 | 0.00086148 | 41 | Residential_2036_SC A_GWh_After Competition Groups_41 | Clothes Drying Racks | 0.08615% | 0 | 3.6895 | Residential_2036_SC A_GWh_After Competition Groups_Clothes Drying Racks
Residential | Res ¦ ENERGY STAR LED Lamps (General Service Lamps) | 2036 | SC A | GWh | After Competition Groups | 3.6729 | 7479.4278 | 0.0074794 | 4282.7165 | 0.00085761 | 42 | Residential_2036_SC A_GWh_After Competition Groups_42 | ENERGY STAR LED Lamps (General Service Lamps) | 0.08576% | 0.0074794 | 3.6729 | Residential_2036_SC A_GWh_After Competition Groups_ENERGY STAR LED Lamps (General Service Lamps)
Residential | Res ¦ VFD on Pumps | 2036 | SC A | GWh | After Competition Groups | 3.4844 | 59070.5459 | 0.059071 | 4282.7165 | 0.0008136 | 43 | Residential_2036_SC A_GWh_After Competition Groups_43 | VFD on Pumps | 0.08136% | 0.059071 | 3.4844 | Residential_2036_SC A_GWh_After Competition Groups_VFD on Pumps
Residential | Res ¦ Heavy Duty Outdoor/Holiday Plug-in Timers | 2036 | SC A | GWh | After Competition Groups | 2.8066 | 741951.882 | 0.74195 | 4282.7165 | 0.00065533 | 44 | Residential_2036_SC A_GWh_After Competition Groups_44 | Heavy Duty Outdoor/Holiday Plug-in Timers | 0.06553% | 0.74195 | 2.8066 | Residential_2036_SC A_GWh_After Competition Groups_Heavy Duty Outdoor/Holiday Plug-in Timers
Residential | Res ¦ Heat Recovery Ventilator | 2036 | SC A | GWh | After Competition Groups | 2.4818 | 0 | 0 | 4282.7165 | 0.0005795 | 45 | Residential_2036_SC A_GWh_After Competition Groups_45 | Heat Recovery Ventilator | 0.05795% | 0 | 2.4818 | Residential_2036_SC A_GWh_After Competition Groups_Heat Recovery Ventilator
Residential | Res ¦ ECM MOTORS FOR HVAC APPLICATION (FAN-POWERED VAV BOX) | 2036 | SC A | GWh | After Competition Groups | 2.1113 | 40670.6726 | 0.040671 | 4282.7165 | 0.00049299 | 46 | Residential_2036_SC A_GWh_After Competition Groups_46 | ECM MOTORS FOR HVAC APPLICATION (FAN-POWERED VAV BOX) | 0.0493% | 0.040671 | 2.1113 | Residential_2036_SC A_GWh_After Competition Groups_ECM MOTORS FOR HVAC APPLICATION (FAN-POWERED VAV BOX)
Residential | Res ¦ Floor Insulation | 2036 | SC A | GWh | After Competition Groups | 2.0751 | 51591.941 | 0.051592 | 4282.7165 | 0.00048454 | 47 | Residential_2036_SC A_GWh_After Competition Groups_47 | Floor Insulation | 0.04845% | 0.051592 | 2.0751 | Residential_2036_SC A_GWh_After Competition Groups_Floor Insulation
Residential | Res ¦ Beverage Vending Machine Controls | 2036 | SC A | GWh | After Competition Groups | 1.3897 | 15167.1161 | 0.015167 | 4282.7165 | 0.0003245 | 48 | Residential_2036_SC A_GWh_After Competition Groups_48 | Beverage Vending Machine Controls | 0.03245% | 0.015167 | 1.3897 | Residential_2036_SC A_GWh_After Competition Groups_Beverage Vending Machine Controls
Residential | Res ¦ Duct Insulation | 2036 | SC A | GWh | After Competition Groups | 1.2289 | 1040.4059 | 0.0010404 | 4282.7165 | 0.00028695 | 49 | Residential_2036_SC A_GWh_After Competition Groups_49 | Duct Insulation | 0.0287% | 0.0010404 | 1.2289 | Residential_2036_SC A_GWh_After Competition Groups_Duct Insulation
Residential | Res ¦ Duct Insulation MF | 2036 | SC A | GWh | After Competition Groups | 0.75549 | 22441.4469 | 0.022441 | 4282.7165 | 0.0001764 | 50 | Residential_2036_SC A_GWh_After Competition Groups_50 | Duct Insulation MF | 0.01764% | 0.022441 | 0.75549 | Residential_2036_SC A_GWh_After Competition Groups_Duct Insulation MF
Residential | Res ¦ Chilled Water Optimization | 2036 | SC A | GWh | After Competition Groups | 0.28546 | 201.4451 | 0.00020145 | 4282.7165 | 6.6655e-05 | 51 | Residential_2036_SC A_GWh_After Competition Groups_51 | Chilled Water Optimization | 0.006665% | 0.00020145 | 0.28546 | Residential_2036_SC A_GWh_After Competition Groups_Chilled Water Optimization
Residential | Res ¦ LED High Bay Fixture | 2036 | SC A | GWh | After Competition Groups | 0.13118 | 4246.9845 | 0.004247 | 4282.7165 | 3.0631e-05 | 52 | Residential_2036_SC A_GWh_After Competition Groups_52 | LED High Bay Fixture | 0.003063% | 0.004247 | 0.13118 | Residential_2036_SC A_GWh_After Competition Groups_LED High Bay Fixture
Residential | Res ¦ Wall Insulation | 2036 | SC A | GWh | After Competition Groups | 0.048611 | 4596.1822 | 0.0045962 | 4282.7165 | 1.1351e-05 | 53 | Residential_2036_SC A_GWh_After Competition Groups_53 | Wall Insulation | 0.001135% | 0.0045962 | 0.048611 | Residential_2036_SC A_GWh_After Competition Groups_Wall Insulation
Residential | Res ¦ Wall Insulation MF | 2036 | SC A | GWh | After Competition Groups | 0.015857 | 0 | 0 | 4282.7165 | 3.7025e-06 | 54 | Residential_2036_SC A_GWh_After Competition Groups_54 | Wall Insulation MF | 0.0003703% | 0 | 0.015857 | Residential_2036_SC A_GWh_After Competition Groups_Wall Insulation MF
Residential | Res ¦ Freezer Recycling | 2036 | SC A | GWh | After Competition Groups | 0.0037655 | 0 | 0 | 4282.7165 | 8.7923e-07 | 55 | Residential_2036_SC A_GWh_After Competition Groups_55 | Freezer Recycling | 8.792e-05% | 0 | 0.0037655 | Residential_2036_SC A_GWh_After Competition Groups_Freezer Recycling
Residential | Res ¦ Smart Power Bar | 2036 | SC A | GWh | After Competition Groups | 0 | 0 | 0 | 4282.7165 | 0 | 56 | Residential_2036_SC A_GWh_After Competition Groups_56 | Smart Power Bar | 0% | 0 | 0 | Residential_2036_SC A_GWh_After Competition Groups_Smart Power Bar
Residential | Res ¦ Energy Star Clothes Washer | 2036 | SC B | GWh | After Competition Groups | 648.3977 | 13071449.1995 | 13.0714 | 6087.356 | 0.10652 | 1 | Residential_2036_SC B_GWh_After Competition Groups_1 | Energy Star Clothes Washer | 10.65% | 13.0714 | 648.3977 | Residential_2036_SC B_GWh_After Competition Groups_Energy Star Clothes Washer
Residential | Res ¦ Ductless Mini-Split Heat Pump | 2036 | SC B | GWh | After Competition Groups | 506.0619 | 5412272.4834 | 5.4123 | 6087.356 | 0.083133 | 2 | Residential_2036_SC B_GWh_After Competition Groups_2 | Ductless Mini-Split Heat Pump | 8.313% | 5.4123 | 506.0619 | Residential_2036_SC B_GWh_After Competition Groups_Ductless Mini-Split Heat Pump
Residential | Res ¦ Energy Star LED Bulbs General Purpose LEDs | 2036 | SC B | GWh | After Competition Groups | 420.0672 | 0 | 0 | 6087.356 | 0.069007 | 3 | Residential_2036_SC B_GWh_After Competition Groups_3 | Energy Star LED Bulbs General Purpose LEDs | 6.901% | 0 | 420.0672 | Residential_2036_SC B_GWh_After Competition Groups_Energy Star LED Bulbs General Purpose LEDs
Residential | Res ¦ Energy Star A Line, PAR, MR Lamps | 2036 | SC B | GWh | After Competition Groups | 407.2794 | 21607.3471 | 0.021607 | 6087.356 | 0.066906 | 4 | Residential_2036_SC B_GWh_After Competition Groups_4 | Energy Star A Line, PAR, MR Lamps | 6.691% | 0.021607 | 407.2794 | Residential_2036_SC B_GWh_After Competition Groups_Energy Star A Line, PAR, MR Lamps
Residential | Res ¦ Energy Star LED Specialty Bulbs | 2036 | SC B | GWh | After Competition Groups | 380.819 | 29184.7348 | 0.029185 | 6087.356 | 0.062559 | 5 | Residential_2036_SC B_GWh_After Competition Groups_5 | Energy Star LED Specialty Bulbs | 6.256% | 0.029185 | 380.819 | Residential_2036_SC B_GWh_After Competition Groups_Energy Star LED Specialty Bulbs
Residential | Res ¦ Variable Speed Pool Pump Motor | 2036 | SC B | GWh | After Competition Groups | 379.3521 | 662779.7466 | 0.66278 | 6087.356 | 0.062318 | 6 | Residential_2036_SC B_GWh_After Competition Groups_6 | Variable Speed Pool Pump Motor | 6.232% | 0.66278 | 379.3521 | Residential_2036_SC B_GWh_After Competition Groups_Variable Speed Pool Pump Motor
Residential | Res ¦ Car Block Heater Timer | 2036 | SC B | GWh | After Competition Groups | 364.6049 | 180113.1496 | 0.18011 | 6087.356 | 0.059895 | 7 | Residential_2036_SC B_GWh_After Competition Groups_7 | Car Block Heater Timer | 5.99% | 0.18011 | 364.6049 | Residential_2036_SC B_GWh_After Competition Groups_Car Block Heater Timer
Residential | Res ¦ Adaptive Thermostat | 2036 | SC B | GWh | After Competition Groups | 358.2821 | 8757109.2869 | 8.7571 | 6087.356 | 0.058857 | 8 | Residential_2036_SC B_GWh_After Competition Groups_8 | Adaptive Thermostat | 5.886% | 8.7571 | 358.2821 | Residential_2036_SC B_GWh_After Competition Groups_Adaptive Thermostat
Residential | Res ¦ Building Recommissioning, Operations and Maintenance (O&M) Improvements | 2036 | SC B | GWh | After Competition Groups | 293.995 | 20234.1921 | 0.020234 | 6087.356 | 0.048296 | 9 | Residential_2036_SC B_GWh_After Competition Groups_9 | Building Recommissioning, Operations and Maintenance (O&M) Improvements | 4.83% | 0.020234 | 293.995 | Residential_2036_SC B_GWh_After Competition Groups_Building Recommissioning, Operations and Maintenance (O&M) Improvements
Residential | Res ¦ Energy Star Torchiere | 2036 | SC B | GWh | After Competition Groups | 226.5891 | 1354270.1218 | 1.3543 | 6087.356 | 0.037223 | 10 | Residential_2036_SC B_GWh_After Competition Groups_10 | Energy Star Torchiere | 3.722% | 1.3543 | 226.5891 | Residential_2036_SC B_GWh_After Competition Groups_Energy Star Torchiere
Residential | Res ¦ Air Sealing | 2036 | SC B | GWh | After Competition Groups | 203.6711 | 7465965.5668 | 7.466 | 6087.356 | 0.033458 | 11 | Residential_2036_SC B_GWh_After Competition Groups_11 | Air Sealing | 3.346% | 7.466 | 203.6711 | Residential_2036_SC B_GWh_After Competition Groups_Air Sealing
Residential | Res ¦ Energy Star Air Source Heat Pump | 2036 | SC B | GWh | After Competition Groups | 168.4882 | 3874359.4017 | 3.8744 | 6087.356 | 0.027678 | 12 | Residential_2036_SC B_GWh_After Competition Groups_12 | Energy Star Air Source Heat Pump | 2.768% | 3.8744 | 168.4882 | Residential_2036_SC B_GWh_After Competition Groups_Energy Star Air Source Heat Pump
Residential | Res ¦ Comprehensive Draft Proofing | 2036 | SC B | GWh | After Competition Groups | 149.5296 | 0 | 0 | 6087.356 | 0.024564 | 13 | Residential_2036_SC B_GWh_After Competition Groups_13 | Comprehensive Draft Proofing | 2.456% | 0 | 149.5296 | Residential_2036_SC B_GWh_After Competition Groups_Comprehensive Draft Proofing
Residential | Res ¦ Smart Burners | 2036 | SC B | GWh | After Competition Groups | 145.6817 | 36795126.2013 | 36.7951 | 6087.356 | 0.023932 | 14 | Residential_2036_SC B_GWh_After Competition Groups_14 | Smart Burners | 2.393% | 36.7951 | 145.6817 | Residential_2036_SC B_GWh_After Competition Groups_Smart Burners
Residential | Res ¦ Energy Star Clothes Dryer | 2036 | SC B | GWh | After Competition Groups | 121.848 | 6044077.8085 | 6.0441 | 6087.356 | 0.020017 | 15 | Residential_2036_SC B_GWh_After Competition Groups_15 | Energy Star Clothes Dryer | 2.002% | 6.0441 | 121.848 | Residential_2036_SC B_GWh_After Competition Groups_Energy Star Clothes Dryer
Residential | Res ¦ Basement Wall Insulation | 2036 | SC B | GWh | After Competition Groups | 106.9221 | 3185714.1065 | 3.1857 | 6087.356 | 0.017565 | 16 | Residential_2036_SC B_GWh_After Competition Groups_16 | Basement Wall Insulation | 1.756% | 3.1857 | 106.9221 | Residential_2036_SC B_GWh_After Competition Groups_Basement Wall Insulation
Residential | Res ¦ LED Parking Lot Fixture | 2036 | SC B | GWh | After Competition Groups | 89.1508 | 115362.745 | 0.11536 | 6087.356 | 0.014645 | 17 | Residential_2036_SC B_GWh_After Competition Groups_17 | LED Parking Lot Fixture | 1.465% | 0.11536 | 89.1508 | Residential_2036_SC B_GWh_After Competition Groups_LED Parking Lot Fixture
Residential | Res ¦ Occupancy Sensors MF | 2036 | SC B | GWh | After Competition Groups | 87.646 | 2488.7135 | 0.0024887 | 6087.356 | 0.014398 | 18 | Residential_2036_SC B_GWh_After Competition Groups_18 | Occupancy Sensors MF | 1.44% | 0.0024887 | 87.646 | Residential_2036_SC B_GWh_After Competition Groups_Occupancy Sensors MF
Residential | Res ¦ Energy Star Light Fixture | 2036 | SC B | GWh | After Competition Groups | 84.5036 | 3199971.2427 | 3.2 | 6087.356 | 0.013882 | 19 | Residential_2036_SC B_GWh_After Competition Groups_19 | Energy Star Light Fixture | 1.388% | 3.2 | 84.5036 | Residential_2036_SC B_GWh_After Competition Groups_Energy Star Light Fixture
Residential | Res ¦ Attic Insulation | 2036 | SC B | GWh | After Competition Groups | 82.4681 | 5572051.702 | 5.5721 | 6087.356 | 0.013547 | 20 | Residential_2036_SC B_GWh_After Competition Groups_20 | Attic Insulation | 1.355% | 5.5721 | 82.4681 | Residential_2036_SC B_GWh_After Competition Groups_Attic Insulation
Residential | Res ¦ Refrigerator Recycling | 2036 | SC B | GWh | After Competition Groups | 77.0649 | 168526.1912 | 0.16853 | 6087.356 | 0.01266 | 21 | Residential_2036_SC B_GWh_After Competition Groups_21 | Refrigerator Recycling | 1.266% | 0.16853 | 77.0649 | Residential_2036_SC B_GWh_After Competition Groups_Refrigerator Recycling
Residential | Res ¦ Clothes Drying Racks | 2036 | SC B | GWh | After Competition Groups | 70.3667 | 729573.4247 | 0.72957 | 6087.356 | 0.011559 | 22 | Residential_2036_SC B_GWh_After Competition Groups_22 | Clothes Drying Racks | 1.156% | 0.72957 | 70.3667 | Residential_2036_SC B_GWh_After Competition Groups_Clothes Drying Racks
Residential | Res ¦ Freezer Recycling | 2036 | SC B | GWh | After Competition Groups | 67.5908 | 3676207.7155 | 3.6762 | 6087.356 | 0.011103 | 23 | Residential_2036_SC B_GWh_After Competition Groups_23 | Freezer Recycling | 1.11% | 3.6762 | 67.5908 | Residential_2036_SC B_GWh_After Competition Groups_Freezer Recycling
Residential | Res ¦ Energy Star Room Air Conditioner | 2036 | SC B | GWh | After Competition Groups | 64.8349 | 2311225.5122 | 2.3112 | 6087.356 | 0.010651 | 24 | Residential_2036_SC B_GWh_After Competition Groups_24 | Energy Star Room Air Conditioner | 1.065% | 2.3112 | 64.8349 | Residential_2036_SC B_GWh_After Competition Groups_Energy Star Room Air Conditioner
Residential | Res ¦ Energy Star Freezer | 2036 | SC B | GWh | After Competition Groups | 62.3751 | 2330147.216 | 2.3301 | 6087.356 | 0.010247 | 25 | Residential_2036_SC B_GWh_After Competition Groups_25 | Energy Star Freezer | 1.025% | 2.3301 | 62.3751 | Residential_2036_SC B_GWh_After Competition Groups_Energy Star Freezer
Residential | Res ¦ Advanced BAS/Controllers | 2036 | SC B | GWh | After Competition Groups | 43.0288 | 98991.712 | 0.098992 | 6087.356 | 0.0070686 | 26 | Residential_2036_SC B_GWh_After Competition Groups_26 | Advanced BAS/Controllers | 0.7069% | 0.098992 | 43.0288 | Residential_2036_SC B_GWh_After Competition Groups_Advanced BAS/Controllers
Residential | Res ¦ LED Exterior Area Lights - LED Fixture (200W) | 2036 | SC B | GWh | After Competition Groups | 40.8674 | 261064.319 | 0.26106 | 6087.356 | 0.0067135 | 27 | Residential_2036_SC B_GWh_After Competition Groups_27 | LED Exterior Area Lights - LED Fixture (200W) | 0.6713% | 0.26106 | 40.8674 | Residential_2036_SC B_GWh_After Competition Groups_LED Exterior Area Lights - LED Fixture (200W)
Residential | Res ¦ Home Energy Reports | 2036 | SC B | GWh | After Competition Groups | 39.3125 | 2388289.6662 | 2.3883 | 6087.356 | 0.0064581 | 28 | Residential_2036_SC B_GWh_After Competition Groups_28 | Home Energy Reports | 0.6458% | 2.3883 | 39.3125 | Residential_2036_SC B_GWh_After Competition Groups_Home Energy Reports
Residential | Res ¦ Furnace Whistle | 2036 | SC B | GWh | After Competition Groups | 37.0527 | 3955.6857 | 0.0039557 | 6087.356 | 0.0060868 | 29 | Residential_2036_SC B_GWh_After Competition Groups_29 | Furnace Whistle | 0.6087% | 0.0039557 | 37.0527 | Residential_2036_SC B_GWh_After Competition Groups_Furnace Whistle
Residential | Res ¦ Outside Air Economizer | 2036 | SC B | GWh | After Competition Groups | 33.5105 | 96493.5568 | 0.096494 | 6087.356 | 0.0055049 | 30 | Residential_2036_SC B_GWh_After Competition Groups_30 | Outside Air Economizer | 0.5505% | 0.096494 | 33.5105 | Residential_2036_SC B_GWh_After Competition Groups_Outside Air Economizer
Residential | Res ¦ LED Tube Re-Lamp | 2036 | SC B | GWh | After Competition Groups | 29.0227 | 326141.966 | 0.32614 | 6087.356 | 0.0047677 | 31 | Residential_2036_SC B_GWh_After Competition Groups_31 | LED Tube Re-Lamp | 0.4768% | 0.32614 | 29.0227 | Residential_2036_SC B_GWh_After Competition Groups_LED Tube Re-Lamp
Residential | Res ¦ Heat Recovery Ventilator | 2036 | SC B | GWh | After Competition Groups | 26.9371 | 4645583.4288 | 4.6456 | 6087.356 | 0.0044251 | 32 | Residential_2036_SC B_GWh_After Competition Groups_32 | Heat Recovery Ventilator | 0.4425% | 4.6456 | 26.9371 | Residential_2036_SC B_GWh_After Competition Groups_Heat Recovery Ventilator
Residential | Res ¦ Energy Star Dehumidifier | 2036 | SC B | GWh | After Competition Groups | 25.2316 | 524467.9047 | 0.52447 | 6087.356 | 0.0041449 | 33 | Residential_2036_SC B_GWh_After Competition Groups_33 | Energy Star Dehumidifier | 0.4145% | 0.52447 | 25.2316 | Residential_2036_SC B_GWh_After Competition Groups_Energy Star Dehumidifier
Residential | Res ¦ Minimize Hot and Warm Clothes Wash | 2036 | SC B | GWh | After Competition Groups | 23.6065 | 0 | 0 | 6087.356 | 0.003878 | 34 | Residential_2036_SC B_GWh_After Competition Groups_34 | Minimize Hot and Warm Clothes Wash | 0.3878% | 0 | 23.6065 | Residential_2036_SC B_GWh_After Competition Groups_Minimize Hot and Warm Clothes Wash
Residential | Res ¦ Floor Insulation | 2036 | SC B | GWh | After Competition Groups | 21.6045 | 2282549.3586 | 2.2825 | 6087.356 | 0.0035491 | 35 | Residential_2036_SC B_GWh_After Competition Groups_35 | Floor Insulation | 0.3549% | 2.2825 | 21.6045 | Residential_2036_SC B_GWh_After Competition Groups_Floor Insulation
Residential | Res ¦ Duct Insulation | 2036 | SC B | GWh | After Competition Groups | 20.6218 | 2107008.0083 | 2.107 | 6087.356 | 0.0033876 | 36 | Residential_2036_SC B_GWh_After Competition Groups_36 | Duct Insulation | 0.3388% | 2.107 | 20.6218 | Residential_2036_SC B_GWh_After Competition Groups_Duct Insulation
Residential | Res ¦ Tankless Water Heater | 2036 | SC B | GWh | After Competition Groups | 20.2327 | 1355607.3394 | 1.3556 | 6087.356 | 0.0033237 | 37 | Residential_2036_SC B_GWh_After Competition Groups_37 | Tankless Water Heater | 0.3324% | 1.3556 | 20.2327 | Residential_2036_SC B_GWh_After Competition Groups_Tankless Water Heater
Residential | Res ¦ Demand Control Ventilation | 2036 | SC B | GWh | After Competition Groups | 19.8447 | 56745.8588 | 0.056746 | 6087.356 | 0.00326 | 38 | Residential_2036_SC B_GWh_After Competition Groups_38 | Demand Control Ventilation | 0.326% | 0.056746 | 19.8447 | Residential_2036_SC B_GWh_After Competition Groups_Demand Control Ventilation
Residential | Res ¦ CO Sensors for parking garage exhaust fans | 2036 | SC B | GWh | After Competition Groups | 18.264 | 204975.3283 | 0.20498 | 6087.356 | 0.0030003 | 39 | Residential_2036_SC B_GWh_After Competition Groups_39 | CO Sensors for parking garage exhaust fans | 0.3% | 0.20498 | 18.264 | Residential_2036_SC B_GWh_After Competition Groups_CO Sensors for parking garage exhaust fans
Residential | Res ¦ High Efficiency Chiller (avg of water and air cooled) | 2036 | SC B | GWh | After Competition Groups | 17.2858 | 151908.322 | 0.15191 | 6087.356 | 0.0028396 | 40 | Residential_2036_SC B_GWh_After Competition Groups_40 | High Efficiency Chiller (avg of water and air cooled) | 0.284% | 0.15191 | 17.2858 | Residential_2036_SC B_GWh_After Competition Groups_High Efficiency Chiller (avg of water and air cooled)
Residential | Res ¦ LED Downlight | 2036 | SC B | GWh | After Competition Groups | 17.1133 | 2074157.458 | 2.0742 | 6087.356 | 0.0028113 | 41 | Residential_2036_SC B_GWh_After Competition Groups_41 | LED Downlight | 0.2811% | 2.0742 | 17.1133 | Residential_2036_SC B_GWh_After Competition Groups_LED Downlight
Residential | Res ¦ ENERGY STAR LED LAMPS (REFLECTOR LAMPs/MR16/PAR 16) | 2036 | SC B | GWh | After Competition Groups | 16.664 | 41220.6592 | 0.041221 | 6087.356 | 0.0027375 | 42 | Residential_2036_SC B_GWh_After Competition Groups_42 | ENERGY STAR LED LAMPS (REFLECTOR LAMPs/MR16/PAR 16) | 0.2737% | 0.041221 | 16.664 | Residential_2036_SC B_GWh_After Competition Groups_ENERGY STAR LED LAMPS (REFLECTOR LAMPs/MR16/PAR 16)
Residential | Res ¦ Variable Frequency Drive (VFD) | 2036 | SC B | GWh | After Competition Groups | 15.7176 | 24022.9362 | 0.024023 | 6087.356 | 0.002582 | 43 | Residential_2036_SC B_GWh_After Competition Groups_43 | Variable Frequency Drive (VFD) | 0.2582% | 0.024023 | 15.7176 | Residential_2036_SC B_GWh_After Competition Groups_Variable Frequency Drive (VFD)
Residential | Res ¦ Condensing Make Up Air Unit | 2036 | SC B | GWh | After Competition Groups | 14.4681 | 1124512.2854 | 1.1245 | 6087.356 | 0.0023767 | 44 | Residential_2036_SC B_GWh_After Competition Groups_44 | Condensing Make Up Air Unit | 0.2377% | 1.1245 | 14.4681 | Residential_2036_SC B_GWh_After Competition Groups_Condensing Make Up Air Unit
Residential | Res ¦ Water Heater Temperature Setback | 2036 | SC B | GWh | After Competition Groups | 11.7452 | 3983.1014 | 0.0039831 | 6087.356 | 0.0019294 | 45 | Residential_2036_SC B_GWh_After Competition Groups_45 | Water Heater Temperature Setback | 0.1929% | 0.0039831 | 11.7452 | Residential_2036_SC B_GWh_After Competition Groups_Water Heater Temperature Setback
Residential | Res ¦ Duct Insulation MF | 2036 | SC B | GWh | After Competition Groups | 8.5876 | 1638996.5436 | 1.639 | 6087.356 | 0.0014107 | 46 | Residential_2036_SC B_GWh_After Competition Groups_46 | Duct Insulation MF | 0.1411% | 1.639 | 8.5876 | Residential_2036_SC B_GWh_After Competition Groups_Duct Insulation MF
Residential | Res ¦ VFD on Pumps | 2036 | SC B | GWh | After Competition Groups | 4.8333 | 8999.2856 | 0.0089993 | 6087.356 | 0.00079399 | 47 | Residential_2036_SC B_GWh_After Competition Groups_47 | VFD on Pumps | 0.0794% | 0.0089993 | 4.8333 | Residential_2036_SC B_GWh_After Competition Groups_VFD on Pumps
Residential | Res ¦ Heavy Duty Outdoor/Holiday Plug-in Timers | 2036 | SC B | GWh | After Competition Groups | 4.2995 | 3544599.6944 | 3.5446 | 6087.356 | 0.0007063 | 48 | Residential_2036_SC B_GWh_After Competition Groups_48 | Heavy Duty Outdoor/Holiday Plug-in Timers | 0.07063% | 3.5446 | 4.2995 | Residential_2036_SC B_GWh_After Competition Groups_Heavy Duty Outdoor/Holiday Plug-in Timers
Residential | Res ¦ ENERGY STAR LED Lamps (General Service Lamps) | 2036 | SC B | GWh | After Competition Groups | 3.6729 | 7608.9888 | 0.007609 | 6087.356 | 0.00060337 | 49 | Residential_2036_SC B_GWh_After Competition Groups_49 | ENERGY STAR LED Lamps (General Service Lamps) | 0.06034% | 0.007609 | 3.6729 | Residential_2036_SC B_GWh_After Competition Groups_ENERGY STAR LED Lamps (General Service Lamps)
Residential | Res ¦ ECM MOTORS FOR HVAC APPLICATION (FAN-POWERED VAV BOX) | 2036 | SC B | GWh | After Competition Groups | 2.8885 | 23011.8665 | 0.023012 | 6087.356 | 0.00047452 | 50 | Residential_2036_SC B_GWh_After Competition Groups_50 | ECM MOTORS FOR HVAC APPLICATION (FAN-POWERED VAV BOX) | 0.04745% | 0.023012 | 2.8885 | Residential_2036_SC B_GWh_After Competition Groups_ECM MOTORS FOR HVAC APPLICATION (FAN-POWERED VAV BOX)
Residential | Res ¦ Beverage Vending Machine Controls | 2036 | SC B | GWh | After Competition Groups | 2.0889 | 11332.7009 | 0.011333 | 6087.356 | 0.00034316 | 51 | Residential_2036_SC B_GWh_After Competition Groups_51 | Beverage Vending Machine Controls | 0.03432% | 0.011333 | 2.0889 | Residential_2036_SC B_GWh_After Competition Groups_Beverage Vending Machine Controls
Residential | Res ¦ Wall Insulation | 2036 | SC B | GWh | After Competition Groups | 0.68397 | 214520.8677 | 0.21452 | 6087.356 | 0.00011236 | 52 | Residential_2036_SC B_GWh_After Competition Groups_52 | Wall Insulation | 0.01124% | 0.21452 | 0.68397 | Residential_2036_SC B_GWh_After Competition Groups_Wall Insulation
Residential | Res ¦ Chilled Water Optimization | 2036 | SC B | GWh | After Competition Groups | 0.35183 | 196.0532 | 0.00019605 | 6087.356 | 5.7797e-05 | 53 | Residential_2036_SC B_GWh_After Competition Groups_53 | Chilled Water Optimization | 0.00578% | 0.00019605 | 0.35183 | Residential_2036_SC B_GWh_After Competition Groups_Chilled Water Optimization
Residential | Res ¦ LED High Bay Fixture | 2036 | SC B | GWh | After Competition Groups | 0.20947 | 3158.1552 | 0.0031582 | 6087.356 | 3.441e-05 | 54 | Residential_2036_SC B_GWh_After Competition Groups_54 | LED High Bay Fixture | 0.003441% | 0.0031582 | 0.20947 | Residential_2036_SC B_GWh_After Competition Groups_LED High Bay Fixture
Residential | Res ¦ Wall Insulation MF | 2036 | SC B | GWh | After Competition Groups | 0.018834 | 0 | 0 | 6087.356 | 3.094e-06 | 55 | Residential_2036_SC B_GWh_After Competition Groups_55 | Wall Insulation MF | 0.0003094% | 0 | 0.018834 | Residential_2036_SC B_GWh_After Competition Groups_Wall Insulation MF
Residential | Res ¦ Smart Power Bar | 2036 | SC B | GWh | After Competition Groups | 0 | 0 | 0 | 6087.356 | 0 | 56 | Residential_2036_SC B_GWh_After Competition Groups_56 | Smart Power Bar | 0% | 0 | 0 | Residential_2036_SC B_GWh_After Competition Groups_Smart Power Bar
Residential | Res ¦ Energy Star LED Specialty Bulbs | 2036 | SC C | GWh | After Competition Groups | 607.6996 | 29190.4324 | 0.02919 | 5038.0812 | 0.12062 | 1 | Residential_2036_SC C_GWh_After Competition Groups_1 | Energy Star LED Specialty Bulbs | 12.06% | 0.02919 | 607.6996 | Residential_2036_SC C_GWh_After Competition Groups_Energy Star LED Specialty Bulbs
Residential | Res ¦ Energy Star Clothes Washer | 2036 | SC C | GWh | After Competition Groups | 603.4426 | 14165511.2846 | 14.1655 | 5038.0812 | 0.11978 | 2 | Residential_2036_SC C_GWh_After Competition Groups_2 | Energy Star Clothes Washer | 11.98% | 14.1655 | 603.4426 | Residential_2036_SC C_GWh_After Competition Groups_Energy Star Clothes Washer
Residential | Res ¦ Ductless Mini-Split Heat Pump | 2036 | SC C | GWh | After Competition Groups | 420.0072 | 5432002.3858 | 5.432 | 5038.0812 | 0.083367 | 3 | Residential_2036_SC C_GWh_After Competition Groups_3 | Ductless Mini-Split Heat Pump | 8.337% | 5.432 | 420.0072 | Residential_2036_SC C_GWh_After Competition Groups_Ductless Mini-Split Heat Pump
Residential | Res ¦ Energy Star A Line, PAR, MR Lamps | 2036 | SC C | GWh | After Competition Groups | 301.2009 | 21611.5713 | 0.021612 | 5038.0812 | 0.059785 | 4 | Residential_2036_SC C_GWh_After Competition Groups_4 | Energy Star A Line, PAR, MR Lamps | 5.978% | 0.021612 | 301.2009 | Residential_2036_SC C_GWh_After Competition Groups_Energy Star A Line, PAR, MR Lamps
Residential | Res ¦ Variable Speed Pool Pump Motor | 2036 | SC C | GWh | After Competition Groups | 286.9217 | 4526975.2738 | 4.527 | 5038.0812 | 0.056951 | 5 | Residential_2036_SC C_GWh_After Competition Groups_5 | Variable Speed Pool Pump Motor | 5.695% | 4.527 | 286.9217 | Residential_2036_SC C_GWh_After Competition Groups_Variable Speed Pool Pump Motor
Residential | Res ¦ Car Block Heater Timer | 2036 | SC C | GWh | After Competition Groups | 282.3963 | 375431.2821 | 0.37543 | 5038.0812 | 0.056052 | 6 | Residential_2036_SC C_GWh_After Competition Groups_6 | Car Block Heater Timer | 5.605% | 0.37543 | 282.3963 | Residential_2036_SC C_GWh_After Competition Groups_Car Block Heater Timer
Residential | Res ¦ Energy Star LED Bulbs General Purpose LEDs | 2036 | SC C | GWh | After Competition Groups | 245.4423 | 0 | 0 | 5038.0812 | 0.048717 | 7 | Residential_2036_SC C_GWh_After Competition Groups_7 | Energy Star LED Bulbs General Purpose LEDs | 4.872% | 0 | 245.4423 | Residential_2036_SC C_GWh_After Competition Groups_Energy Star LED Bulbs General Purpose LEDs
Residential | Res ¦ Adaptive Thermostat | 2036 | SC C | GWh | After Competition Groups | 242.8234 | 8761784.0736 | 8.7618 | 5038.0812 | 0.048198 | 8 | Residential_2036_SC C_GWh_After Competition Groups_8 | Adaptive Thermostat | 4.82% | 8.7618 | 242.8234 | Residential_2036_SC C_GWh_After Competition Groups_Adaptive Thermostat
Residential | Res ¦ Building Recommissioning, Operations and Maintenance (O&M) Improvements | 2036 | SC C | GWh | After Competition Groups | 222.3592 | 138256.3203 | 0.13826 | 5038.0812 | 0.044136 | 9 | Residential_2036_SC C_GWh_After Competition Groups_9 | Building Recommissioning, Operations and Maintenance (O&M) Improvements | 4.414% | 0.13826 | 222.3592 | Residential_2036_SC C_GWh_After Competition Groups_Building Recommissioning, Operations and Maintenance (O&M) Improvements
Residential | Res ¦ Air Sealing | 2036 | SC C | GWh | After Competition Groups | 185.0297 | 7468011.3562 | 7.468 | 5038.0812 | 0.036726 | 10 | Residential_2036_SC C_GWh_After Competition Groups_10 | Air Sealing | 3.673% | 7.468 | 185.0297 | Residential_2036_SC C_GWh_After Competition Groups_Air Sealing
Residential | Res ¦ Energy Star Torchiere | 2036 | SC C | GWh | After Competition Groups | 176.8897 | 1609271.1169 | 1.6093 | 5038.0812 | 0.035111 | 11 | Residential_2036_SC C_GWh_After Competition Groups_11 | Energy Star Torchiere | 3.511% | 1.6093 | 176.8897 | Residential_2036_SC C_GWh_After Competition Groups_Energy Star Torchiere
Residential | Res ¦ Energy Star Clothes Dryer | 2036 | SC C | GWh | After Competition Groups | 121.887 | 6046366.7608 | 6.0464 | 5038.0812 | 0.024193 | 12 | Residential_2036_SC C_GWh_After Competition Groups_12 | Energy Star Clothes Dryer | 2.419% | 6.0464 | 121.887 | Residential_2036_SC C_GWh_After Competition Groups_Energy Star Clothes Dryer
Residential | Res ¦ Energy Star Air Source Heat Pump | 2036 | SC C | GWh | After Competition Groups | 119.4647 | 3454369.3384 | 3.4544 | 5038.0812 | 0.023712 | 13 | Residential_2036_SC C_GWh_After Competition Groups_13 | Energy Star Air Source Heat Pump | 2.371% | 3.4544 | 119.4647 | Residential_2036_SC C_GWh_After Competition Groups_Energy Star Air Source Heat Pump
Residential | Res ¦ Comprehensive Draft Proofing | 2036 | SC C | GWh | After Competition Groups | 113.0946 | 0 | 0 | 5038.0812 | 0.022448 | 14 | Residential_2036_SC C_GWh_After Competition Groups_14 | Comprehensive Draft Proofing | 2.245% | 0 | 113.0946 | Residential_2036_SC C_GWh_After Competition Groups_Comprehensive Draft Proofing
Residential | Res ¦ Basement Wall Insulation | 2036 | SC C | GWh | After Competition Groups | 106.9376 | 3186431.6324 | 3.1864 | 5038.0812 | 0.021226 | 15 | Residential_2036_SC C_GWh_After Competition Groups_15 | Basement Wall Insulation | 2.123% | 3.1864 | 106.9376 | Residential_2036_SC C_GWh_After Competition Groups_Basement Wall Insulation
Residential | Res ¦ Smart Burners | 2036 | SC C | GWh | After Competition Groups | 105.8067 | 29941052.6942 | 29.9411 | 5038.0812 | 0.021001 | 16 | Residential_2036_SC C_GWh_After Competition Groups_16 | Smart Burners | 2.1% | 29.9411 | 105.8067 | Residential_2036_SC C_GWh_After Competition Groups_Smart Burners
Residential | Res ¦ LED Parking Lot Fixture | 2036 | SC C | GWh | After Competition Groups | 84.9544 | 0 | 0 | 5038.0812 | 0.016862 | 17 | Residential_2036_SC C_GWh_After Competition Groups_17 | LED Parking Lot Fixture | 1.686% | 0 | 84.9544 | Residential_2036_SC C_GWh_After Competition Groups_LED Parking Lot Fixture
Residential | Res ¦ Attic Insulation | 2036 | SC C | GWh | After Competition Groups | 80.4624 | 5574274.5812 | 5.5743 | 5038.0812 | 0.015971 | 18 | Residential_2036_SC C_GWh_After Competition Groups_18 | Attic Insulation | 1.597% | 5.5743 | 80.4624 | Residential_2036_SC C_GWh_After Competition Groups_Attic Insulation
Residential | Res ¦ Energy Star Light Fixture | 2036 | SC C | GWh | After Competition Groups | 79.6772 | 3272221.4755 | 3.2722 | 5038.0812 | 0.015815 | 19 | Residential_2036_SC C_GWh_After Competition Groups_19 | Energy Star Light Fixture | 1.581% | 3.2722 | 79.6772 | Residential_2036_SC C_GWh_After Competition Groups_Energy Star Light Fixture
Residential | Res ¦ Occupancy Sensors MF | 2036 | SC C | GWh | After Competition Groups | 60.8258 | 17006.4425 | 0.017006 | 5038.0812 | 0.012073 | 20 | Residential_2036_SC C_GWh_After Competition Groups_20 | Occupancy Sensors MF | 1.207% | 0.017006 | 60.8258 | Residential_2036_SC C_GWh_After Competition Groups_Occupancy Sensors MF
Residential | Res ¦ Refrigerator Recycling | 2036 | SC C | GWh | After Competition Groups | 58.2879 | 1151010.2586 | 1.151 | 5038.0812 | 0.011569 | 21 | Residential_2036_SC C_GWh_After Competition Groups_21 | Refrigerator Recycling | 1.157% | 1.151 | 58.2879 | Residential_2036_SC C_GWh_After Competition Groups_Refrigerator Recycling
Residential | Res ¦ Energy Star Room Air Conditioner | 2036 | SC C | GWh | After Competition Groups | 55.2482 | 2275729.6446 | 2.2757 | 5038.0812 | 0.010966 | 22 | Residential_2036_SC C_GWh_After Competition Groups_22 | Energy Star Room Air Conditioner | 1.097% | 2.2757 | 55.2482 | Residential_2036_SC C_GWh_After Competition Groups_Energy Star Room Air Conditioner
Residential | Res ¦ Energy Star Freezer | 2036 | SC C | GWh | After Competition Groups | 54.8083 | 2541833.1454 | 2.5418 | 5038.0812 | 0.010879 | 23 | Residential_2036_SC C_GWh_After Competition Groups_23 | Energy Star Freezer | 1.088% | 2.5418 | 54.8083 | Residential_2036_SC C_GWh_After Competition Groups_Energy Star Freezer
Residential | Res ¦ LED Exterior Area Lights - LED Fixture (200W) | 2036 | SC C | GWh | After Competition Groups | 40.8674 | 261090.428 | 0.26109 | 5038.0812 | 0.0081117 | 24 | Residential_2036_SC C_GWh_After Competition Groups_24 | LED Exterior Area Lights - LED Fixture (200W) | 0.8112% | 0.26109 | 40.8674 | Residential_2036_SC C_GWh_After Competition Groups_LED Exterior Area Lights - LED Fixture (200W)
Residential | Res ¦ Home Energy Reports | 2036 | SC C | GWh | After Competition Groups | 39.3125 | 2388289.6662 | 2.3883 | 5038.0812 | 0.0078031 | 25 | Residential_2036_SC C_GWh_After Competition Groups_25 | Home Energy Reports | 0.7803% | 2.3883 | 39.3125 | Residential_2036_SC C_GWh_After Competition Groups_Home Energy Reports
Residential | Res ¦ Advanced BAS/Controllers | 2036 | SC C | GWh | After Competition Groups | 32.5449 | 676001.7661 | 0.676 | 5038.0812 | 0.0064598 | 26 | Residential_2036_SC C_GWh_After Competition Groups_26 | Advanced BAS/Controllers | 0.646% | 0.676 | 32.5449 | Residential_2036_SC C_GWh_After Competition Groups_Advanced BAS/Controllers
Residential | Res ¦ LED Tube Re-Lamp | 2036 | SC C | GWh | After Competition Groups | 29.0227 | 326174.5835 | 0.32617 | 5038.0812 | 0.0057607 | 27 | Residential_2036_SC C_GWh_After Competition Groups_27 | LED Tube Re-Lamp | 0.5761% | 0.32617 | 29.0227 | Residential_2036_SC C_GWh_After Competition Groups_LED Tube Re-Lamp
Residential | Res ¦ Outside Air Economizer | 2036 | SC C | GWh | After Competition Groups | 28.2849 | 183642.6497 | 0.18364 | 5038.0812 | 0.0056142 | 28 | Residential_2036_SC C_GWh_After Competition Groups_28 | Outside Air Economizer | 0.5614% | 0.18364 | 28.2849 | Residential_2036_SC C_GWh_After Competition Groups_Outside Air Economizer
Residential | Res ¦ Furnace Whistle | 2036 | SC C | GWh | After Competition Groups | 28.0243 | 27030.319 | 0.02703 | 5038.0812 | 0.0055625 | 29 | Residential_2036_SC C_GWh_After Competition Groups_29 | Furnace Whistle | 0.5562% | 0.02703 | 28.0243 | Residential_2036_SC C_GWh_After Competition Groups_Furnace Whistle
Residential | Res ¦ Minimize Hot and Warm Clothes Wash | 2036 | SC C | GWh | After Competition Groups | 23.6065 | 0 | 0 | 5038.0812 | 0.0046856 | 30 | Residential_2036_SC C_GWh_After Competition Groups_30 | Minimize Hot and Warm Clothes Wash | 0.4686% | 0 | 23.6065 | Residential_2036_SC C_GWh_After Competition Groups_Minimize Hot and Warm Clothes Wash
Residential | Res ¦ Energy Star Dehumidifier | 2036 | SC C | GWh | After Competition Groups | 17.2748 | 1880866.8585 | 1.8809 | 5038.0812 | 0.0034288 | 31 | Residential_2036_SC C_GWh_After Competition Groups_31 | Energy Star Dehumidifier | 0.3429% | 1.8809 | 17.2748 | Residential_2036_SC C_GWh_After Competition Groups_Energy Star Dehumidifier
Residential | Res ¦ LED Downlight | 2036 | SC C | GWh | After Competition Groups | 17.1133 | 2074364.8945 | 2.0744 | 5038.0812 | 0.0033968 | 32 | Residential_2036_SC C_GWh_After Competition Groups_32 | LED Downlight | 0.3397% | 2.0744 | 17.1133 | Residential_2036_SC C_GWh_After Competition Groups_LED Downlight
Residential | Res ¦ High Efficiency Chiller (avg of water and air cooled) | 2036 | SC C | GWh | After Competition Groups | 16.9565 | 153428.7323 | 0.15343 | 5038.0812 | 0.0033657 | 33 | Residential_2036_SC C_GWh_After Competition Groups_33 | High Efficiency Chiller (avg of water and air cooled) | 0.3366% | 0.15343 | 16.9565 | Residential_2036_SC C_GWh_After Competition Groups_High Efficiency Chiller (avg of water and air cooled)
Residential | Res ¦ Floor Insulation | 2036 | SC C | GWh | After Competition Groups | 16.8549 | 2284151.4348 | 2.2842 | 5038.0812 | 0.0033455 | 34 | Residential_2036_SC C_GWh_After Competition Groups_34 | Floor Insulation | 0.3346% | 2.2842 | 16.8549 | Residential_2036_SC C_GWh_After Competition Groups_Floor Insulation
Residential | Res ¦ ENERGY STAR LED LAMPS (REFLECTOR LAMPs/MR16/PAR 16) | 2036 | SC C | GWh | After Competition Groups | 16.664 | 41224.7816 | 0.041225 | 5038.0812 | 0.0033076 | 35 | Residential_2036_SC C_GWh_After Competition Groups_35 | ENERGY STAR LED LAMPS (REFLECTOR LAMPs/MR16/PAR 16) | 0.3308% | 0.041225 | 16.664 | Residential_2036_SC C_GWh_After Competition Groups_ENERGY STAR LED LAMPS (REFLECTOR LAMPs/MR16/PAR 16)
Residential | Res ¦ Demand Control Ventilation | 2036 | SC C | GWh | After Competition Groups | 15.0097 | 386593.2948 | 0.38659 | 5038.0812 | 0.0029793 | 36 | Residential_2036_SC C_GWh_After Competition Groups_36 | Demand Control Ventilation | 0.2979% | 0.38659 | 15.0097 | Residential_2036_SC C_GWh_After Competition Groups_Demand Control Ventilation
Residential | Res ¦ Tankless Water Heater | 2036 | SC C | GWh | After Competition Groups | 14.4834 | 1214363.5895 | 1.2144 | 5038.0812 | 0.0028748 | 37 | Residential_2036_SC C_GWh_After Competition Groups_37 | Tankless Water Heater | 0.2875% | 1.2144 | 14.4834 | Residential_2036_SC C_GWh_After Competition Groups_Tankless Water Heater
Residential | Res ¦ CO Sensors for parking garage exhaust fans | 2036 | SC C | GWh | After Competition Groups | 13.7161 | 371209.9541 | 0.37121 | 5038.0812 | 0.0027225 | 38 | Residential_2036_SC C_GWh_After Competition Groups_38 | CO Sensors for parking garage exhaust fans | 0.2722% | 0.37121 | 13.7161 | Residential_2036_SC C_GWh_After Competition Groups_CO Sensors for parking garage exhaust fans
Residential | Res ¦ Variable Frequency Drive (VFD) | 2036 | SC C | GWh | After Competition Groups | 11.8879 | 164109.8013 | 0.16411 | 5038.0812 | 0.0023596 | 39 | Residential_2036_SC C_GWh_After Competition Groups_39 | Variable Frequency Drive (VFD) | 0.236% | 0.16411 | 11.8879 | Residential_2036_SC C_GWh_After Competition Groups_Variable Frequency Drive (VFD)
Residential | Res ¦ Condensing Make Up Air Unit | 2036 | SC C | GWh | After Competition Groups | 11.5689 | 1139721.3674 | 1.1397 | 5038.0812 | 0.0022963 | 40 | Residential_2036_SC C_GWh_After Competition Groups_40 | Condensing Make Up Air Unit | 0.2296% | 1.1397 | 11.5689 | Residential_2036_SC C_GWh_After Competition Groups_Condensing Make Up Air Unit
Residential | Res ¦ Water Heater Temperature Setback | 2036 | SC C | GWh | After Competition Groups | 8.8833 | 27216.3505 | 0.027216 | 5038.0812 | 0.0017632 | 41 | Residential_2036_SC C_GWh_After Competition Groups_41 | Water Heater Temperature Setback | 0.1763% | 0.027216 | 8.8833 | Residential_2036_SC C_GWh_After Competition Groups_Water Heater Temperature Setback
Residential | Res ¦ Duct Insulation MF | 2036 | SC C | GWh | After Competition Groups | 7.8349 | 1640356.5626 | 1.6404 | 5038.0812 | 0.0015551 | 42 | Residential_2036_SC C_GWh_After Competition Groups_42 | Duct Insulation MF | 0.1555% | 1.6404 | 7.8349 | Residential_2036_SC C_GWh_After Competition Groups_Duct Insulation MF
Residential | Res ¦ Heat Recovery Ventilator | 2036 | SC C | GWh | After Competition Groups | 6.8534 | 3393226.1509 | 3.3932 | 5038.0812 | 0.0013603 | 43 | Residential_2036_SC C_GWh_After Competition Groups_43 | Heat Recovery Ventilator | 0.136% | 3.3932 | 6.8534 | Residential_2036_SC C_GWh_After Competition Groups_Heat Recovery Ventilator
Residential | Res ¦ Duct Insulation | 2036 | SC C | GWh | After Competition Groups | 5.8856 | 2112523.5067 | 2.1125 | 5038.0812 | 0.0011682 | 44 | Residential_2036_SC C_GWh_After Competition Groups_44 | Duct Insulation | 0.1168% | 2.1125 | 5.8856 | Residential_2036_SC C_GWh_After Competition Groups_Duct Insulation
Residential | Res ¦ Heavy Duty Outdoor/Holiday Plug-in Timers | 2036 | SC C | GWh | After Competition Groups | 4.2331 | 3490166.8295 | 3.4902 | 5038.0812 | 0.00084022 | 45 | Residential_2036_SC C_GWh_After Competition Groups_45 | Heavy Duty Outdoor/Holiday Plug-in Timers | 0.08402% | 3.4902 | 4.2331 | Residential_2036_SC C_GWh_After Competition Groups_Heavy Duty Outdoor/Holiday Plug-in Timers
Residential | Res ¦ Clothes Drying Racks | 2036 | SC C | GWh | After Competition Groups | 3.6895 | 0 | 0 | 5038.0812 | 0.00073232 | 46 | Residential_2036_SC C_GWh_After Competition Groups_46 | Clothes Drying Racks | 0.07323% | 0 | 3.6895 | Residential_2036_SC C_GWh_After Competition Groups_Clothes Drying Racks
Residential | Res ¦ ENERGY STAR LED Lamps (General Service Lamps) | 2036 | SC C | GWh | After Competition Groups | 3.6729 | 7609.7497 | 0.0076097 | 5038.0812 | 0.00072903 | 47 | Residential_2036_SC C_GWh_After Competition Groups_47 | ENERGY STAR LED Lamps (General Service Lamps) | 0.0729% | 0.0076097 | 3.6729 | Residential_2036_SC C_GWh_After Competition Groups_ENERGY STAR LED Lamps (General Service Lamps)
Residential | Res ¦ VFD on Pumps | 2036 | SC C | GWh | After Competition Groups | 3.6557 | 61473.452 | 0.061473 | 5038.0812 | 0.00072561 | 48 | Residential_2036_SC C_GWh_After Competition Groups_48 | VFD on Pumps | 0.07256% | 0.061473 | 3.6557 | Residential_2036_SC C_GWh_After Competition Groups_VFD on Pumps
Residential | Res ¦ ECM MOTORS FOR HVAC APPLICATION (FAN-POWERED VAV BOX) | 2036 | SC C | GWh | After Competition Groups | 2.1151 | 40808.2241 | 0.040808 | 5038.0812 | 0.00041982 | 49 | Residential_2036_SC C_GWh_After Competition Groups_49 | ECM MOTORS FOR HVAC APPLICATION (FAN-POWERED VAV BOX) | 0.04198% | 0.040808 | 2.1151 | Residential_2036_SC C_GWh_After Competition Groups_ECM MOTORS FOR HVAC APPLICATION (FAN-POWERED VAV BOX)
Residential | Res ¦ Beverage Vending Machine Controls | 2036 | SC C | GWh | After Competition Groups | 1.4903 | 19937.1254 | 0.019937 | 5038.0812 | 0.0002958 | 50 | Residential_2036_SC C_GWh_After Competition Groups_50 | Beverage Vending Machine Controls | 0.02958% | 0.019937 | 1.4903 | Residential_2036_SC C_GWh_After Competition Groups_Beverage Vending Machine Controls
Residential | Res ¦ Wall Insulation | 2036 | SC C | GWh | After Competition Groups | 0.38972 | 214696.0218 | 0.2147 | 5038.0812 | 7.7354e-05 | 51 | Residential_2036_SC C_GWh_After Competition Groups_51 | Wall Insulation | 0.007735% | 0.2147 | 0.38972 | Residential_2036_SC C_GWh_After Competition Groups_Wall Insulation
Residential | Res ¦ Chilled Water Optimization | 2036 | SC C | GWh | After Competition Groups | 0.28546 | 201.4451 | 0.00020145 | 5038.0812 | 5.6661e-05 | 52 | Residential_2036_SC C_GWh_After Competition Groups_52 | Chilled Water Optimization | 0.005666% | 0.00020145 | 0.28546 | Residential_2036_SC C_GWh_After Competition Groups_Chilled Water Optimization
Residential | Res ¦ LED High Bay Fixture | 2036 | SC C | GWh | After Competition Groups | 0.20947 | 3158.471 | 0.0031585 | 5038.0812 | 4.1576e-05 | 53 | Residential_2036_SC C_GWh_After Competition Groups_53 | LED High Bay Fixture | 0.004158% | 0.0031585 | 0.20947 | Residential_2036_SC C_GWh_After Competition Groups_LED High Bay Fixture
Residential | Res ¦ Wall Insulation MF | 2036 | SC C | GWh | After Competition Groups | 0.018836 | 0 | 0 | 5038.0812 | 3.7387e-06 | 54 | Residential_2036_SC C_GWh_After Competition Groups_54 | Wall Insulation MF | 0.0003739% | 0 | 0.018836 | Residential_2036_SC C_GWh_After Competition Groups_Wall Insulation MF
Residential | Res ¦ Freezer Recycling | 2036 | SC C | GWh | After Competition Groups | 0.0037655 | 0 | 0 | 5038.0812 | 7.4741e-07 | 55 | Residential_2036_SC C_GWh_After Competition Groups_55 | Freezer Recycling | 7.474e-05% | 0 | 0.0037655 | Residential_2036_SC C_GWh_After Competition Groups_Freezer Recycling
Residential | Res ¦ Smart Power Bar | 2036 | SC C | GWh | After Competition Groups | 0 | 0 | 0 | 5038.0812 | 0 | 56 | Residential_2036_SC C_GWh_After Competition Groups_56 | Smart Power Bar | 0% | 0 | 0 | Residential_2036_SC C_GWh_After Competition Groups_Smart Power Bar
Residential | Res ¦ Energy Star LED Bulbs General Purpose LEDs | 2036 | SC D | GWh | After Competition Groups | 443.1566 | 0 | 0 | 3892.9967 | 0.11383 | 1 | Residential_2036_SC D_GWh_After Competition Groups_1 | Energy Star LED Bulbs General Purpose LEDs | 11.38% | 0 | 443.1566 | Residential_2036_SC D_GWh_After Competition Groups_Energy Star LED Bulbs General Purpose LEDs
Residential | Res ¦ Energy Star LED Specialty Bulbs | 2036 | SC D | GWh | After Competition Groups | 423.6854 | 0 | 0 | 3892.9967 | 0.10883 | 2 | Residential_2036_SC D_GWh_After Competition Groups_2 | Energy Star LED Specialty Bulbs | 10.88% | 0 | 423.6854 | Residential_2036_SC D_GWh_After Competition Groups_Energy Star LED Specialty Bulbs
Residential | Res ¦ Ductless Mini-Split Heat Pump | 2036 | SC D | GWh | After Competition Groups | 420.0304 | 0 | 0 | 3892.9967 | 0.10789 | 3 | Residential_2036_SC D_GWh_After Competition Groups_3 | Ductless Mini-Split Heat Pump | 10.79% | 0 | 420.0304 | Residential_2036_SC D_GWh_After Competition Groups_Ductless Mini-Split Heat Pump
Residential | Res ¦ Energy Star Clothes Washer | 2036 | SC D | GWh | After Competition Groups | 402.644 | 0 | 0 | 3892.9967 | 0.10343 | 4 | Residential_2036_SC D_GWh_After Competition Groups_4 | Energy Star Clothes Washer | 10.34% | 0 | 402.644 | Residential_2036_SC D_GWh_After Competition Groups_Energy Star Clothes Washer
Residential | Res ¦ Energy Star A Line, PAR, MR Lamps | 2036 | SC D | GWh | After Competition Groups | 301.6633 | 0 | 0 | 3892.9967 | 0.077489 | 5 | Residential_2036_SC D_GWh_After Competition Groups_5 | Energy Star A Line, PAR, MR Lamps | 7.749% | 0 | 301.6633 | Residential_2036_SC D_GWh_After Competition Groups_Energy Star A Line, PAR, MR Lamps
Residential | Res ¦ Building Recommissioning, Operations and Maintenance (O&M) Improvements | 2036 | SC D | GWh | After Competition Groups | 222.3592 | 0 | 0 | 3892.9967 | 0.057118 | 6 | Residential_2036_SC D_GWh_After Competition Groups_6 | Building Recommissioning, Operations and Maintenance (O&M) Improvements | 5.712% | 0 | 222.3592 | Residential_2036_SC D_GWh_After Competition Groups_Building Recommissioning, Operations and Maintenance (O&M) Improvements
Residential | Res ¦ Variable Speed Pool Pump Motor | 2036 | SC D | GWh | After Competition Groups | 200.0685 | 0 | 0 | 3892.9967 | 0.051392 | 7 | Residential_2036_SC D_GWh_After Competition Groups_7 | Variable Speed Pool Pump Motor | 5.139% | 0 | 200.0685 | Residential_2036_SC D_GWh_After Competition Groups_Variable Speed Pool Pump Motor
Residential | Res ¦ Energy Star Torchiere | 2036 | SC D | GWh | After Competition Groups | 155.7734 | 0 | 0 | 3892.9967 | 0.040014 | 8 | Residential_2036_SC D_GWh_After Competition Groups_8 | Energy Star Torchiere | 4.001% | 0 | 155.7734 | Residential_2036_SC D_GWh_After Competition Groups_Energy Star Torchiere
Residential | Res ¦ Adaptive Thermostat | 2036 | SC D | GWh | After Competition Groups | 141.1765 | 0 | 0 | 3892.9967 | 0.036264 | 9 | Residential_2036_SC D_GWh_After Competition Groups_9 | Adaptive Thermostat | 3.626% | 0 | 141.1765 | Residential_2036_SC D_GWh_After Competition Groups_Adaptive Thermostat
Residential | Res ¦ Energy Star Air Source Heat Pump | 2036 | SC D | GWh | After Competition Groups | 119.4647 | 0 | 0 | 3892.9967 | 0.030687 | 10 | Residential_2036_SC D_GWh_After Competition Groups_10 | Energy Star Air Source Heat Pump | 3.069% | 0 | 119.4647 | Residential_2036_SC D_GWh_After Competition Groups_Energy Star Air Source Heat Pump
Residential | Res ¦ Comprehensive Draft Proofing | 2036 | SC D | GWh | After Competition Groups | 104.6412 | 0 | 0 | 3892.9967 | 0.026879 | 11 | Residential_2036_SC D_GWh_After Competition Groups_11 | Comprehensive Draft Proofing | 2.688% | 0 | 104.6412 | Residential_2036_SC D_GWh_After Competition Groups_Comprehensive Draft Proofing
Residential | Res ¦ Basement Wall Insulation | 2036 | SC D | GWh | After Competition Groups | 102.6184 | 0 | 0 | 3892.9967 | 0.02636 | 12 | Residential_2036_SC D_GWh_After Competition Groups_12 | Basement Wall Insulation | 2.636% | 0 | 102.6184 | Residential_2036_SC D_GWh_After Competition Groups_Basement Wall Insulation
Residential | Res ¦ LED Parking Lot Fixture | 2036 | SC D | GWh | After Competition Groups | 84.9544 | 0 | 0 | 3892.9967 | 0.021822 | 13 | Residential_2036_SC D_GWh_After Competition Groups_13 | LED Parking Lot Fixture | 2.182% | 0 | 84.9544 | Residential_2036_SC D_GWh_After Competition Groups_LED Parking Lot Fixture
Residential | Res ¦ Air Sealing | 2036 | SC D | GWh | After Competition Groups | 66.6665 | 0 | 0 | 3892.9967 | 0.017125 | 14 | Residential_2036_SC D_GWh_After Competition Groups_14 | Air Sealing | 1.712% | 0 | 66.6665 | Residential_2036_SC D_GWh_After Competition Groups_Air Sealing
Residential | Res ¦ Energy Star Clothes Dryer | 2036 | SC D | GWh | After Competition Groups | 64.9939 | 0 | 0 | 3892.9967 | 0.016695 | 15 | Residential_2036_SC D_GWh_After Competition Groups_15 | Energy Star Clothes Dryer | 1.67% | 0 | 64.9939 | Residential_2036_SC D_GWh_After Competition Groups_Energy Star Clothes Dryer
Residential | Res ¦ Occupancy Sensors MF | 2036 | SC D | GWh | After Competition Groups | 60.8258 | 0 | 0 | 3892.9967 | 0.015624 | 16 | Residential_2036_SC D_GWh_After Competition Groups_16 | Occupancy Sensors MF | 1.562% | 0 | 60.8258 | Residential_2036_SC D_GWh_After Competition Groups_Occupancy Sensors MF
Residential | Res ¦ Energy Star Room Air Conditioner | 2036 | SC D | GWh | After Competition Groups | 54.9888 | 0 | 0 | 3892.9967 | 0.014125 | 17 | Residential_2036_SC D_GWh_After Competition Groups_17 | Energy Star Room Air Conditioner | 1.413% | 0 | 54.9888 | Residential_2036_SC D_GWh_After Competition Groups_Energy Star Room Air Conditioner
Residential | Res ¦ Energy Star Light Fixture | 2036 | SC D | GWh | After Competition Groups | 48.146 | 0 | 0 | 3892.9967 | 0.012367 | 18 | Residential_2036_SC D_GWh_After Competition Groups_18 | Energy Star Light Fixture | 1.237% | 0 | 48.146 | Residential_2036_SC D_GWh_After Competition Groups_Energy Star Light Fixture
Residential | Res ¦ Attic Insulation | 2036 | SC D | GWh | After Competition Groups | 42.0319 | 0 | 0 | 3892.9967 | 0.010797 | 19 | Residential_2036_SC D_GWh_After Competition Groups_19 | Attic Insulation | 1.08% | 0 | 42.0319 | Residential_2036_SC D_GWh_After Competition Groups_Attic Insulation
Residential | Res ¦ Home Energy Reports | 2036 | SC D | GWh | After Competition Groups | 39.3125 | 0 | 0 | 3892.9967 | 0.010098 | 20 | Residential_2036_SC D_GWh_After Competition Groups_20 | Home Energy Reports | 1.01% | 0 | 39.3125 | Residential_2036_SC D_GWh_After Competition Groups_Home Energy Reports
Residential | Res ¦ LED Exterior Area Lights - LED Fixture (200W) | 2036 | SC D | GWh | After Competition Groups | 38.4028 | 0 | 0 | 3892.9967 | 0.0098646 | 21 | Residential_2036_SC D_GWh_After Competition Groups_21 | LED Exterior Area Lights - LED Fixture (200W) | 0.9865% | 0 | 38.4028 | Residential_2036_SC D_GWh_After Competition Groups_LED Exterior Area Lights - LED Fixture (200W)
Residential | Res ¦ Refrigerator Recycling | 2036 | SC D | GWh | After Competition Groups | 38.1009 | 0 | 0 | 3892.9967 | 0.009787 | 22 | Residential_2036_SC D_GWh_After Competition Groups_22 | Refrigerator Recycling | 0.9787% | 0 | 38.1009 | Residential_2036_SC D_GWh_After Competition Groups_Refrigerator Recycling
Residential | Res ¦ Smart Burners | 2036 | SC D | GWh | After Competition Groups | 35.1693 | 0 | 0 | 3892.9967 | 0.009034 | 23 | Residential_2036_SC D_GWh_After Competition Groups_23 | Smart Burners | 0.9034% | 0 | 35.1693 | Residential_2036_SC D_GWh_After Competition Groups_Smart Burners
Residential | Res ¦ Advanced BAS/Controllers | 2036 | SC D | GWh | After Competition Groups | 32.5449 | 0 | 0 | 3892.9967 | 0.0083599 | 24 | Residential_2036_SC D_GWh_After Competition Groups_24 | Advanced BAS/Controllers | 0.836% | 0 | 32.5449 | Residential_2036_SC D_GWh_After Competition Groups_Advanced BAS/Controllers
Residential | Res ¦ Energy Star Freezer | 2036 | SC D | GWh | After Competition Groups | 29.3574 | 0 | 0 | 3892.9967 | 0.0075411 | 25 | Residential_2036_SC D_GWh_After Competition Groups_25 | Energy Star Freezer | 0.7541% | 0 | 29.3574 | Residential_2036_SC D_GWh_After Competition Groups_Energy Star Freezer
Residential | Res ¦ LED Tube Re-Lamp | 2036 | SC D | GWh | After Competition Groups | 28.9534 | 0 | 0 | 3892.9967 | 0.0074373 | 26 | Residential_2036_SC D_GWh_After Competition Groups_26 | LED Tube Re-Lamp | 0.7437% | 0 | 28.9534 | Residential_2036_SC D_GWh_After Competition Groups_LED Tube Re-Lamp
Residential | Res ¦ Outside Air Economizer | 2036 | SC D | GWh | After Competition Groups | 28.2849 | 0 | 0 | 3892.9967 | 0.0072656 | 27 | Residential_2036_SC D_GWh_After Competition Groups_27 | Outside Air Economizer | 0.7266% | 0 | 28.2849 | Residential_2036_SC D_GWh_After Competition Groups_Outside Air Economizer
Residential | Res ¦ Furnace Whistle | 2036 | SC D | GWh | After Competition Groups | 28.0243 | 0 | 0 | 3892.9967 | 0.0071986 | 28 | Residential_2036_SC D_GWh_After Competition Groups_28 | Furnace Whistle | 0.7199% | 0 | 28.0243 | Residential_2036_SC D_GWh_After Competition Groups_Furnace Whistle
Residential | Res ¦ Minimize Hot and Warm Clothes Wash | 2036 | SC D | GWh | After Competition Groups | 23.6065 | 0 | 0 | 3892.9967 | 0.0060638 | 29 | Residential_2036_SC D_GWh_After Competition Groups_29 | Minimize Hot and Warm Clothes Wash | 0.6064% | 0 | 23.6065 | Residential_2036_SC D_GWh_After Competition Groups_Minimize Hot and Warm Clothes Wash
Residential | Res ¦ High Efficiency Chiller (avg of water and air cooled) | 2036 | SC D | GWh | After Competition Groups | 16.9565 | 0 | 0 | 3892.9967 | 0.0043556 | 30 | Residential_2036_SC D_GWh_After Competition Groups_30 | High Efficiency Chiller (avg of water and air cooled) | 0.4356% | 0 | 16.9565 | Residential_2036_SC D_GWh_After Competition Groups_High Efficiency Chiller (avg of water and air cooled)
Residential | Res ¦ ENERGY STAR LED LAMPS (REFLECTOR LAMPs/MR16/PAR 16) | 2036 | SC D | GWh | After Competition Groups | 16.664 | 0 | 0 | 3892.9967 | 0.0042805 | 31 | Residential_2036_SC D_GWh_After Competition Groups_31 | ENERGY STAR LED LAMPS (REFLECTOR LAMPs/MR16/PAR 16) | 0.428% | 0 | 16.664 | Residential_2036_SC D_GWh_After Competition Groups_ENERGY STAR LED LAMPS (REFLECTOR LAMPs/MR16/PAR 16)
Residential | Res ¦ Variable Frequency Drive (VFD) | 2036 | SC D | GWh | After Competition Groups | 9.4294 | 0 | 0 | 3892.9967 | 0.0024222 | 32 | Residential_2036_SC D_GWh_After Competition Groups_32 | Variable Frequency Drive (VFD) | 0.2422% | 0 | 9.4294 | Residential_2036_SC D_GWh_After Competition Groups_Variable Frequency Drive (VFD)
Residential | Res ¦ CO Sensors for parking garage exhaust fans | 2036 | SC D | GWh | After Competition Groups | 9.1788 | 0 | 0 | 3892.9967 | 0.0023578 | 33 | Residential_2036_SC D_GWh_After Competition Groups_33 | CO Sensors for parking garage exhaust fans | 0.2358% | 0 | 9.1788 | Residential_2036_SC D_GWh_After Competition Groups_CO Sensors for parking garage exhaust fans
Residential | Res ¦ Water Heater Temperature Setback | 2036 | SC D | GWh | After Competition Groups | 8.2489 | 0 | 0 | 3892.9967 | 0.0021189 | 34 | Residential_2036_SC D_GWh_After Competition Groups_34 | Water Heater Temperature Setback | 0.2119% | 0 | 8.2489 | Residential_2036_SC D_GWh_After Competition Groups_Water Heater Temperature Setback
Residential | Res ¦ Tankless Water Heater | 2036 | SC D | GWh | After Competition Groups | 7.4275 | 0 | 0 | 3892.9967 | 0.0019079 | 35 | Residential_2036_SC D_GWh_After Competition Groups_35 | Tankless Water Heater | 0.1908% | 0 | 7.4275 | Residential_2036_SC D_GWh_After Competition Groups_Tankless Water Heater
Residential | Res ¦ LED Downlight | 2036 | SC D | GWh | After Competition Groups | 7.324 | 0 | 0 | 3892.9967 | 0.0018813 | 36 | Residential_2036_SC D_GWh_After Competition Groups_36 | LED Downlight | 0.1881% | 0 | 7.324 | Residential_2036_SC D_GWh_After Competition Groups_LED Downlight
Residential | Res ¦ Demand Control Ventilation | 2036 | SC D | GWh | After Competition Groups | 6.3985 | 0 | 0 | 3892.9967 | 0.0016436 | 37 | Residential_2036_SC D_GWh_After Competition Groups_37 | Demand Control Ventilation | 0.1644% | 0 | 6.3985 | Residential_2036_SC D_GWh_After Competition Groups_Demand Control Ventilation
Residential | Res ¦ Energy Star Dehumidifier | 2036 | SC D | GWh | After Competition Groups | 4.9837 | 0 | 0 | 3892.9967 | 0.0012802 | 38 | Residential_2036_SC D_GWh_After Competition Groups_38 | Energy Star Dehumidifier | 0.128% | 0 | 4.9837 | Residential_2036_SC D_GWh_After Competition Groups_Energy Star Dehumidifier
Residential | Res ¦ Condensing Make Up Air Unit | 2036 | SC D | GWh | After Competition Groups | 4.0643 | 0 | 0 | 3892.9967 | 0.001044 | 39 | Residential_2036_SC D_GWh_After Competition Groups_39 | Condensing Make Up Air Unit | 0.1044% | 0 | 4.0643 | Residential_2036_SC D_GWh_After Competition Groups_Condensing Make Up Air Unit
Residential | Res ¦ Clothes Drying Racks | 2036 | SC D | GWh | After Competition Groups | 3.6895 | 0 | 0 | 3892.9967 | 0.00094772 | 40 | Residential_2036_SC D_GWh_After Competition Groups_40 | Clothes Drying Racks | 0.09477% | 0 | 3.6895 | Residential_2036_SC D_GWh_After Competition Groups_Clothes Drying Racks
Residential | Res ¦ ENERGY STAR LED Lamps (General Service Lamps) | 2036 | SC D | GWh | After Competition Groups | 3.6729 | 0 | 0 | 3892.9967 | 0.00094347 | 41 | Residential_2036_SC D_GWh_After Competition Groups_41 | ENERGY STAR LED Lamps (General Service Lamps) | 0.09435% | 0 | 3.6729 | Residential_2036_SC D_GWh_After Competition Groups_ENERGY STAR LED Lamps (General Service Lamps)
Residential | Res ¦ VFD on Pumps | 2036 | SC D | GWh | After Competition Groups | 2.6991 | 0 | 0 | 3892.9967 | 0.00069333 | 42 | Residential_2036_SC D_GWh_After Competition Groups_42 | VFD on Pumps | 0.06933% | 0 | 2.6991 | Residential_2036_SC D_GWh_After Competition Groups_VFD on Pumps
Residential | Res ¦ Floor Insulation | 2036 | SC D | GWh | After Competition Groups | 2.6059 | 0 | 0 | 3892.9967 | 0.00066937 | 43 | Residential_2036_SC D_GWh_After Competition Groups_43 | Floor Insulation | 0.06694% | 0 | 2.6059 | Residential_2036_SC D_GWh_After Competition Groups_Floor Insulation
Residential | Res ¦ Heat Recovery Ventilator | 2036 | SC D | GWh | After Competition Groups | 2.363 | 0 | 0 | 3892.9967 | 0.00060698 | 44 | Residential_2036_SC D_GWh_After Competition Groups_44 | Heat Recovery Ventilator | 0.0607% | 0 | 2.363 | Residential_2036_SC D_GWh_After Competition Groups_Heat Recovery Ventilator
Residential | Res ¦ ECM MOTORS FOR HVAC APPLICATION (FAN-POWERED VAV BOX) | 2036 | SC D | GWh | After Competition Groups | 1.702 | 0 | 0 | 3892.9967 | 0.0004372 | 45 | Residential_2036_SC D_GWh_After Competition Groups_45 | ECM MOTORS FOR HVAC APPLICATION (FAN-POWERED VAV BOX) | 0.04372% | 0 | 1.702 | Residential_2036_SC D_GWh_After Competition Groups_ECM MOTORS FOR HVAC APPLICATION (FAN-POWERED VAV BOX)
Residential | Res ¦ Duct Insulation | 2036 | SC D | GWh | After Competition Groups | 1.4177 | 0 | 0 | 3892.9967 | 0.00036417 | 46 | Residential_2036_SC D_GWh_After Competition Groups_46 | Duct Insulation | 0.03642% | 0 | 1.4177 | Residential_2036_SC D_GWh_After Competition Groups_Duct Insulation
Residential | Res ¦ Beverage Vending Machine Controls | 2036 | SC D | GWh | After Competition Groups | 1.2157 | 0 | 0 | 3892.9967 | 0.00031228 | 47 | Residential_2036_SC D_GWh_After Competition Groups_47 | Beverage Vending Machine Controls | 0.03123% | 0 | 1.2157 | Residential_2036_SC D_GWh_After Competition Groups_Beverage Vending Machine Controls
Residential | Res ¦ Duct Insulation MF | 2036 | SC D | GWh | After Competition Groups | 0.85947 | 0 | 0 | 3892.9967 | 0.00022077 | 48 | Residential_2036_SC D_GWh_After Competition Groups_48 | Duct Insulation MF | 0.02208% | 0 | 0.85947 | Residential_2036_SC D_GWh_After Competition Groups_Duct Insulation MF
Residential | Res ¦ Chilled Water Optimization | 2036 | SC D | GWh | After Competition Groups | 0.28546 | 0 | 0 | 3892.9967 | 7.3328e-05 | 49 | Residential_2036_SC D_GWh_After Competition Groups_49 | Chilled Water Optimization | 0.007333% | 0 | 0.28546 | Residential_2036_SC D_GWh_After Competition Groups_Chilled Water Optimization
Residential | Res ¦ LED High Bay Fixture | 2036 | SC D | GWh | After Competition Groups | 0.097361 | 0 | 0 | 3892.9967 | 2.5009e-05 | 50 | Residential_2036_SC D_GWh_After Competition Groups_50 | LED High Bay Fixture | 0.002501% | 0 | 0.097361 | Residential_2036_SC D_GWh_After Competition Groups_LED High Bay Fixture
Residential | Res ¦ Wall Insulation | 2036 | SC D | GWh | After Competition Groups | 0.051831 | 0 | 0 | 3892.9967 | 1.3314e-05 | 51 | Residential_2036_SC D_GWh_After Competition Groups_51 | Wall Insulation | 0.001331% | 0 | 0.051831 | Residential_2036_SC D_GWh_After Competition Groups_Wall Insulation
Residential | Res ¦ Wall Insulation MF | 2036 | SC D | GWh | After Competition Groups | 0.011501 | 0 | 0 | 3892.9967 | 2.9542e-06 | 52 | Residential_2036_SC D_GWh_After Competition Groups_52 | Wall Insulation MF | 0.0002954% | 0 | 0.011501 | Residential_2036_SC D_GWh_After Competition Groups_Wall Insulation MF
Residential | Res ¦ Freezer Recycling | 2036 | SC D | GWh | After Competition Groups | 0.0037655 | 0 | 0 | 3892.9967 | 9.6725e-07 | 53 | Residential_2036_SC D_GWh_After Competition Groups_53 | Freezer Recycling | 9.672e-05% | 0 | 0.0037655 | Residential_2036_SC D_GWh_After Competition Groups_Freezer Recycling
Residential | Res ¦ Smart Power Bar | 2036 | SC D | GWh | After Competition Groups | 0 | 0 | 0 | 3892.9967 | 0 | 54 | Residential_2036_SC D_GWh_After Competition Groups_54 | Smart Power Bar | 0% | 0 | 0 | Residential_2036_SC D_GWh_After Competition Groups_Smart Power Bar
Residential | Res ¦ Smart Power Bar | 2036 | Technical | GWh | After Competition Groups | 1240.6988 | 0 | 0 | 15457.1955 | 0.080267 | 1 | Residential_2036_Technical_GWh_After Competition Groups_1 | Smart Power Bar | 8.027% | 0 | 1240.6988 | Residential_2036_Technical_GWh_After Competition Groups_Smart Power Bar
Residential | Res ¦ Energy Star LED Bulbs General Purpose LEDs | 2036 | Technical | GWh | After Competition Groups | 1176.1014 | 0 | 0 | 15457.1955 | 0.076088 | 2 | Residential_2036_Technical_GWh_After Competition Groups_2 | Energy Star LED Bulbs General Purpose LEDs | 7.609% | 0 | 1176.1014 | Residential_2036_Technical_GWh_After Competition Groups_Energy Star LED Bulbs General Purpose LEDs
Residential | Res ¦ Energy Star A Line, PAR, MR Lamps | 2036 | Technical | GWh | After Competition Groups | 991.3033 | 0 | 0 | 15457.1955 | 0.064132 | 3 | Residential_2036_Technical_GWh_After Competition Groups_3 | Energy Star A Line, PAR, MR Lamps | 6.413% | 0 | 991.3033 | Residential_2036_Technical_GWh_After Competition Groups_Energy Star A Line, PAR, MR Lamps
Residential | Res ¦ Energy Star Refrigerator | 2036 | Technical | GWh | After Competition Groups | 944.9327 | 0 | 0 | 15457.1955 | 0.061132 | 4 | Residential_2036_Technical_GWh_After Competition Groups_4 | Energy Star Refrigerator | 6.113% | 0 | 944.9327 | Residential_2036_Technical_GWh_After Competition Groups_Energy Star Refrigerator
Residential | Res ¦ Smart Burners | 2036 | Technical | GWh | After Competition Groups | 850.8187 | 0 | 0 | 15457.1955 | 0.055044 | 5 | Residential_2036_Technical_GWh_After Competition Groups_5 | Smart Burners | 5.504% | 0 | 850.8187 | Residential_2036_Technical_GWh_After Competition Groups_Smart Burners
Residential | Res ¦ Energy Star Clothes Washer | 2036 | Technical | GWh | After Competition Groups | 758.5247 | 0 | 0 | 15457.1955 | 0.049073 | 6 | Residential_2036_Technical_GWh_After Competition Groups_6 | Energy Star Clothes Washer | 4.907% | 0 | 758.5247 | Residential_2036_Technical_GWh_After Competition Groups_Energy Star Clothes Washer
Residential | Res ¦ Energy Star Ground Source Heat Pump | 2036 | Technical | GWh | After Competition Groups | 753.7791 | 0 | 0 | 15457.1955 | 0.048766 | 7 | Residential_2036_Technical_GWh_After Competition Groups_7 | Energy Star Ground Source Heat Pump | 4.877% | 0 | 753.7791 | Residential_2036_Technical_GWh_After Competition Groups_Energy Star Ground Source Heat Pump
Residential | Res ¦ Ductless Mini-Split Heat Pump | 2036 | Technical | GWh | After Competition Groups | 750.4051 | 0 | 0 | 15457.1955 | 0.048547 | 8 | Residential_2036_Technical_GWh_After Competition Groups_8 | Ductless Mini-Split Heat Pump | 4.855% | 0 | 750.4051 | Residential_2036_Technical_GWh_After Competition Groups_Ductless Mini-Split Heat Pump
Residential | Res ¦ Adaptive Thermostat | 2036 | Technical | GWh | After Competition Groups | 694.535 | 0 | 0 | 15457.1955 | 0.044933 | 9 | Residential_2036_Technical_GWh_After Competition Groups_9 | Adaptive Thermostat | 4.493% | 0 | 694.535 | Residential_2036_Technical_GWh_After Competition Groups_Adaptive Thermostat
Residential | Res ¦ Heat Pump Clothes Dryer | 2036 | Technical | GWh | After Competition Groups | 644.7074 | 0 | 0 | 15457.1955 | 0.041709 | 10 | Residential_2036_Technical_GWh_After Competition Groups_10 | Heat Pump Clothes Dryer | 4.171% | 0 | 644.7074 | Residential_2036_Technical_GWh_After Competition Groups_Heat Pump Clothes Dryer
Residential | Res ¦ Air Sealing | 2036 | Technical | GWh | After Competition Groups | 446.278 | 0 | 0 | 15457.1955 | 0.028872 | 11 | Residential_2036_Technical_GWh_After Competition Groups_11 | Air Sealing | 2.887% | 0 | 446.278 | Residential_2036_Technical_GWh_After Competition Groups_Air Sealing
Residential | Res ¦ Energy Star Central Air Conditioner | 2036 | Technical | GWh | After Competition Groups | 433.471 | 0 | 0 | 15457.1955 | 0.028043 | 12 | Residential_2036_Technical_GWh_After Competition Groups_12 | Energy Star Central Air Conditioner | 2.804% | 0 | 433.471 | Residential_2036_Technical_GWh_After Competition Groups_Energy Star Central Air Conditioner
Residential | Res ¦ Energy Star Light Fixture | 2036 | Technical | GWh | After Competition Groups | 391.909 | 0 | 0 | 15457.1955 | 0.025354 | 13 | Residential_2036_Technical_GWh_After Competition Groups_13 | Energy Star Light Fixture | 2.535% | 0 | 391.909 | Residential_2036_Technical_GWh_After Competition Groups_Energy Star Light Fixture
Residential | Res ¦ Car Block Heater Timer | 2036 | Technical | GWh | After Competition Groups | 367.597 | 0 | 0 | 15457.1955 | 0.023782 | 14 | Residential_2036_Technical_GWh_After Competition Groups_14 | Car Block Heater Timer | 2.378% | 0 | 367.597 | Residential_2036_Technical_GWh_After Competition Groups_Car Block Heater Timer
Residential | Res ¦ Ductless Mini-Split Air Conditioner | 2036 | Technical | GWh | After Competition Groups | 350.5185 | 0 | 0 | 15457.1955 | 0.022677 | 15 | Residential_2036_Technical_GWh_After Competition Groups_15 | Ductless Mini-Split Air Conditioner | 2.268% | 0 | 350.5185 | Residential_2036_Technical_GWh_After Competition Groups_Ductless Mini-Split Air Conditioner
Residential | Res ¦ Variable Speed Pool Pump Motor | 2036 | Technical | GWh | After Competition Groups | 327.7346 | 0 | 0 | 15457.1955 | 0.021203 | 16 | Residential_2036_Technical_GWh_After Competition Groups_16 | Variable Speed Pool Pump Motor | 2.12% | 0 | 327.7346 | Residential_2036_Technical_GWh_After Competition Groups_Variable Speed Pool Pump Motor
Residential | Res ¦ Energy Star Torchiere | 2036 | Technical | GWh | After Competition Groups | 315.6372 | 0 | 0 | 15457.1955 | 0.02042 | 17 | Residential_2036_Technical_GWh_After Competition Groups_17 | Energy Star Torchiere | 2.042% | 0 | 315.6372 | Residential_2036_Technical_GWh_After Competition Groups_Energy Star Torchiere
Residential | Res ¦ Passive Attic Ventilation | 2036 | Technical | GWh | After Competition Groups | 264.2579 | 0 | 0 | 15457.1955 | 0.017096 | 18 | Residential_2036_Technical_GWh_After Competition Groups_18 | Passive Attic Ventilation | 1.71% | 0 | 264.2579 | Residential_2036_Technical_GWh_After Competition Groups_Passive Attic Ventilation
Residential | Res ¦ Building Recommissioning, Operations and Maintenance (O&M) Improvements | 2036 | Technical | GWh | After Competition Groups | 253.9885 | 0 | 0 | 15457.1955 | 0.016432 | 19 | Residential_2036_Technical_GWh_After Competition Groups_19 | Building Recommissioning, Operations and Maintenance (O&M) Improvements | 1.643% | 0 | 253.9885 | Residential_2036_Technical_GWh_After Competition Groups_Building Recommissioning, Operations and Maintenance (O&M) Improvements
Residential | Res ¦ Energy Star Windows | 2036 | Technical | GWh | After Competition Groups | 242.0493 | 0 | 0 | 15457.1955 | 0.015659 | 20 | Residential_2036_Technical_GWh_After Competition Groups_20 | Energy Star Windows | 1.566% | 0 | 242.0493 | Residential_2036_Technical_GWh_After Competition Groups_Energy Star Windows
Residential | Res ¦ Basement Wall Insulation | 2036 | Technical | GWh | After Competition Groups | 234.268 | 0 | 0 | 15457.1955 | 0.015156 | 21 | Residential_2036_Technical_GWh_After Competition Groups_21 | Basement Wall Insulation | 1.516% | 0 | 234.268 | Residential_2036_Technical_GWh_After Competition Groups_Basement Wall Insulation
Residential | Res ¦ Basement or Crawlspace Insulation | 2036 | Technical | GWh | After Competition Groups | 194.5427 | 0 | 0 | 15457.1955 | 0.012586 | 22 | Residential_2036_Technical_GWh_After Competition Groups_22 | Basement or Crawlspace Insulation | 1.259% | 0 | 194.5427 | Residential_2036_Technical_GWh_After Competition Groups_Basement or Crawlspace Insulation
Residential | Res ¦ Attic Insulation | 2036 | Technical | GWh | After Competition Groups | 180.7227 | 0 | 0 | 15457.1955 | 0.011692 | 23 | Residential_2036_Technical_GWh_After Competition Groups_23 | Attic Insulation | 1.169% | 0 | 180.7227 | Residential_2036_Technical_GWh_After Competition Groups_Attic Insulation
Residential | Res ¦ Lighting Motion Sensors, Timers, Dimmers | 2036 | Technical | GWh | After Competition Groups | 167.4959 | 0 | 0 | 15457.1955 | 0.010836 | 24 | Residential_2036_Technical_GWh_After Competition Groups_24 | Lighting Motion Sensors, Timers, Dimmers | 1.084% | 0 | 167.4959 | Residential_2036_Technical_GWh_After Competition Groups_Lighting Motion Sensors, Timers, Dimmers
Residential | Res ¦ Wall Insulation | 2036 | Technical | GWh | After Competition Groups | 141.1997 | 0 | 0 | 15457.1955 | 0.0091349 | 25 | Residential_2036_Technical_GWh_After Competition Groups_25 | Wall Insulation | 0.9135% | 0 | 141.1997 | Residential_2036_Technical_GWh_After Competition Groups_Wall Insulation
Residential | Res ¦ Solar Powered Attic Fan | 2036 | Technical | GWh | After Competition Groups | 138.593 | 0 | 0 | 15457.1955 | 0.0089662 | 26 | Residential_2036_Technical_GWh_After Competition Groups_26 | Solar Powered Attic Fan | 0.8966% | 0 | 138.593 | Residential_2036_Technical_GWh_After Competition Groups_Solar Powered Attic Fan
Residential | Res ¦ Comprehensive Draft Proofing | 2036 | Technical | GWh | After Competition Groups | 129.1817 | 0 | 0 | 15457.1955 | 0.0083574 | 27 | Residential_2036_Technical_GWh_After Competition Groups_27 | Comprehensive Draft Proofing | 0.8357% | 0 | 129.1817 | Residential_2036_Technical_GWh_After Competition Groups_Comprehensive Draft Proofing
Residential | Res ¦ Variable Refrigerant Flow Heat Pump | 2036 | Technical | GWh | After Competition Groups | 115.2286 | 0 | 0 | 15457.1955 | 0.0074547 | 28 | Residential_2036_Technical_GWh_After Competition Groups_28 | Variable Refrigerant Flow Heat Pump | 0.7455% | 0 | 115.2286 | Residential_2036_Technical_GWh_After Competition Groups_Variable Refrigerant Flow Heat Pump
Residential | Res ¦ Home Energy Reports | 2036 | Technical | GWh | After Competition Groups | 100.406 | 0 | 0 | 15457.1955 | 0.0064957 | 29 | Residential_2036_Technical_GWh_After Competition Groups_29 | Home Energy Reports | 0.6496% | 0 | 100.406 | Residential_2036_Technical_GWh_After Competition Groups_Home Energy Reports
Residential | Res ¦ Furnace with ECM | 2036 | Technical | GWh | After Competition Groups | 97.3347 | 0 | 0 | 15457.1955 | 0.006297 | 30 | Residential_2036_Technical_GWh_After Competition Groups_30 | Furnace with ECM | 0.6297% | 0 | 97.3347 | Residential_2036_Technical_GWh_After Competition Groups_Furnace with ECM
Residential | Res ¦ Energy Star Ceiling Fan/Lighting | 2036 | Technical | GWh | After Competition Groups | 94.8077 | 0 | 0 | 15457.1955 | 0.0061336 | 31 | Residential_2036_Technical_GWh_After Competition Groups_31 | Energy Star Ceiling Fan/Lighting | 0.6134% | 0 | 94.8077 | Residential_2036_Technical_GWh_After Competition Groups_Energy Star Ceiling Fan/Lighting
Residential | Res ¦ Radiant Barrier | 2036 | Technical | GWh | After Competition Groups | 90.3635 | 0 | 0 | 15457.1955 | 0.005846 | 32 | Residential_2036_Technical_GWh_After Competition Groups_32 | Radiant Barrier | 0.5846% | 0 | 90.3635 | Residential_2036_Technical_GWh_After Competition Groups_Radiant Barrier
Residential | Res ¦ LED Downlight | 2036 | Technical | GWh | After Competition Groups | 87.9899 | 0 | 0 | 15457.1955 | 0.0056925 | 33 | Residential_2036_Technical_GWh_After Competition Groups_33 | LED Downlight | 0.5692% | 0 | 87.9899 | Residential_2036_Technical_GWh_After Competition Groups_LED Downlight
Residential | Res ¦ Heavy Duty Outdoor/Holiday Plug-in Timers | 2036 | Technical | GWh | After Competition Groups | 86.3321 | 0 | 0 | 15457.1955 | 0.0055852 | 34 | Residential_2036_Technical_GWh_After Competition Groups_34 | Heavy Duty Outdoor/Holiday Plug-in Timers | 0.5585% | 0 | 86.3321 | Residential_2036_Technical_GWh_After Competition Groups_Heavy Duty Outdoor/Holiday Plug-in Timers
Residential | Res ¦ Energy Star Freezer | 2036 | Technical | GWh | After Competition Groups | 85.7431 | 0 | 0 | 15457.1955 | 0.0055471 | 35 | Residential_2036_Technical_GWh_After Competition Groups_35 | Energy Star Freezer | 0.5547% | 0 | 85.7431 | Residential_2036_Technical_GWh_After Competition Groups_Energy Star Freezer
Residential | Res ¦ LED Parking Lot Fixture | 2036 | Technical | GWh | After Competition Groups | 81.7062 | 0 | 0 | 15457.1955 | 0.005286 | 36 | Residential_2036_Technical_GWh_After Competition Groups_36 | LED Parking Lot Fixture | 0.5286% | 0 | 81.7062 | Residential_2036_Technical_GWh_After Competition Groups_LED Parking Lot Fixture
Residential | Res ¦ Ceiling Insulation | 2036 | Technical | GWh | After Competition Groups | 70.7796 | 0 | 0 | 15457.1955 | 0.0045791 | 37 | Residential_2036_Technical_GWh_After Competition Groups_37 | Ceiling Insulation | 0.4579% | 0 | 70.7796 | Residential_2036_Technical_GWh_After Competition Groups_Ceiling Insulation
Residential | Res ¦ Window Film | 2036 | Technical | GWh | After Competition Groups | 69.3674 | 0 | 0 | 15457.1955 | 0.0044877 | 38 | Residential_2036_Technical_GWh_After Competition Groups_38 | Window Film | 0.4488% | 0 | 69.3674 | Residential_2036_Technical_GWh_After Competition Groups_Window Film
Residential | Res ¦ Heat Pump Water Heater | 2036 | Technical | GWh | After Competition Groups | 67.0877 | 0 | 0 | 15457.1955 | 0.0043402 | 39 | Residential_2036_Technical_GWh_After Competition Groups_39 | Heat Pump Water Heater | 0.434% | 0 | 67.0877 | Residential_2036_Technical_GWh_After Competition Groups_Heat Pump Water Heater
Residential | Res ¦ Refrigerator Recycling | 2036 | Technical | GWh | After Competition Groups | 66.579 | 0 | 0 | 15457.1955 | 0.0043073 | 40 | Residential_2036_Technical_GWh_After Competition Groups_40 | Refrigerator Recycling | 0.4307% | 0 | 66.579 | Residential_2036_Technical_GWh_After Competition Groups_Refrigerator Recycling
Residential | Res ¦ Clothes Drying Racks | 2036 | Technical | GWh | After Competition Groups | 60.7962 | 0 | 0 | 15457.1955 | 0.0039332 | 41 | Residential_2036_Technical_GWh_After Competition Groups_41 | Clothes Drying Racks | 0.3933% | 0 | 60.7962 | Residential_2036_Technical_GWh_After Competition Groups_Clothes Drying Racks
Residential | Res ¦ Freezer Recycling | 2036 | Technical | GWh | After Competition Groups | 58.4189 | 0 | 0 | 15457.1955 | 0.0037794 | 42 | Residential_2036_Technical_GWh_After Competition Groups_42 | Freezer Recycling | 0.3779% | 0 | 58.4189 | Residential_2036_Technical_GWh_After Competition Groups_Freezer Recycling
Residential | Res ¦ Duct Insulation | 2036 | Technical | GWh | After Competition Groups | 58.1862 | 0 | 0 | 15457.1955 | 0.0037643 | 43 | Residential_2036_Technical_GWh_After Competition Groups_43 | Duct Insulation | 0.3764% | 0 | 58.1862 | Residential_2036_Technical_GWh_After Competition Groups_Duct Insulation
Residential | Res ¦ Occupancy Sensors MF | 2036 | Technical | GWh | After Competition Groups | 57.2314 | 0 | 0 | 15457.1955 | 0.0037026 | 44 | Residential_2036_Technical_GWh_After Competition Groups_44 | Occupancy Sensors MF | 0.3703% | 0 | 57.2314 | Residential_2036_Technical_GWh_After Competition Groups_Occupancy Sensors MF
Residential | Res ¦ Heat Recovery Ventilator | 2036 | Technical | GWh | After Competition Groups | 52.3702 | 0 | 0 | 15457.1955 | 0.0033881 | 45 | Residential_2036_Technical_GWh_After Competition Groups_45 | Heat Recovery Ventilator | 0.3388% | 0 | 52.3702 | Residential_2036_Technical_GWh_After Competition Groups_Heat Recovery Ventilator
Residential | Res ¦ Floor Insulation | 2036 | Technical | GWh | After Competition Groups | 47.3648 | 0 | 0 | 15457.1955 | 0.0030643 | 46 | Residential_2036_Technical_GWh_After Competition Groups_46 | Floor Insulation | 0.3064% | 0 | 47.3648 | Residential_2036_Technical_GWh_After Competition Groups_Floor Insulation
Residential | Res ¦ Central Lighting Control System | 2036 | Technical | GWh | After Competition Groups | 43.3576 | 0 | 0 | 15457.1955 | 0.002805 | 47 | Residential_2036_Technical_GWh_After Competition Groups_47 | Central Lighting Control System | 0.2805% | 0 | 43.3576 | Residential_2036_Technical_GWh_After Competition Groups_Central Lighting Control System
Residential | Res ¦ Dehumidifier Recycling | 2036 | Technical | GWh | After Competition Groups | 40.5087 | 0 | 0 | 15457.1955 | 0.0026207 | 48 | Residential_2036_Technical_GWh_After Competition Groups_48 | Dehumidifier Recycling | 0.2621% | 0 | 40.5087 | Residential_2036_Technical_GWh_After Competition Groups_Dehumidifier Recycling
Residential | Res ¦ LED Exterior Area Lights - LED Fixture (200W) | 2036 | Technical | GWh | After Competition Groups | 38.455 | 0 | 0 | 15457.1955 | 0.0024878 | 49 | Residential_2036_Technical_GWh_After Competition Groups_49 | LED Exterior Area Lights - LED Fixture (200W) | 0.2488% | 0 | 38.455 | Residential_2036_Technical_GWh_After Competition Groups_LED Exterior Area Lights - LED Fixture (200W)
Residential | Res ¦ Advanced BAS/Controllers | 2036 | Technical | GWh | After Competition Groups | 37.1742 | 0 | 0 | 15457.1955 | 0.002405 | 50 | Residential_2036_Technical_GWh_After Competition Groups_50 | Advanced BAS/Controllers | 0.2405% | 0 | 37.1742 | Residential_2036_Technical_GWh_After Competition Groups_Advanced BAS/Controllers
Residential | Res ¦ LED Tube Re-Lamp | 2036 | Technical | GWh | After Competition Groups | 33.6098 | 0 | 0 | 15457.1955 | 0.0021744 | 51 | Residential_2036_Technical_GWh_After Competition Groups_51 | LED Tube Re-Lamp | 0.2174% | 0 | 33.6098 | Residential_2036_Technical_GWh_After Competition Groups_LED Tube Re-Lamp
Residential | Res ¦ Minimize Hot and Warm Clothes Wash | 2036 | Technical | GWh | After Competition Groups | 32.4941 | 0 | 0 | 15457.1955 | 0.0021022 | 52 | Residential_2036_Technical_GWh_After Competition Groups_52 | Minimize Hot and Warm Clothes Wash | 0.2102% | 0 | 32.4941 | Residential_2036_Technical_GWh_After Competition Groups_Minimize Hot and Warm Clothes Wash
Residential | Res ¦ Furnace Whistle | 2036 | Technical | GWh | After Competition Groups | 32.0106 | 0 | 0 | 15457.1955 | 0.0020709 | 53 | Residential_2036_Technical_GWh_After Competition Groups_53 | Furnace Whistle | 0.2071% | 0 | 32.0106 | Residential_2036_Technical_GWh_After Competition Groups_Furnace Whistle
Residential | Res ¦ INTEGRAL LED TROFFERS | 2036 | Technical | GWh | After Competition Groups | 31.3129 | 0 | 0 | 15457.1955 | 0.0020258 | 54 | Residential_2036_Technical_GWh_After Competition Groups_54 | INTEGRAL LED TROFFERS | 0.2026% | 0 | 31.3129 | Residential_2036_Technical_GWh_After Competition Groups_INTEGRAL LED TROFFERS
Residential | Res ¦ Outside Air Economizer | 2036 | Technical | GWh | After Competition Groups | 30.9493 | 0 | 0 | 15457.1955 | 0.0020023 | 55 | Residential_2036_Technical_GWh_After Competition Groups_55 | Outside Air Economizer | 0.2002% | 0 | 30.9493 | Residential_2036_Technical_GWh_After Competition Groups_Outside Air Economizer
Residential | Res ¦ Early Hot Water Heater Replacement | 2036 | Technical | GWh | After Competition Groups | 28.9953 | 0 | 0 | 15457.1955 | 0.0018758 | 56 | Residential_2036_Technical_GWh_After Competition Groups_56 | Early Hot Water Heater Replacement | 0.1876% | 0 | 28.9953 | Residential_2036_Technical_GWh_After Competition Groups_Early Hot Water Heater Replacement
Residential | Res ¦ Energy Star Dishwasher | 2036 | Technical | GWh | After Competition Groups | 28.8816 | 0 | 0 | 15457.1955 | 0.0018685 | 57 | Residential_2036_Technical_GWh_After Competition Groups_57 | Energy Star Dishwasher | 0.1868% | 0 | 28.8816 | Residential_2036_Technical_GWh_After Competition Groups_Energy Star Dishwasher
Residential | Res ¦ Duct Insulation MF | 2036 | Technical | GWh | After Competition Groups | 25.6691 | 0 | 0 | 15457.1955 | 0.0016607 | 58 | Residential_2036_Technical_GWh_After Competition Groups_58 | Duct Insulation MF | 0.1661% | 0 | 25.6691 | Residential_2036_Technical_GWh_After Competition Groups_Duct Insulation MF
Residential | Res ¦ Energy Star Dehumidifier | 2036 | Technical | GWh | After Competition Groups | 23.8014 | 0 | 0 | 15457.1955 | 0.0015398 | 59 | Residential_2036_Technical_GWh_After Competition Groups_59 | Energy Star Dehumidifier | 0.154% | 0 | 23.8014 | Residential_2036_Technical_GWh_After Competition Groups_Energy Star Dehumidifier
Residential | Res ¦ Central Air Conditioner Maintenance | 2036 | Technical | GWh | After Competition Groups | 23.6877 | 0 | 0 | 15457.1955 | 0.0015325 | 60 | Residential_2036_Technical_GWh_After Competition Groups_60 | Central Air Conditioner Maintenance | 0.1532% | 0 | 23.6877 | Residential_2036_Technical_GWh_After Competition Groups_Central Air Conditioner Maintenance
Residential | Res ¦ Condensing Make Up Air Unit | 2036 | Technical | GWh | After Competition Groups | 19.9841 | 0 | 0 | 15457.1955 | 0.0012929 | 61 | Residential_2036_Technical_GWh_After Competition Groups_61 | Condensing Make Up Air Unit | 0.1293% | 0 | 19.9841 | Residential_2036_Technical_GWh_After Competition Groups_Condensing Make Up Air Unit
Residential | Res ¦ CO Sensors for parking garage exhaust fans | 2036 | Technical | GWh | After Competition Groups | 19.5266 | 0 | 0 | 15457.1955 | 0.0012633 | 62 | Residential_2036_Technical_GWh_After Competition Groups_62 | CO Sensors for parking garage exhaust fans | 0.1263% | 0 | 19.5266 | Residential_2036_Technical_GWh_After Competition Groups_CO Sensors for parking garage exhaust fans
Residential | Res ¦ Drain Water Heat Recovery | 2036 | Technical | GWh | After Competition Groups | 19.4749 | 0 | 0 | 15457.1955 | 0.0012599 | 63 | Residential_2036_Technical_GWh_After Competition Groups_63 | Drain Water Heat Recovery | 0.126% | 0 | 19.4749 | Residential_2036_Technical_GWh_After Competition Groups_Drain Water Heat Recovery
Residential | Res ¦ High Efficiency Chiller (avg of water and air cooled) | 2036 | Technical | GWh | After Competition Groups | 19.0911 | 0 | 0 | 15457.1955 | 0.0012351 | 64 | Residential_2036_Technical_GWh_After Competition Groups_64 | High Efficiency Chiller (avg of water and air cooled) | 0.1235% | 0 | 19.0911 | Residential_2036_Technical_GWh_After Competition Groups_High Efficiency Chiller (avg of water and air cooled)
Residential | Res ¦ Demand Control Ventilation | 2036 | Technical | GWh | After Competition Groups | 17.1448 | 0 | 0 | 15457.1955 | 0.0011092 | 65 | Residential_2036_Technical_GWh_After Competition Groups_65 | Demand Control Ventilation | 0.1109% | 0 | 17.1448 | Residential_2036_Technical_GWh_After Competition Groups_Demand Control Ventilation
Residential | Res ¦ ENERGY STAR LED LAMPS (REFLECTOR LAMPs/MR16/PAR 16) | 2036 | Technical | GWh | After Competition Groups | 15.1599 | 0 | 0 | 15457.1955 | 0.00098077 | 66 | Residential_2036_Technical_GWh_After Competition Groups_66 | ENERGY STAR LED LAMPS (REFLECTOR LAMPs/MR16/PAR 16) | 0.09808% | 0 | 15.1599 | Residential_2036_Technical_GWh_After Competition Groups_ENERGY STAR LED LAMPS (REFLECTOR LAMPs/MR16/PAR 16)
Residential | Res ¦ Variable Frequency Drive (VFD) | 2036 | Technical | GWh | After Competition Groups | 13.5789 | 0 | 0 | 15457.1955 | 0.00087848 | 67 | Residential_2036_Technical_GWh_After Competition Groups_67 | Variable Frequency Drive (VFD) | 0.08785% | 0 | 13.5789 | Residential_2036_Technical_GWh_After Competition Groups_Variable Frequency Drive (VFD)
Residential | Res ¦ Water Heater Temperature Setback | 2036 | Technical | GWh | After Competition Groups | 10.147 | 0 | 0 | 15457.1955 | 0.00065645 | 68 | Residential_2036_Technical_GWh_After Competition Groups_68 | Water Heater Temperature Setback | 0.06565% | 0 | 10.147 | Residential_2036_Technical_GWh_After Competition Groups_Water Heater Temperature Setback
Residential | Res ¦ DHW Recirculation Systems | 2036 | Technical | GWh | After Competition Groups | 9.1612 | 0 | 0 | 15457.1955 | 0.00059268 | 69 | Residential_2036_Technical_GWh_After Competition Groups_69 | DHW Recirculation Systems | 0.05927% | 0 | 9.1612 | Residential_2036_Technical_GWh_After Competition Groups_DHW Recirculation Systems
Residential | Res ¦ Air Source Heat Pump Maintenance | 2036 | Technical | GWh | After Competition Groups | 8.2851 | 0 | 0 | 15457.1955 | 0.000536 | 70 | Residential_2036_Technical_GWh_After Competition Groups_70 | Air Source Heat Pump Maintenance | 0.0536% | 0 | 8.2851 | Residential_2036_Technical_GWh_After Competition Groups_Air Source Heat Pump Maintenance
Residential | Res ¦ VFD on Pumps | 2036 | Technical | GWh | After Competition Groups | 4.1757 | 0 | 0 | 15457.1955 | 0.00027014 | 71 | Residential_2036_Technical_GWh_After Competition Groups_71 | VFD on Pumps | 0.02701% | 0 | 4.1757 | Residential_2036_Technical_GWh_After Competition Groups_VFD on Pumps
Residential | Res ¦ Tankless Water Heater | 2036 | Technical | GWh | After Competition Groups | 3.6565 | 0 | 0 | 15457.1955 | 0.00023656 | 72 | Residential_2036_Technical_GWh_After Competition Groups_72 | Tankless Water Heater | 0.02366% | 0 | 3.6565 | Residential_2036_Technical_GWh_After Competition Groups_Tankless Water Heater
Residential | Res ¦ ENERGY STAR LED Lamps (General Service Lamps) | 2036 | Technical | GWh | After Competition Groups | 3.5736 | 0 | 0 | 15457.1955 | 0.00023119 | 73 | Residential_2036_Technical_GWh_After Competition Groups_73 | ENERGY STAR LED Lamps (General Service Lamps) | 0.02312% | 0 | 3.5736 | Residential_2036_Technical_GWh_After Competition Groups_ENERGY STAR LED Lamps (General Service Lamps)
Residential | Res ¦ HVAC Optimization | 2036 | Technical | GWh | After Competition Groups | 3.1561 | 0 | 0 | 15457.1955 | 0.00020419 | 74 | Residential_2036_Technical_GWh_After Competition Groups_74 | HVAC Optimization | 0.02042% | 0 | 3.1561 | Residential_2036_Technical_GWh_After Competition Groups_HVAC Optimization
Residential | Res ¦ ECM MOTORS FOR HVAC APPLICATION (FAN-POWERED VAV BOX) | 2036 | Technical | GWh | After Competition Groups | 3.1498 | 0 | 0 | 15457.1955 | 0.00020377 | 75 | Residential_2036_Technical_GWh_After Competition Groups_75 | ECM MOTORS FOR HVAC APPLICATION (FAN-POWERED VAV BOX) | 0.02038% | 0 | 3.1498 | Residential_2036_Technical_GWh_After Competition Groups_ECM MOTORS FOR HVAC APPLICATION (FAN-POWERED VAV BOX)
Residential | Res ¦ Beverage Vending Machine Controls | 2036 | Technical | GWh | After Competition Groups | 2.2574 | 0 | 0 | 15457.1955 | 0.00014604 | 76 | Residential_2036_Technical_GWh_After Competition Groups_76 | Beverage Vending Machine Controls | 0.0146% | 0 | 2.2574 | Residential_2036_Technical_GWh_After Competition Groups_Beverage Vending Machine Controls
Residential | Res ¦ Wall Insulation MF | 2036 | Technical | GWh | After Competition Groups | 0.51555 | 0 | 0 | 15457.1955 | 3.3353e-05 | 77 | Residential_2036_Technical_GWh_After Competition Groups_77 | Wall Insulation MF | 0.003335% | 0 | 0.51555 | Residential_2036_Technical_GWh_After Competition Groups_Wall Insulation MF
Residential | Res ¦ Chilled Water Optimization | 2036 | Technical | GWh | After Competition Groups | 0.47472 | 0 | 0 | 15457.1955 | 3.0712e-05 | 78 | Residential_2036_Technical_GWh_After Competition Groups_78 | Chilled Water Optimization | 0.003071% | 0 | 0.47472 | Residential_2036_Technical_GWh_After Competition Groups_Chilled Water Optimization
Residential | Res ¦ LED Recessed Downlights | 2036 | Technical | GWh | After Competition Groups | 0.16902 | 0 | 0 | 15457.1955 | 1.0934e-05 | 79 | Residential_2036_Technical_GWh_After Competition Groups_79 | LED Recessed Downlights | 0.001093% | 0 | 0.16902 | Residential_2036_Technical_GWh_After Competition Groups_LED Recessed Downlights
Residential | Res ¦ LED High Bay Fixture | 2036 | Technical | GWh | After Competition Groups | 0.14443 | 0 | 0 | 15457.1955 | 9.344e-06 | 80 | Residential_2036_Technical_GWh_After Competition Groups_80 | LED High Bay Fixture | 0.0009344% | 0 | 0.14443 | Residential_2036_Technical_GWh_After Competition Groups_LED High Bay Fixture
Residential | Res ¦ Solar Water Preheat (Pools/DHW) | 2036 | Technical | GWh | After Competition Groups | 0.11721 | 0 | 0 | 15457.1955 | 7.5829e-06 | 81 | Residential_2036_Technical_GWh_After Competition Groups_81 | Solar Water Preheat (Pools/DHW) | 0.0007583% | 0 | 0.11721 | Residential_2036_Technical_GWh_After Competition Groups_Solar Water Preheat (Pools/DHW)
Residential | Res ¦ Photocell Controls (Outdoor) | 2036 | Technical | GWh | After Competition Groups | 0.00017883 | 0 | 0 | 15457.1955 | 1.157e-08 | 82 | Residential_2036_Technical_GWh_After Competition Groups_82 | Photocell Controls (Outdoor) | 1.157e-06% | 0 | 0.00017883 | Residential_2036_Technical_GWh_After Competition Groups_Photocell Controls (Outdoor)
Residential | Res ¦ Energy Star LED Bulbs General Purpose LEDs | 2037 | Economic | GWh | After Competition Groups | 1176.1014 | 0 | 0 | 8996.4382 | 0.13073 | 1 | Residential_2037_Economic_GWh_After Competition Groups_1 | Energy Star LED Bulbs General Purpose LEDs | 13.07% | 0 | 1176.1014 | Residential_2037_Economic_GWh_After Competition Groups_Energy Star LED Bulbs General Purpose LEDs
Residential | Res ¦ Energy Star A Line, PAR, MR Lamps | 2037 | Economic | GWh | After Competition Groups | 1009.3525 | 0 | 0 | 8996.4382 | 0.11219 | 2 | Residential_2037_Economic_GWh_After Competition Groups_2 | Energy Star A Line, PAR, MR Lamps | 11.22% | 0 | 1009.3525 | Residential_2037_Economic_GWh_After Competition Groups_Energy Star A Line, PAR, MR Lamps
Residential | Res ¦ Energy Star Clothes Washer | 2037 | Economic | GWh | After Competition Groups | 780.1634 | 0 | 0 | 8996.4382 | 0.086719 | 3 | Residential_2037_Economic_GWh_After Competition Groups_3 | Energy Star Clothes Washer | 8.672% | 0 | 780.1634 | Residential_2037_Economic_GWh_After Competition Groups_Energy Star Clothes Washer
Residential | Res ¦ Ductless Mini-Split Heat Pump | 2037 | Economic | GWh | After Competition Groups | 777.7044 | 0 | 0 | 8996.4382 | 0.086446 | 4 | Residential_2037_Economic_GWh_After Competition Groups_4 | Ductless Mini-Split Heat Pump | 8.645% | 0 | 777.7044 | Residential_2037_Economic_GWh_After Competition Groups_Ductless Mini-Split Heat Pump
Residential | Res ¦ Adaptive Thermostat | 2037 | Economic | GWh | After Competition Groups | 697.087 | 0 | 0 | 8996.4382 | 0.077485 | 5 | Residential_2037_Economic_GWh_After Competition Groups_5 | Adaptive Thermostat | 7.748% | 0 | 697.087 | Residential_2037_Economic_GWh_After Competition Groups_Adaptive Thermostat
Residential | Res ¦ Energy Star Air Source Heat Pump | 2037 | Economic | GWh | After Competition Groups | 442.9604 | 0 | 0 | 8996.4382 | 0.049237 | 6 | Residential_2037_Economic_GWh_After Competition Groups_6 | Energy Star Air Source Heat Pump | 4.924% | 0 | 442.9604 | Residential_2037_Economic_GWh_After Competition Groups_Energy Star Air Source Heat Pump
Residential | Res ¦ Air Sealing | 2037 | Economic | GWh | After Competition Groups | 439.2268 | 0 | 0 | 8996.4382 | 0.048822 | 7 | Residential_2037_Economic_GWh_After Competition Groups_7 | Air Sealing | 4.882% | 0 | 439.2268 | Residential_2037_Economic_GWh_After Competition Groups_Air Sealing
Residential | Res ¦ Car Block Heater Timer | 2037 | Economic | GWh | After Competition Groups | 369.3548 | 0 | 0 | 8996.4382 | 0.041056 | 8 | Residential_2037_Economic_GWh_After Competition Groups_8 | Car Block Heater Timer | 4.106% | 0 | 369.3548 | Residential_2037_Economic_GWh_After Competition Groups_Car Block Heater Timer
Residential | Res ¦ Variable Speed Pool Pump Motor | 2037 | Economic | GWh | After Competition Groups | 322.5564 | 0 | 0 | 8996.4382 | 0.035854 | 9 | Residential_2037_Economic_GWh_After Competition Groups_9 | Variable Speed Pool Pump Motor | 3.585% | 0 | 322.5564 | Residential_2037_Economic_GWh_After Competition Groups_Variable Speed Pool Pump Motor
Residential | Res ¦ Energy Star Torchiere | 2037 | Economic | GWh | After Competition Groups | 321.0554 | 0 | 0 | 8996.4382 | 0.035687 | 10 | Residential_2037_Economic_GWh_After Competition Groups_10 | Energy Star Torchiere | 3.569% | 0 | 321.0554 | Residential_2037_Economic_GWh_After Competition Groups_Energy Star Torchiere
Residential | Res ¦ Smart Burners | 2037 | Economic | GWh | After Competition Groups | 253.7553 | 0 | 0 | 8996.4382 | 0.028206 | 11 | Residential_2037_Economic_GWh_After Competition Groups_11 | Smart Burners | 2.821% | 0 | 253.7553 | Residential_2037_Economic_GWh_After Competition Groups_Smart Burners
Residential | Res ¦ Energy Star Clothes Dryer | 2037 | Economic | GWh | After Competition Groups | 252.256 | 0 | 0 | 8996.4382 | 0.02804 | 12 | Residential_2037_Economic_GWh_After Competition Groups_12 | Energy Star Clothes Dryer | 2.804% | 0 | 252.256 | Residential_2037_Economic_GWh_After Competition Groups_Energy Star Clothes Dryer
Residential | Res ¦ Building Recommissioning, Operations and Maintenance (O&M) Improvements | 2037 | Economic | GWh | After Competition Groups | 249.9754 | 0 | 0 | 8996.4382 | 0.027786 | 13 | Residential_2037_Economic_GWh_After Competition Groups_13 | Building Recommissioning, Operations and Maintenance (O&M) Improvements | 2.779% | 0 | 249.9754 | Residential_2037_Economic_GWh_After Competition Groups_Building Recommissioning, Operations and Maintenance (O&M) Improvements
Residential | Res ¦ Basement Wall Insulation | 2037 | Economic | GWh | After Competition Groups | 230.5666 | 0 | 0 | 8996.4382 | 0.025629 | 14 | Residential_2037_Economic_GWh_After Competition Groups_14 | Basement Wall Insulation | 2.563% | 0 | 230.5666 | Residential_2037_Economic_GWh_After Competition Groups_Basement Wall Insulation
Residential | Res ¦ Attic Insulation | 2037 | Economic | GWh | After Competition Groups | 177.8673 | 0 | 0 | 8996.4382 | 0.019771 | 15 | Residential_2037_Economic_GWh_After Competition Groups_15 | Attic Insulation | 1.977% | 0 | 177.8673 | Residential_2037_Economic_GWh_After Competition Groups_Attic Insulation
Residential | Res ¦ Energy Star Room Air Conditioner | 2037 | Economic | GWh | After Competition Groups | 138.703 | 0 | 0 | 8996.4382 | 0.015418 | 16 | Residential_2037_Economic_GWh_After Competition Groups_16 | Energy Star Room Air Conditioner | 1.542% | 0 | 138.703 | Residential_2037_Economic_GWh_After Competition Groups_Energy Star Room Air Conditioner
Residential | Res ¦ Energy Star Light Fixture | 2037 | Economic | GWh | After Competition Groups | 136.2426 | 0 | 0 | 8996.4382 | 0.015144 | 17 | Residential_2037_Economic_GWh_After Competition Groups_17 | Energy Star Light Fixture | 1.514% | 0 | 136.2426 | Residential_2037_Economic_GWh_After Competition Groups_Energy Star Light Fixture
Residential | Res ¦ Comprehensive Draft Proofing | 2037 | Economic | GWh | After Competition Groups | 127.1406 | 0 | 0 | 8996.4382 | 0.014132 | 18 | Residential_2037_Economic_GWh_After Competition Groups_18 | Comprehensive Draft Proofing | 1.413% | 0 | 127.1406 | Residential_2037_Economic_GWh_After Competition Groups_Comprehensive Draft Proofing
Residential | Res ¦ LED Parking Lot Fixture | 2037 | Economic | GWh | After Competition Groups | 81.5723 | 0 | 0 | 8996.4382 | 0.0090672 | 19 | Residential_2037_Economic_GWh_After Competition Groups_19 | LED Parking Lot Fixture | 0.9067% | 0 | 81.5723 | Residential_2037_Economic_GWh_After Competition Groups_LED Parking Lot Fixture
Residential | Res ¦ Heavy Duty Outdoor/Holiday Plug-in Timers | 2037 | Economic | GWh | After Competition Groups | 74.7417 | 0 | 0 | 8996.4382 | 0.0083079 | 20 | Residential_2037_Economic_GWh_After Competition Groups_20 | Heavy Duty Outdoor/Holiday Plug-in Timers | 0.8308% | 0 | 74.7417 | Residential_2037_Economic_GWh_After Competition Groups_Heavy Duty Outdoor/Holiday Plug-in Timers
Residential | Res ¦ Refrigerator Recycling | 2037 | Economic | GWh | After Competition Groups | 65.527 | 0 | 0 | 8996.4382 | 0.0072837 | 21 | Residential_2037_Economic_GWh_After Competition Groups_21 | Refrigerator Recycling | 0.7284% | 0 | 65.527 | Residential_2037_Economic_GWh_After Competition Groups_Refrigerator Recycling
Residential | Res ¦ Clothes Drying Racks | 2037 | Economic | GWh | After Competition Groups | 59.8356 | 0 | 0 | 8996.4382 | 0.006651 | 22 | Residential_2037_Economic_GWh_After Competition Groups_22 | Clothes Drying Racks | 0.6651% | 0 | 59.8356 | Residential_2037_Economic_GWh_After Competition Groups_Clothes Drying Racks
Residential | Res ¦ Home Energy Reports | 2037 | Economic | GWh | After Competition Groups | 59.3953 | 0 | 0 | 8996.4382 | 0.0066021 | 23 | Residential_2037_Economic_GWh_After Competition Groups_23 | Home Energy Reports | 0.6602% | 0 | 59.3953 | Residential_2037_Economic_GWh_After Competition Groups_Home Energy Reports
Residential | Res ¦ Energy Star Freezer | 2037 | Economic | GWh | After Competition Groups | 59.0392 | 0 | 0 | 8996.4382 | 0.0065625 | 24 | Residential_2037_Economic_GWh_After Competition Groups_24 | Energy Star Freezer | 0.6563% | 0 | 59.0392 | Residential_2037_Economic_GWh_After Competition Groups_Energy Star Freezer
Residential | Res ¦ Freezer Recycling | 2037 | Economic | GWh | After Competition Groups | 57.4959 | 0 | 0 | 8996.4382 | 0.006391 | 25 | Residential_2037_Economic_GWh_After Competition Groups_25 | Freezer Recycling | 0.6391% | 0 | 57.4959 | Residential_2037_Economic_GWh_After Competition Groups_Freezer Recycling
Residential | Res ¦ Occupancy Sensors MF | 2037 | Economic | GWh | After Competition Groups | 55.066 | 0 | 0 | 8996.4382 | 0.0061209 | 26 | Residential_2037_Economic_GWh_After Competition Groups_26 | Occupancy Sensors MF | 0.6121% | 0 | 55.066 | Residential_2037_Economic_GWh_After Competition Groups_Occupancy Sensors MF
Residential | Res ¦ Duct Insulation | 2037 | Economic | GWh | After Competition Groups | 53.9414 | 0 | 0 | 8996.4382 | 0.0059959 | 27 | Residential_2037_Economic_GWh_After Competition Groups_27 | Duct Insulation | 0.5996% | 0 | 53.9414 | Residential_2037_Economic_GWh_After Competition Groups_Duct Insulation
Residential | Res ¦ Heat Recovery Ventilator | 2037 | Economic | GWh | After Competition Groups | 53.0103 | 0 | 0 | 8996.4382 | 0.0058924 | 28 | Residential_2037_Economic_GWh_After Competition Groups_28 | Heat Recovery Ventilator | 0.5892% | 0 | 53.0103 | Residential_2037_Economic_GWh_After Competition Groups_Heat Recovery Ventilator
Residential | Res ¦ Floor Insulation | 2037 | Economic | GWh | After Competition Groups | 46.6164 | 0 | 0 | 8996.4382 | 0.0051816 | 29 | Residential_2037_Economic_GWh_After Competition Groups_29 | Floor Insulation | 0.5182% | 0 | 46.6164 | Residential_2037_Economic_GWh_After Competition Groups_Floor Insulation
Residential | Res ¦ LED Exterior Area Lights - LED Fixture (200W) | 2037 | Economic | GWh | After Competition Groups | 38.4158 | 0 | 0 | 8996.4382 | 0.0042701 | 30 | Residential_2037_Economic_GWh_After Competition Groups_30 | LED Exterior Area Lights - LED Fixture (200W) | 0.427% | 0 | 38.4158 | Residential_2037_Economic_GWh_After Competition Groups_LED Exterior Area Lights - LED Fixture (200W)
Residential | Res ¦ Tankless Water Heater | 2037 | Economic | GWh | After Competition Groups | 37.4847 | 0 | 0 | 8996.4382 | 0.0041666 | 31 | Residential_2037_Economic_GWh_After Competition Groups_31 | Tankless Water Heater | 0.4167% | 0 | 37.4847 | Residential_2037_Economic_GWh_After Competition Groups_Tankless Water Heater
Residential | Res ¦ Advanced BAS/Controllers | 2037 | Economic | GWh | After Competition Groups | 36.5869 | 0 | 0 | 8996.4382 | 0.0040668 | 32 | Residential_2037_Economic_GWh_After Competition Groups_32 | Advanced BAS/Controllers | 0.4067% | 0 | 36.5869 | Residential_2037_Economic_GWh_After Competition Groups_Advanced BAS/Controllers
Residential | Res ¦ LED Tube Re-Lamp | 2037 | Economic | GWh | After Competition Groups | 34.0434 | 0 | 0 | 8996.4382 | 0.0037841 | 33 | Residential_2037_Economic_GWh_After Competition Groups_33 | LED Tube Re-Lamp | 0.3784% | 0 | 34.0434 | Residential_2037_Economic_GWh_After Competition Groups_LED Tube Re-Lamp
Residential | Res ¦ Minimize Hot and Warm Clothes Wash | 2037 | Economic | GWh | After Competition Groups | 31.9807 | 0 | 0 | 8996.4382 | 0.0035548 | 34 | Residential_2037_Economic_GWh_After Competition Groups_34 | Minimize Hot and Warm Clothes Wash | 0.3555% | 0 | 31.9807 | Residential_2037_Economic_GWh_After Competition Groups_Minimize Hot and Warm Clothes Wash
Residential | Res ¦ Furnace Whistle | 2037 | Economic | GWh | After Competition Groups | 31.5048 | 0 | 0 | 8996.4382 | 0.0035019 | 35 | Residential_2037_Economic_GWh_After Competition Groups_35 | Furnace Whistle | 0.3502% | 0 | 31.5048 | Residential_2037_Economic_GWh_After Competition Groups_Furnace Whistle
Residential | Res ¦ Outside Air Economizer | 2037 | Economic | GWh | After Competition Groups | 31.2163 | 0 | 0 | 8996.4382 | 0.0034699 | 36 | Residential_2037_Economic_GWh_After Competition Groups_36 | Outside Air Economizer | 0.347% | 0 | 31.2163 | Residential_2037_Economic_GWh_After Competition Groups_Outside Air Economizer
Residential | Res ¦ Duct Insulation MF | 2037 | Economic | GWh | After Competition Groups | 24.7715 | 0 | 0 | 8996.4382 | 0.0027535 | 37 | Residential_2037_Economic_GWh_After Competition Groups_37 | Duct Insulation MF | 0.2753% | 0 | 24.7715 | Residential_2037_Economic_GWh_After Competition Groups_Duct Insulation MF
Residential | Res ¦ Energy Star Dehumidifier | 2037 | Economic | GWh | After Competition Groups | 23.4253 | 0 | 0 | 8996.4382 | 0.0026038 | 38 | Residential_2037_Economic_GWh_After Competition Groups_38 | Energy Star Dehumidifier | 0.2604% | 0 | 23.4253 | Residential_2037_Economic_GWh_After Competition Groups_Energy Star Dehumidifier
Residential | Res ¦ Condensing Make Up Air Unit | 2037 | Economic | GWh | After Competition Groups | 20.7326 | 0 | 0 | 8996.4382 | 0.0023045 | 39 | Residential_2037_Economic_GWh_After Competition Groups_39 | Condensing Make Up Air Unit | 0.2305% | 0 | 20.7326 | Residential_2037_Economic_GWh_After Competition Groups_Condensing Make Up Air Unit
Residential | Res ¦ High Efficiency Chiller (avg of water and air cooled) | 2037 | Economic | GWh | After Competition Groups | 19.842 | 0 | 0 | 8996.4382 | 0.0022055 | 40 | Residential_2037_Economic_GWh_After Competition Groups_40 | High Efficiency Chiller (avg of water and air cooled) | 0.2206% | 0 | 19.842 | Residential_2037_Economic_GWh_After Competition Groups_High Efficiency Chiller (avg of water and air cooled)
Residential | Res ¦ CO Sensors for parking garage exhaust fans | 2037 | Economic | GWh | After Competition Groups | 19.6951 | 0 | 0 | 8996.4382 | 0.0021892 | 41 | Residential_2037_Economic_GWh_After Competition Groups_41 | CO Sensors for parking garage exhaust fans | 0.2189% | 0 | 19.6951 | Residential_2037_Economic_GWh_After Competition Groups_CO Sensors for parking garage exhaust fans
Residential | Res ¦ Demand Control Ventilation | 2037 | Economic | GWh | After Competition Groups | 16.8739 | 0 | 0 | 8996.4382 | 0.0018756 | 42 | Residential_2037_Economic_GWh_After Competition Groups_42 | Demand Control Ventilation | 0.1876% | 0 | 16.8739 | Residential_2037_Economic_GWh_After Competition Groups_Demand Control Ventilation
Residential | Res ¦ ENERGY STAR LED LAMPS (REFLECTOR LAMPs/MR16/PAR 16) | 2037 | Economic | GWh | After Competition Groups | 15.1288 | 0 | 0 | 8996.4382 | 0.0016816 | 43 | Residential_2037_Economic_GWh_After Competition Groups_43 | ENERGY STAR LED LAMPS (REFLECTOR LAMPs/MR16/PAR 16) | 0.1682% | 0 | 15.1288 | Residential_2037_Economic_GWh_After Competition Groups_ENERGY STAR LED LAMPS (REFLECTOR LAMPs/MR16/PAR 16)
Residential | Res ¦ Variable Frequency Drive (VFD) | 2037 | Economic | GWh | After Competition Groups | 13.3643 | 0 | 0 | 8996.4382 | 0.0014855 | 44 | Residential_2037_Economic_GWh_After Competition Groups_44 | Variable Frequency Drive (VFD) | 0.1486% | 0 | 13.3643 | Residential_2037_Economic_GWh_After Competition Groups_Variable Frequency Drive (VFD)
Residential | Res ¦ Water Heater Temperature Setback | 2037 | Economic | GWh | After Competition Groups | 9.9866 | 0 | 0 | 8996.4382 | 0.0011101 | 45 | Residential_2037_Economic_GWh_After Competition Groups_45 | Water Heater Temperature Setback | 0.111% | 0 | 9.9866 | Residential_2037_Economic_GWh_After Competition Groups_Water Heater Temperature Setback
Residential | Res ¦ Wall Insulation | 2037 | Economic | GWh | After Competition Groups | 5.6744 | 0 | 0 | 8996.4382 | 0.00063074 | 46 | Residential_2037_Economic_GWh_After Competition Groups_46 | Wall Insulation | 0.06307% | 0 | 5.6744 | Residential_2037_Economic_GWh_After Competition Groups_Wall Insulation
Residential | Res ¦ VFD on Pumps | 2037 | Economic | GWh | After Competition Groups | 4.1097 | 0 | 0 | 8996.4382 | 0.00045681 | 47 | Residential_2037_Economic_GWh_After Competition Groups_47 | VFD on Pumps | 0.04568% | 0 | 4.1097 | Residential_2037_Economic_GWh_After Competition Groups_VFD on Pumps
Residential | Res ¦ LED Downlight | 2037 | Economic | GWh | After Competition Groups | 3.6029 | 0 | 0 | 8996.4382 | 0.00040048 | 48 | Residential_2037_Economic_GWh_After Competition Groups_48 | LED Downlight | 0.04005% | 0 | 3.6029 | Residential_2037_Economic_GWh_After Competition Groups_LED Downlight
Residential | Res ¦ ENERGY STAR LED Lamps (General Service Lamps) | 2037 | Economic | GWh | After Competition Groups | 3.5676 | 0 | 0 | 8996.4382 | 0.00039656 | 49 | Residential_2037_Economic_GWh_After Competition Groups_49 | ENERGY STAR LED Lamps (General Service Lamps) | 0.03966% | 0 | 3.5676 | Residential_2037_Economic_GWh_After Competition Groups_ENERGY STAR LED Lamps (General Service Lamps)
Residential | Res ¦ ECM MOTORS FOR HVAC APPLICATION (FAN-POWERED VAV BOX) | 2037 | Economic | GWh | After Competition Groups | 3.1768 | 0 | 0 | 8996.4382 | 0.00035311 | 50 | Residential_2037_Economic_GWh_After Competition Groups_50 | ECM MOTORS FOR HVAC APPLICATION (FAN-POWERED VAV BOX) | 0.03531% | 0 | 3.1768 | Residential_2037_Economic_GWh_After Competition Groups_ECM MOTORS FOR HVAC APPLICATION (FAN-POWERED VAV BOX)
Residential | Res ¦ Beverage Vending Machine Controls | 2037 | Economic | GWh | After Competition Groups | 2.2721 | 0 | 0 | 8996.4382 | 0.00025255 | 51 | Residential_2037_Economic_GWh_After Competition Groups_51 | Beverage Vending Machine Controls | 0.02526% | 0 | 2.2721 | Residential_2037_Economic_GWh_After Competition Groups_Beverage Vending Machine Controls
Residential | Res ¦ Chilled Water Optimization | 2037 | Economic | GWh | After Competition Groups | 0.49208 | 0 | 0 | 8996.4382 | 5.4697e-05 | 52 | Residential_2037_Economic_GWh_After Competition Groups_52 | Chilled Water Optimization | 0.00547% | 0 | 0.49208 | Residential_2037_Economic_GWh_After Competition Groups_Chilled Water Optimization
Residential | Res ¦ LED High Bay Fixture | 2037 | Economic | GWh | After Competition Groups | 0.13897 | 0 | 0 | 8996.4382 | 1.5447e-05 | 53 | Residential_2037_Economic_GWh_After Competition Groups_53 | LED High Bay Fixture | 0.001545% | 0 | 0.13897 | Residential_2037_Economic_GWh_After Competition Groups_LED High Bay Fixture
Residential | Res ¦ Wall Insulation MF | 2037 | Economic | GWh | After Competition Groups | 0.040611 | 0 | 0 | 8996.4382 | 4.5141e-06 | 54 | Residential_2037_Economic_GWh_After Competition Groups_54 | Wall Insulation MF | 0.0004514% | 0 | 0.040611 | Residential_2037_Economic_GWh_After Competition Groups_Wall Insulation MF
Residential | Res ¦ Smart Power Bar | 2037 | Economic | GWh | After Competition Groups | 0 | 0 | 0 | 8996.4382 | 0 | 55 | Residential_2037_Economic_GWh_After Competition Groups_55 | Smart Power Bar | 0% | 0 | 0 | Residential_2037_Economic_GWh_After Competition Groups_Smart Power Bar
Residential | Res ¦ Energy Star LED Specialty Bulbs | 2037 | SC A | GWh | After Competition Groups | 617.5134 | 28422.9686 | 0.028423 | 4487.2367 | 0.13762 | 1 | Residential_2037_SC A_GWh_After Competition Groups_1 | Energy Star LED Specialty Bulbs | 13.76% | 0.028423 | 617.5134 | Residential_2037_SC A_GWh_After Competition Groups_Energy Star LED Specialty Bulbs
Residential | Res ¦ Energy Star Clothes Washer | 2037 | SC A | GWh | After Competition Groups | 454.9192 | 5546498.8064 | 5.5465 | 4487.2367 | 0.10138 | 2 | Residential_2037_SC A_GWh_After Competition Groups_2 | Energy Star Clothes Washer | 10.14% | 5.5465 | 454.9192 | Residential_2037_SC A_GWh_After Competition Groups_Energy Star Clothes Washer
Residential | Res ¦ Ductless Mini-Split Heat Pump | 2037 | SC A | GWh | After Competition Groups | 448.1868 | 5445606.4181 | 5.4456 | 4487.2367 | 0.09988 | 3 | Residential_2037_SC A_GWh_After Competition Groups_3 | Ductless Mini-Split Heat Pump | 9.988% | 5.4456 | 448.1868 | Residential_2037_SC A_GWh_After Competition Groups_Ductless Mini-Split Heat Pump
Residential | Res ¦ Energy Star A Line, PAR, MR Lamps | 2037 | SC A | GWh | After Competition Groups | 310.9452 | 21037.0643 | 0.021037 | 4487.2367 | 0.069295 | 4 | Residential_2037_SC A_GWh_After Competition Groups_4 | Energy Star A Line, PAR, MR Lamps | 6.93% | 0.021037 | 310.9452 | Residential_2037_SC A_GWh_After Competition Groups_Energy Star A Line, PAR, MR Lamps
Residential | Res ¦ Car Block Heater Timer | 2037 | SC A | GWh | After Competition Groups | 295.5201 | 349831.0763 | 0.34983 | 4487.2367 | 0.065858 | 5 | Residential_2037_SC A_GWh_After Competition Groups_5 | Car Block Heater Timer | 6.586% | 0.34983 | 295.5201 | Residential_2037_SC A_GWh_After Competition Groups_Car Block Heater Timer
Residential | Res ¦ Energy Star LED Bulbs General Purpose LEDs | 2037 | SC A | GWh | After Competition Groups | 256.1966 | 0 | 0 | 4487.2367 | 0.057095 | 6 | Residential_2037_SC A_GWh_After Competition Groups_6 | Energy Star LED Bulbs General Purpose LEDs | 5.709% | 0 | 256.1966 | Residential_2037_SC A_GWh_After Competition Groups_Energy Star LED Bulbs General Purpose LEDs
Residential | Res ¦ Variable Speed Pool Pump Motor | 2037 | SC A | GWh | After Competition Groups | 232.0416 | 3362747.8615 | 3.3627 | 4487.2367 | 0.051711 | 7 | Residential_2037_SC A_GWh_After Competition Groups_7 | Variable Speed Pool Pump Motor | 5.171% | 3.3627 | 232.0416 | Residential_2037_SC A_GWh_After Competition Groups_Variable Speed Pool Pump Motor
Residential | Res ¦ Building Recommissioning, Operations and Maintenance (O&M) Improvements | 2037 | SC A | GWh | After Competition Groups | 229.8446 | 122413.1421 | 0.12241 | 4487.2367 | 0.051222 | 8 | Residential_2037_SC A_GWh_After Competition Groups_8 | Building Recommissioning, Operations and Maintenance (O&M) Improvements | 5.122% | 0.12241 | 229.8446 | Residential_2037_SC A_GWh_After Competition Groups_Building Recommissioning, Operations and Maintenance (O&M) Improvements
Residential | Res ¦ Energy Star Torchiere | 2037 | SC A | GWh | After Competition Groups | 186.5442 | 1573763.4273 | 1.5738 | 4487.2367 | 0.041572 | 9 | Residential_2037_SC A_GWh_After Competition Groups_9 | Energy Star Torchiere | 4.157% | 1.5738 | 186.5442 | Residential_2037_SC A_GWh_After Competition Groups_Energy Star Torchiere
Residential | Res ¦ Adaptive Thermostat | 2037 | SC A | GWh | After Competition Groups | 144.9344 | 516020.5225 | 0.51602 | 4487.2367 | 0.032299 | 10 | Residential_2037_SC A_GWh_After Competition Groups_10 | Adaptive Thermostat | 3.23% | 0.51602 | 144.9344 | Residential_2037_SC A_GWh_After Competition Groups_Adaptive Thermostat
Residential | Res ¦ Energy Star Air Source Heat Pump | 2037 | SC A | GWh | After Competition Groups | 130.5702 | 3560329.916 | 3.5603 | 4487.2367 | 0.029098 | 11 | Residential_2037_SC A_GWh_After Competition Groups_11 | Energy Star Air Source Heat Pump | 2.91% | 3.5603 | 130.5702 | Residential_2037_SC A_GWh_After Competition Groups_Energy Star Air Source Heat Pump
Residential | Res ¦ Air Sealing | 2037 | SC A | GWh | After Competition Groups | 113.4908 | 2663255.2922 | 2.6633 | 4487.2367 | 0.025292 | 12 | Residential_2037_SC A_GWh_After Competition Groups_12 | Air Sealing | 2.529% | 2.6633 | 113.4908 | Residential_2037_SC A_GWh_After Competition Groups_Air Sealing
Residential | Res ¦ Comprehensive Draft Proofing | 2037 | SC A | GWh | After Competition Groups | 113.014 | 0 | 0 | 4487.2367 | 0.025186 | 13 | Residential_2037_SC A_GWh_After Competition Groups_13 | Comprehensive Draft Proofing | 2.519% | 0 | 113.014 | Residential_2037_SC A_GWh_After Competition Groups_Comprehensive Draft Proofing
Residential | Res ¦ Basement Wall Insulation | 2037 | SC A | GWh | After Competition Groups | 112.4881 | 3249458.9158 | 3.2495 | 4487.2367 | 0.025068 | 14 | Residential_2037_SC A_GWh_After Competition Groups_14 | Basement Wall Insulation | 2.507% | 3.2495 | 112.4881 | Residential_2037_SC A_GWh_After Competition Groups_Basement Wall Insulation
Residential | Res ¦ LED Parking Lot Fixture | 2037 | SC A | GWh | After Competition Groups | 85.9783 | 0 | 0 | 4487.2367 | 0.019161 | 15 | Residential_2037_SC A_GWh_After Competition Groups_15 | LED Parking Lot Fixture | 1.916% | 0 | 85.9783 | Residential_2037_SC A_GWh_After Competition Groups_LED Parking Lot Fixture
Residential | Res ¦ Energy Star Clothes Dryer | 2037 | SC A | GWh | After Competition Groups | 72.6949 | 1327462.4567 | 1.3275 | 4487.2367 | 0.0162 | 16 | Residential_2037_SC A_GWh_After Competition Groups_16 | Energy Star Clothes Dryer | 1.62% | 1.3275 | 72.6949 | Residential_2037_SC A_GWh_After Competition Groups_Energy Star Clothes Dryer
Residential | Res ¦ Occupancy Sensors MF | 2037 | SC A | GWh | After Competition Groups | 62.7257 | 15057.6267 | 0.015058 | 4487.2367 | 0.013979 | 17 | Residential_2037_SC A_GWh_After Competition Groups_17 | Occupancy Sensors MF | 1.398% | 0.015058 | 62.7257 | Residential_2037_SC A_GWh_After Competition Groups_Occupancy Sensors MF
Residential | Res ¦ Energy Star Light Fixture | 2037 | SC A | GWh | After Competition Groups | 62.0264 | 853396.6469 | 0.8534 | 4487.2367 | 0.013823 | 18 | Residential_2037_SC A_GWh_After Competition Groups_18 | Energy Star Light Fixture | 1.382% | 0.8534 | 62.0264 | Residential_2037_SC A_GWh_After Competition Groups_Energy Star Light Fixture
Residential | Res ¦ Refrigerator Recycling | 2037 | SC A | GWh | After Competition Groups | 47.0528 | 849757.0289 | 0.84976 | 4487.2367 | 0.010486 | 19 | Residential_2037_SC A_GWh_After Competition Groups_19 | Refrigerator Recycling | 1.049% | 0.84976 | 47.0528 | Residential_2037_SC A_GWh_After Competition Groups_Refrigerator Recycling
Residential | Res ¦ Smart Burners | 2037 | SC A | GWh | After Competition Groups | 44.7194 | 3139290.186 | 3.1393 | 4487.2367 | 0.0099659 | 20 | Residential_2037_SC A_GWh_After Competition Groups_20 | Smart Burners | 0.9966% | 3.1393 | 44.7194 | Residential_2037_SC A_GWh_After Competition Groups_Smart Burners
Residential | Res ¦ Home Energy Reports | 2037 | SC A | GWh | After Competition Groups | 41.6394 | 2576575.3561 | 2.5766 | 4487.2367 | 0.0092795 | 21 | Residential_2037_SC A_GWh_After Competition Groups_21 | Home Energy Reports | 0.928% | 2.5766 | 41.6394 | Residential_2037_SC A_GWh_After Competition Groups_Home Energy Reports
Residential | Res ¦ LED Exterior Area Lights - LED Fixture (200W) | 2037 | SC A | GWh | After Competition Groups | 41.2731 | 136774.0915 | 0.13677 | 4487.2367 | 0.0091979 | 22 | Residential_2037_SC A_GWh_After Competition Groups_22 | LED Exterior Area Lights - LED Fixture (200W) | 0.9198% | 0.13677 | 41.2731 | Residential_2037_SC A_GWh_After Competition Groups_LED Exterior Area Lights - LED Fixture (200W)
Residential | Res ¦ Energy Star Room Air Conditioner | 2037 | SC A | GWh | After Competition Groups | 38.2673 | 669549.2346 | 0.66955 | 4487.2367 | 0.008528 | 23 | Residential_2037_SC A_GWh_After Competition Groups_23 | Energy Star Room Air Conditioner | 0.8528% | 0.66955 | 38.2673 | Residential_2037_SC A_GWh_After Competition Groups_Energy Star Room Air Conditioner
Residential | Res ¦ Energy Star Freezer | 2037 | SC A | GWh | After Competition Groups | 34.0346 | 580797.959 | 0.5808 | 4487.2367 | 0.0075847 | 24 | Residential_2037_SC A_GWh_After Competition Groups_24 | Energy Star Freezer | 0.7585% | 0.5808 | 34.0346 | Residential_2037_SC A_GWh_After Competition Groups_Energy Star Freezer
Residential | Res ¦ Attic Insulation | 2037 | SC A | GWh | After Competition Groups | 33.538 | 1042493.5526 | 1.0425 | 4487.2367 | 0.0074741 | 25 | Residential_2037_SC A_GWh_After Competition Groups_25 | Attic Insulation | 0.7474% | 1.0425 | 33.538 | Residential_2037_SC A_GWh_After Competition Groups_Attic Insulation
Residential | Res ¦ Outside Air Economizer | 2037 | SC A | GWh | After Competition Groups | 29.4543 | 171764.4934 | 0.17176 | 4487.2367 | 0.006564 | 26 | Residential_2037_SC A_GWh_After Competition Groups_26 | Outside Air Economizer | 0.6564% | 0.17176 | 29.4543 | Residential_2037_SC A_GWh_After Competition Groups_Outside Air Economizer
Residential | Res ¦ LED Tube Re-Lamp | 2037 | SC A | GWh | After Competition Groups | 29.386 | 111530.0656 | 0.11153 | 4487.2367 | 0.0065488 | 27 | Residential_2037_SC A_GWh_After Competition Groups_27 | LED Tube Re-Lamp | 0.6549% | 0.11153 | 29.386 | Residential_2037_SC A_GWh_After Competition Groups_LED Tube Re-Lamp
Residential | Res ¦ Furnace Whistle | 2037 | SC A | GWh | After Competition Groups | 29.1113 | 23932.8392 | 0.023933 | 4487.2367 | 0.0064876 | 28 | Residential_2037_SC A_GWh_After Competition Groups_28 | Furnace Whistle | 0.6488% | 0.023933 | 29.1113 | Residential_2037_SC A_GWh_After Competition Groups_Furnace Whistle
Residential | Res ¦ Advanced BAS/Controllers | 2037 | SC A | GWh | After Competition Groups | 24.6173 | 504407.1845 | 0.50441 | 4487.2367 | 0.0054861 | 29 | Residential_2037_SC A_GWh_After Competition Groups_29 | Advanced BAS/Controllers | 0.5486% | 0.50441 | 24.6173 | Residential_2037_SC A_GWh_After Competition Groups_Advanced BAS/Controllers
Residential | Res ¦ Minimize Hot and Warm Clothes Wash | 2037 | SC A | GWh | After Competition Groups | 23.6065 | 0 | 0 | 4487.2367 | 0.0052608 | 30 | Residential_2037_SC A_GWh_After Competition Groups_30 | Minimize Hot and Warm Clothes Wash | 0.5261% | 0 | 23.6065 | Residential_2037_SC A_GWh_After Competition Groups_Minimize Hot and Warm Clothes Wash
Residential | Res ¦ LED Downlight | 2037 | SC A | GWh | After Competition Groups | 18.8266 | 651437.8945 | 0.65144 | 4487.2367 | 0.0041956 | 31 | Residential_2037_SC A_GWh_After Competition Groups_31 | LED Downlight | 0.4196% | 0.65144 | 18.8266 | Residential_2037_SC A_GWh_After Competition Groups_LED Downlight
Residential | Res ¦ High Efficiency Chiller (avg of water and air cooled) | 2037 | SC A | GWh | After Competition Groups | 17.6491 | 151021.6331 | 0.15102 | 4487.2367 | 0.0039332 | 32 | Residential_2037_SC A_GWh_After Competition Groups_32 | High Efficiency Chiller (avg of water and air cooled) | 0.3933% | 0.15102 | 17.6491 | Residential_2037_SC A_GWh_After Competition Groups_High Efficiency Chiller (avg of water and air cooled)
Residential | Res ¦ ENERGY STAR LED LAMPS (REFLECTOR LAMPs/MR16/PAR 16) | 2037 | SC A | GWh | After Competition Groups | 16.7957 | 25122.6305 | 0.025123 | 4487.2367 | 0.003743 | 33 | Residential_2037_SC A_GWh_After Competition Groups_33 | ENERGY STAR LED LAMPS (REFLECTOR LAMPs/MR16/PAR 16) | 0.3743% | 0.025123 | 16.7957 | Residential_2037_SC A_GWh_After Competition Groups_ENERGY STAR LED LAMPS (REFLECTOR LAMPs/MR16/PAR 16)
Residential | Res ¦ Variable Frequency Drive (VFD) | 2037 | SC A | GWh | After Competition Groups | 12.349 | 145304.0005 | 0.1453 | 4487.2367 | 0.002752 | 34 | Residential_2037_SC A_GWh_After Competition Groups_34 | Variable Frequency Drive (VFD) | 0.2752% | 0.1453 | 12.349 | Residential_2037_SC A_GWh_After Competition Groups_Variable Frequency Drive (VFD)
Residential | Res ¦ CO Sensors for parking garage exhaust fans | 2037 | SC A | GWh | After Competition Groups | 11.4643 | 242084.6179 | 0.24208 | 4487.2367 | 0.0025549 | 35 | Residential_2037_SC A_GWh_After Competition Groups_35 | CO Sensors for parking garage exhaust fans | 0.2555% | 0.24208 | 11.4643 | Residential_2037_SC A_GWh_After Competition Groups_CO Sensors for parking garage exhaust fans
Residential | Res ¦ Tankless Water Heater | 2037 | SC A | GWh | After Competition Groups | 9.3458 | 296926.0816 | 0.29693 | 4487.2367 | 0.0020828 | 36 | Residential_2037_SC A_GWh_After Competition Groups_36 | Tankless Water Heater | 0.2083% | 0.29693 | 9.3458 | Residential_2037_SC A_GWh_After Competition Groups_Tankless Water Heater
Residential | Res ¦ Water Heater Temperature Setback | 2037 | SC A | GWh | After Competition Groups | 9.1907 | 23359.9973 | 0.02336 | 4487.2367 | 0.0020482 | 37 | Residential_2037_SC A_GWh_After Competition Groups_37 | Water Heater Temperature Setback | 0.2048% | 0.02336 | 9.1907 | Residential_2037_SC A_GWh_After Competition Groups_Water Heater Temperature Setback
Residential | Res ¦ Demand Control Ventilation | 2037 | SC A | GWh | After Competition Groups | 8.5638 | 0 | 0 | 4487.2367 | 0.0019085 | 38 | Residential_2037_SC A_GWh_After Competition Groups_38 | Demand Control Ventilation | 0.1908% | 0 | 8.5638 | Residential_2037_SC A_GWh_After Competition Groups_Demand Control Ventilation
Residential | Res ¦ Heavy Duty Outdoor/Holiday Plug-in Timers | 2037 | SC A | GWh | After Competition Groups | 5.5201 | 731700.5775 | 0.7317 | 4487.2367 | 0.0012302 | 39 | Residential_2037_SC A_GWh_After Competition Groups_39 | Heavy Duty Outdoor/Holiday Plug-in Timers | 0.123% | 0.7317 | 5.5201 | Residential_2037_SC A_GWh_After Competition Groups_Heavy Duty Outdoor/Holiday Plug-in Timers
Residential | Res ¦ Condensing Make Up Air Unit | 2037 | SC A | GWh | After Competition Groups | 4.7241 | 136034.5094 | 0.13603 | 4487.2367 | 0.0010528 | 40 | Residential_2037_SC A_GWh_After Competition Groups_40 | Condensing Make Up Air Unit | 0.1053% | 0.13603 | 4.7241 | Residential_2037_SC A_GWh_After Competition Groups_Condensing Make Up Air Unit
Residential | Res ¦ Energy Star Dehumidifier | 2037 | SC A | GWh | After Competition Groups | 3.9759 | 131482.5884 | 0.13148 | 4487.2367 | 0.00088604 | 41 | Residential_2037_SC A_GWh_After Competition Groups_41 | Energy Star Dehumidifier | 0.0886% | 0.13148 | 3.9759 | Residential_2037_SC A_GWh_After Competition Groups_Energy Star Dehumidifier
Residential | Res ¦ Clothes Drying Racks | 2037 | SC A | GWh | After Competition Groups | 3.8912 | 0 | 0 | 4487.2367 | 0.00086718 | 42 | Residential_2037_SC A_GWh_After Competition Groups_42 | Clothes Drying Racks | 0.08672% | 0 | 3.8912 | Residential_2037_SC A_GWh_After Competition Groups_Clothes Drying Racks
Residential | Res ¦ ENERGY STAR LED Lamps (General Service Lamps) | 2037 | SC A | GWh | After Competition Groups | 3.6983 | 6791.6103 | 0.0067916 | 4487.2367 | 0.00082418 | 43 | Residential_2037_SC A_GWh_After Competition Groups_43 | ENERGY STAR LED Lamps (General Service Lamps) | 0.08242% | 0.0067916 | 3.6983 | Residential_2037_SC A_GWh_After Competition Groups_ENERGY STAR LED Lamps (General Service Lamps)
Residential | Res ¦ VFD on Pumps | 2037 | SC A | GWh | After Competition Groups | 3.6347 | 53390.1207 | 0.05339 | 4487.2367 | 0.00081001 | 44 | Residential_2037_SC A_GWh_After Competition Groups_44 | VFD on Pumps | 0.081% | 0.05339 | 3.6347 | Residential_2037_SC A_GWh_After Competition Groups_VFD on Pumps
Residential | Res ¦ Heat Recovery Ventilator | 2037 | SC A | GWh | After Competition Groups | 2.7398 | 0 | 0 | 4487.2367 | 0.00061058 | 45 | Residential_2037_SC A_GWh_After Competition Groups_45 | Heat Recovery Ventilator | 0.06106% | 0 | 2.7398 | Residential_2037_SC A_GWh_After Competition Groups_Heat Recovery Ventilator
Residential | Res ¦ ECM MOTORS FOR HVAC APPLICATION (FAN-POWERED VAV BOX) | 2037 | SC A | GWh | After Competition Groups | 2.2218 | 38443.2509 | 0.038443 | 4487.2367 | 0.00049514 | 46 | Residential_2037_SC A_GWh_After Competition Groups_46 | ECM MOTORS FOR HVAC APPLICATION (FAN-POWERED VAV BOX) | 0.04951% | 0.038443 | 2.2218 | Residential_2037_SC A_GWh_After Competition Groups_ECM MOTORS FOR HVAC APPLICATION (FAN-POWERED VAV BOX)
Residential | Res ¦ Floor Insulation | 2037 | SC A | GWh | After Competition Groups | 2.1951 | 52963.5115 | 0.052964 | 4487.2367 | 0.00048919 | 47 | Residential_2037_SC A_GWh_After Competition Groups_47 | Floor Insulation | 0.04892% | 0.052964 | 2.1951 | Residential_2037_SC A_GWh_After Competition Groups_Floor Insulation
Residential | Res ¦ Beverage Vending Machine Controls | 2037 | SC A | GWh | After Competition Groups | 1.4848 | 14694.318 | 0.014694 | 4487.2367 | 0.00033089 | 48 | Residential_2037_SC A_GWh_After Competition Groups_48 | Beverage Vending Machine Controls | 0.03309% | 0.014694 | 1.4848 | Residential_2037_SC A_GWh_After Competition Groups_Beverage Vending Machine Controls
Residential | Res ¦ Duct Insulation | 2037 | SC A | GWh | After Competition Groups | 1.3019 | 1061.8903 | 0.0010619 | 4487.2367 | 0.00029014 | 49 | Residential_2037_SC A_GWh_After Competition Groups_49 | Duct Insulation | 0.02901% | 0.0010619 | 1.3019 | Residential_2037_SC A_GWh_After Competition Groups_Duct Insulation
Residential | Res ¦ Duct Insulation MF | 2037 | SC A | GWh | After Competition Groups | 0.811 | 23029.0003 | 0.023029 | 4487.2367 | 0.00018074 | 50 | Residential_2037_SC A_GWh_After Competition Groups_50 | Duct Insulation MF | 0.01807% | 0.023029 | 0.811 | Residential_2037_SC A_GWh_After Competition Groups_Duct Insulation MF
Residential | Res ¦ Chilled Water Optimization | 2037 | SC A | GWh | After Competition Groups | 0.30593 | 201.7388 | 0.00020174 | 4487.2367 | 6.8178e-05 | 51 | Residential_2037_SC A_GWh_After Competition Groups_51 | Chilled Water Optimization | 0.006818% | 0.00020174 | 0.30593 | Residential_2037_SC A_GWh_After Competition Groups_Chilled Water Optimization
Residential | Res ¦ LED High Bay Fixture | 2037 | SC A | GWh | After Competition Groups | 0.135 | 3872.5594 | 0.0038726 | 4487.2367 | 3.0086e-05 | 52 | Residential_2037_SC A_GWh_After Competition Groups_52 | LED High Bay Fixture | 0.003009% | 0.0038726 | 0.135 | Residential_2037_SC A_GWh_After Competition Groups_LED High Bay Fixture
Residential | Res ¦ Wall Insulation | 2037 | SC A | GWh | After Competition Groups | 0.056483 | 4680.9574 | 0.004681 | 4487.2367 | 1.2587e-05 | 53 | Residential_2037_SC A_GWh_After Competition Groups_53 | Wall Insulation | 0.001259% | 0.004681 | 0.056483 | Residential_2037_SC A_GWh_After Competition Groups_Wall Insulation
Residential | Res ¦ Wall Insulation MF | 2037 | SC A | GWh | After Competition Groups | 0.016982 | 0 | 0 | 4487.2367 | 3.7844e-06 | 54 | Residential_2037_SC A_GWh_After Competition Groups_54 | Wall Insulation MF | 0.0003784% | 0 | 0.016982 | Residential_2037_SC A_GWh_After Competition Groups_Wall Insulation MF
Residential | Res ¦ Freezer Recycling | 2037 | SC A | GWh | After Competition Groups | 0.0038916 | 0 | 0 | 4487.2367 | 8.6725e-07 | 55 | Residential_2037_SC A_GWh_After Competition Groups_55 | Freezer Recycling | 8.673e-05% | 0 | 0.0038916 | Residential_2037_SC A_GWh_After Competition Groups_Freezer Recycling
Residential | Res ¦ Smart Power Bar | 2037 | SC A | GWh | After Competition Groups | 0 | 0 | 0 | 4487.2367 | 0 | 56 | Residential_2037_SC A_GWh_After Competition Groups_56 | Smart Power Bar | 0% | 0 | 0 | Residential_2037_SC A_GWh_After Competition Groups_Smart Power Bar
Residential | Res ¦ Energy Star Clothes Washer | 2037 | SC B | GWh | After Competition Groups | 671.5325 | 12511139.9332 | 12.5111 | 6318.3511 | 0.10628 | 1 | Residential_2037_SC B_GWh_After Competition Groups_1 | Energy Star Clothes Washer | 10.63% | 12.5111 | 671.5325 | Residential_2037_SC B_GWh_After Competition Groups_Energy Star Clothes Washer
Residential | Res ¦ Ductless Mini-Split Heat Pump | 2037 | SC B | GWh | After Competition Groups | 533.523 | 5313566.1407 | 5.3136 | 6318.3511 | 0.08444 | 2 | Residential_2037_SC B_GWh_After Competition Groups_2 | Ductless Mini-Split Heat Pump | 8.444% | 5.3136 | 533.523 | Residential_2037_SC B_GWh_After Competition Groups_Ductless Mini-Split Heat Pump
Residential | Res ¦ Energy Star LED Bulbs General Purpose LEDs | 2037 | SC B | GWh | After Competition Groups | 430.8205 | 0 | 0 | 6318.3511 | 0.068186 | 3 | Residential_2037_SC B_GWh_After Competition Groups_3 | Energy Star LED Bulbs General Purpose LEDs | 6.819% | 0 | 430.8205 | Residential_2037_SC B_GWh_After Competition Groups_Energy Star LED Bulbs General Purpose LEDs
Residential | Res ¦ Energy Star A Line, PAR, MR Lamps | 2037 | SC B | GWh | After Competition Groups | 417.0229 | 21033.013 | 0.021033 | 6318.3511 | 0.066002 | 4 | Residential_2037_SC B_GWh_After Competition Groups_4 | Energy Star A Line, PAR, MR Lamps | 6.6% | 0.021033 | 417.0229 | Residential_2037_SC B_GWh_After Competition Groups_Energy Star A Line, PAR, MR Lamps
Residential | Res ¦ Energy Star LED Specialty Bulbs | 2037 | SC B | GWh | After Competition Groups | 390.632 | 28417.5029 | 0.028418 | 6318.3511 | 0.061825 | 5 | Residential_2037_SC B_GWh_After Competition Groups_5 | Energy Star LED Specialty Bulbs | 6.182% | 0.028418 | 390.632 | Residential_2037_SC B_GWh_After Competition Groups_Energy Star LED Specialty Bulbs
Residential | Res ¦ Adaptive Thermostat | 2037 | SC B | GWh | After Competition Groups | 383.7498 | 8915333.5094 | 8.9153 | 6318.3511 | 0.060736 | 6 | Residential_2037_SC B_GWh_After Competition Groups_6 | Adaptive Thermostat | 6.074% | 8.9153 | 383.7498 | Residential_2037_SC B_GWh_After Competition Groups_Adaptive Thermostat
Residential | Res ¦ Variable Speed Pool Pump Motor | 2037 | SC B | GWh | After Competition Groups | 380.6348 | 461936.544 | 0.46194 | 6318.3511 | 0.060243 | 7 | Residential_2037_SC B_GWh_After Competition Groups_7 | Variable Speed Pool Pump Motor | 6.024% | 0.46194 | 380.6348 | Residential_2037_SC B_GWh_After Competition Groups_Variable Speed Pool Pump Motor
Residential | Res ¦ Car Block Heater Timer | 2037 | SC B | GWh | After Competition Groups | 370.9697 | 169647.5715 | 0.16965 | 6318.3511 | 0.058713 | 8 | Residential_2037_SC B_GWh_After Competition Groups_8 | Car Block Heater Timer | 5.871% | 0.16965 | 370.9697 | Residential_2037_SC B_GWh_After Competition Groups_Car Block Heater Timer
Residential | Res ¦ Building Recommissioning, Operations and Maintenance (O&M) Improvements | 2037 | SC B | GWh | After Competition Groups | 294.9886 | 14102.0958 | 0.014102 | 6318.3511 | 0.046688 | 9 | Residential_2037_SC B_GWh_After Competition Groups_9 | Building Recommissioning, Operations and Maintenance (O&M) Improvements | 4.669% | 0.014102 | 294.9886 | Residential_2037_SC B_GWh_After Competition Groups_Building Recommissioning, Operations and Maintenance (O&M) Improvements
Residential | Res ¦ Energy Star Torchiere | 2037 | SC B | GWh | After Competition Groups | 234.3918 | 1271780.7468 | 1.2718 | 6318.3511 | 0.037097 | 10 | Residential_2037_SC B_GWh_After Competition Groups_10 | Energy Star Torchiere | 3.71% | 1.2718 | 234.3918 | Residential_2037_SC B_GWh_After Competition Groups_Energy Star Torchiere
Residential | Res ¦ Air Sealing | 2037 | SC B | GWh | After Competition Groups | 219.5324 | 7613775.8836 | 7.6138 | 6318.3511 | 0.034745 | 11 | Residential_2037_SC B_GWh_After Competition Groups_11 | Air Sealing | 3.475% | 7.6138 | 219.5324 | Residential_2037_SC B_GWh_After Competition Groups_Air Sealing
Residential | Res ¦ Energy Star Air Source Heat Pump | 2037 | SC B | GWh | After Competition Groups | 180.5718 | 3873283.7249 | 3.8733 | 6318.3511 | 0.028579 | 12 | Residential_2037_SC B_GWh_After Competition Groups_12 | Energy Star Air Source Heat Pump | 2.858% | 3.8733 | 180.5718 | Residential_2037_SC B_GWh_After Competition Groups_Energy Star Air Source Heat Pump
Residential | Res ¦ Smart Burners | 2037 | SC B | GWh | After Competition Groups | 171.5161 | 36894254.3887 | 36.8943 | 6318.3511 | 0.027146 | 13 | Residential_2037_SC B_GWh_After Competition Groups_13 | Smart Burners | 2.715% | 36.8943 | 171.5161 | Residential_2037_SC B_GWh_After Competition Groups_Smart Burners
Residential | Res ¦ Comprehensive Draft Proofing | 2037 | SC B | GWh | After Competition Groups | 150.0349 | 0 | 0 | 6318.3511 | 0.023746 | 14 | Residential_2037_SC B_GWh_After Competition Groups_14 | Comprehensive Draft Proofing | 2.375% | 0 | 150.0349 | Residential_2037_SC B_GWh_After Competition Groups_Comprehensive Draft Proofing
Residential | Res ¦ Energy Star Clothes Dryer | 2037 | SC B | GWh | After Competition Groups | 129.4239 | 6069164.4943 | 6.0692 | 6318.3511 | 0.020484 | 15 | Residential_2037_SC B_GWh_After Competition Groups_15 | Energy Star Clothes Dryer | 2.048% | 6.0692 | 129.4239 | Residential_2037_SC B_GWh_After Competition Groups_Energy Star Clothes Dryer
Residential | Res ¦ Basement Wall Insulation | 2037 | SC B | GWh | After Competition Groups | 115.2488 | 3248768.4428 | 3.2488 | 6318.3511 | 0.01824 | 16 | Residential_2037_SC B_GWh_After Competition Groups_16 | Basement Wall Insulation | 1.824% | 3.2488 | 115.2488 | Residential_2037_SC B_GWh_After Competition Groups_Basement Wall Insulation
Residential | Res ¦ LED Parking Lot Fixture | 2037 | SC B | GWh | After Competition Groups | 89.9377 | 80400.6199 | 0.080401 | 6318.3511 | 0.014234 | 17 | Residential_2037_SC B_GWh_After Competition Groups_17 | LED Parking Lot Fixture | 1.423% | 0.080401 | 89.9377 | Residential_2037_SC B_GWh_After Competition Groups_LED Parking Lot Fixture
Residential | Res ¦ Attic Insulation | 2037 | SC B | GWh | After Competition Groups | 88.8906 | 5682438.434 | 5.6824 | 6318.3511 | 0.014069 | 18 | Residential_2037_SC B_GWh_After Competition Groups_18 | Attic Insulation | 1.407% | 5.6824 | 88.8906 | Residential_2037_SC B_GWh_After Competition Groups_Attic Insulation
Residential | Res ¦ Occupancy Sensors MF | 2037 | SC B | GWh | After Competition Groups | 87.8649 | 1734.4785 | 0.0017345 | 6318.3511 | 0.013906 | 19 | Residential_2037_SC B_GWh_After Competition Groups_19 | Occupancy Sensors MF | 1.391% | 0.0017345 | 87.8649 | Residential_2037_SC B_GWh_After Competition Groups_Occupancy Sensors MF
Residential | Res ¦ Energy Star Light Fixture | 2037 | SC B | GWh | After Competition Groups | 87.669 | 3127823.8559 | 3.1278 | 6318.3511 | 0.013875 | 20 | Residential_2037_SC B_GWh_After Competition Groups_20 | Energy Star Light Fixture | 1.388% | 3.1278 | 87.669 | Residential_2037_SC B_GWh_After Competition Groups_Energy Star Light Fixture
Residential | Res ¦ Refrigerator Recycling | 2037 | SC B | GWh | After Competition Groups | 77.3255 | 117458.1311 | 0.11746 | 6318.3511 | 0.012238 | 21 | Residential_2037_SC B_GWh_After Competition Groups_21 | Refrigerator Recycling | 1.224% | 0.11746 | 77.3255 | Residential_2037_SC B_GWh_After Competition Groups_Refrigerator Recycling
Residential | Res ¦ Clothes Drying Racks | 2037 | SC B | GWh | After Competition Groups | 70.6051 | 508589.1294 | 0.50859 | 6318.3511 | 0.011175 | 22 | Residential_2037_SC B_GWh_After Competition Groups_22 | Clothes Drying Racks | 1.117% | 0.50859 | 70.6051 | Residential_2037_SC B_GWh_After Competition Groups_Clothes Drying Racks
Residential | Res ¦ Energy Star Room Air Conditioner | 2037 | SC B | GWh | After Competition Groups | 68.592 | 2292973.358 | 2.293 | 6318.3511 | 0.010856 | 23 | Residential_2037_SC B_GWh_After Competition Groups_23 | Energy Star Room Air Conditioner | 1.086% | 2.293 | 68.592 | Residential_2037_SC B_GWh_After Competition Groups_Energy Star Room Air Conditioner
Residential | Res ¦ Freezer Recycling | 2037 | SC B | GWh | After Competition Groups | 67.8227 | 2565311.1523 | 2.5653 | 6318.3511 | 0.010734 | 24 | Residential_2037_SC B_GWh_After Competition Groups_24 | Freezer Recycling | 1.073% | 2.5653 | 67.8227 | Residential_2037_SC B_GWh_After Competition Groups_Freezer Recycling
Residential | Res ¦ Energy Star Freezer | 2037 | SC B | GWh | After Competition Groups | 65.3795 | 2221803.1603 | 2.2218 | 6318.3511 | 0.010348 | 25 | Residential_2037_SC B_GWh_After Competition Groups_25 | Energy Star Freezer | 1.035% | 2.2218 | 65.3795 | Residential_2037_SC B_GWh_After Competition Groups_Energy Star Freezer
Residential | Res ¦ Advanced BAS/Controllers | 2037 | SC B | GWh | After Competition Groups | 43.1743 | 68995.4596 | 0.068995 | 6318.3511 | 0.0068332 | 26 | Residential_2037_SC B_GWh_After Competition Groups_26 | Advanced BAS/Controllers | 0.6833% | 0.068995 | 43.1743 | Residential_2037_SC B_GWh_After Competition Groups_Advanced BAS/Controllers
Residential | Res ¦ Home Energy Reports | 2037 | SC B | GWh | After Competition Groups | 41.6394 | 2576575.3561 | 2.5766 | 6318.3511 | 0.0065902 | 27 | Residential_2037_SC B_GWh_After Competition Groups_27 | Home Energy Reports | 0.659% | 2.5766 | 41.6394 | Residential_2037_SC B_GWh_After Competition Groups_Home Energy Reports
Residential | Res ¦ LED Exterior Area Lights - LED Fixture (200W) | 2037 | SC B | GWh | After Competition Groups | 41.2731 | 233152.7837 | 0.23315 | 6318.3511 | 0.0065323 | 28 | Residential_2037_SC B_GWh_After Competition Groups_28 | LED Exterior Area Lights - LED Fixture (200W) | 0.6532% | 0.23315 | 41.2731 | Residential_2037_SC B_GWh_After Competition Groups_LED Exterior Area Lights - LED Fixture (200W)
Residential | Res ¦ Furnace Whistle | 2037 | SC B | GWh | After Competition Groups | 37.1779 | 2756.8725 | 0.0027569 | 6318.3511 | 0.0058841 | 29 | Residential_2037_SC B_GWh_After Competition Groups_29 | Furnace Whistle | 0.5884% | 0.0027569 | 37.1779 | Residential_2037_SC B_GWh_After Competition Groups_Furnace Whistle
Residential | Res ¦ Outside Air Economizer | 2037 | SC B | GWh | After Competition Groups | 34.1353 | 91765.1546 | 0.091765 | 6318.3511 | 0.0054026 | 30 | Residential_2037_SC B_GWh_After Competition Groups_30 | Outside Air Economizer | 0.5403% | 0.091765 | 34.1353 | Residential_2037_SC B_GWh_After Competition Groups_Outside Air Economizer
Residential | Res ¦ LED Tube Re-Lamp | 2037 | SC B | GWh | After Competition Groups | 29.386 | 294980.9552 | 0.29498 | 6318.3511 | 0.0046509 | 31 | Residential_2037_SC B_GWh_After Competition Groups_31 | LED Tube Re-Lamp | 0.4651% | 0.29498 | 29.386 | Residential_2037_SC B_GWh_After Competition Groups_LED Tube Re-Lamp
Residential | Res ¦ Heat Recovery Ventilator | 2037 | SC B | GWh | After Competition Groups | 29.1058 | 4667453.1333 | 4.6675 | 6318.3511 | 0.0046065 | 32 | Residential_2037_SC B_GWh_After Competition Groups_32 | Heat Recovery Ventilator | 0.4607% | 4.6675 | 29.1058 | Residential_2037_SC B_GWh_After Competition Groups_Heat Recovery Ventilator
Residential | Res ¦ Energy Star Dehumidifier | 2037 | SC B | GWh | After Competition Groups | 25.46 | 371995.2784 | 0.372 | 6318.3511 | 0.0040295 | 33 | Residential_2037_SC B_GWh_After Competition Groups_33 | Energy Star Dehumidifier | 0.403% | 0.372 | 25.46 | Residential_2037_SC B_GWh_After Competition Groups_Energy Star Dehumidifier
Residential | Res ¦ Minimize Hot and Warm Clothes Wash | 2037 | SC B | GWh | After Competition Groups | 23.6065 | 0 | 0 | 6318.3511 | 0.0037362 | 34 | Residential_2037_SC B_GWh_After Competition Groups_34 | Minimize Hot and Warm Clothes Wash | 0.3736% | 0 | 23.6065 | Residential_2037_SC B_GWh_After Competition Groups_Minimize Hot and Warm Clothes Wash
Residential | Res ¦ Floor Insulation | 2037 | SC B | GWh | After Competition Groups | 23.2872 | 2327839.8197 | 2.3278 | 6318.3511 | 0.0036856 | 35 | Residential_2037_SC B_GWh_After Competition Groups_35 | Floor Insulation | 0.3686% | 2.3278 | 23.2872 | Residential_2037_SC B_GWh_After Competition Groups_Floor Insulation
Residential | Res ¦ Duct Insulation | 2037 | SC B | GWh | After Competition Groups | 22.398 | 2170535.1398 | 2.1705 | 6318.3511 | 0.0035449 | 36 | Residential_2037_SC B_GWh_After Competition Groups_36 | Duct Insulation | 0.3545% | 2.1705 | 22.398 | Residential_2037_SC B_GWh_After Competition Groups_Duct Insulation
Residential | Res ¦ Tankless Water Heater | 2037 | SC B | GWh | After Competition Groups | 21.9824 | 1355364.1734 | 1.3554 | 6318.3511 | 0.0034791 | 37 | Residential_2037_SC B_GWh_After Competition Groups_37 | Tankless Water Heater | 0.3479% | 1.3554 | 21.9824 | Residential_2037_SC B_GWh_After Competition Groups_Tankless Water Heater
Residential | Res ¦ Demand Control Ventilation | 2037 | SC B | GWh | After Competition Groups | 19.9118 | 39559.807 | 0.03956 | 6318.3511 | 0.0031514 | 38 | Residential_2037_SC B_GWh_After Competition Groups_38 | Demand Control Ventilation | 0.3151% | 0.03956 | 19.9118 | Residential_2037_SC B_GWh_After Competition Groups_Demand Control Ventilation
Residential | Res ¦ LED Downlight | 2037 | SC B | GWh | After Competition Groups | 18.8966 | 1101082.0207 | 1.1011 | 6318.3511 | 0.0029908 | 39 | Residential_2037_SC B_GWh_After Competition Groups_39 | LED Downlight | 0.2991% | 1.1011 | 18.8966 | Residential_2037_SC B_GWh_After Competition Groups_LED Downlight
Residential | Res ¦ CO Sensors for parking garage exhaust fans | 2037 | SC B | GWh | After Competition Groups | 18.6551 | 195512.1044 | 0.19551 | 6318.3511 | 0.0029525 | 40 | Residential_2037_SC B_GWh_After Competition Groups_40 | CO Sensors for parking garage exhaust fans | 0.2953% | 0.19551 | 18.6551 | Residential_2037_SC B_GWh_After Competition Groups_CO Sensors for parking garage exhaust fans
Residential | Res ¦ High Efficiency Chiller (avg of water and air cooled) | 2037 | SC B | GWh | After Competition Groups | 17.9704 | 149284.3645 | 0.14928 | 6318.3511 | 0.0028442 | 41 | Residential_2037_SC B_GWh_After Competition Groups_41 | High Efficiency Chiller (avg of water and air cooled) | 0.2844% | 0.14928 | 17.9704 | Residential_2037_SC B_GWh_After Competition Groups_High Efficiency Chiller (avg of water and air cooled)
Residential | Res ¦ ENERGY STAR LED LAMPS (REFLECTOR LAMPs/MR16/PAR 16) | 2037 | SC B | GWh | After Competition Groups | 16.7957 | 38347.4317 | 0.038347 | 6318.3511 | 0.0026582 | 42 | Residential_2037_SC B_GWh_After Competition Groups_42 | ENERGY STAR LED LAMPS (REFLECTOR LAMPs/MR16/PAR 16) | 0.2658% | 0.038347 | 16.7957 | Residential_2037_SC B_GWh_After Competition Groups_ENERGY STAR LED LAMPS (REFLECTOR LAMPs/MR16/PAR 16)
Residential | Res ¦ Variable Frequency Drive (VFD) | 2037 | SC B | GWh | After Competition Groups | 15.7707 | 16742.9716 | 0.016743 | 6318.3511 | 0.002496 | 43 | Residential_2037_SC B_GWh_After Competition Groups_43 | Variable Frequency Drive (VFD) | 0.2496% | 0.016743 | 15.7707 | Residential_2037_SC B_GWh_After Competition Groups_Variable Frequency Drive (VFD)
Residential | Res ¦ Condensing Make Up Air Unit | 2037 | SC B | GWh | After Competition Groups | 15.2909 | 1101274.7507 | 1.1013 | 6318.3511 | 0.0024201 | 44 | Residential_2037_SC B_GWh_After Competition Groups_44 | Condensing Make Up Air Unit | 0.242% | 1.1013 | 15.2909 | Residential_2037_SC B_GWh_After Competition Groups_Condensing Make Up Air Unit
Residential | Res ¦ Water Heater Temperature Setback | 2037 | SC B | GWh | After Competition Groups | 11.7849 | 2775.9923 | 0.002776 | 6318.3511 | 0.0018652 | 45 | Residential_2037_SC B_GWh_After Competition Groups_45 | Water Heater Temperature Setback | 0.1865% | 0.002776 | 11.7849 | Residential_2037_SC B_GWh_After Competition Groups_Water Heater Temperature Setback
Residential | Res ¦ Duct Insulation MF | 2037 | SC B | GWh | After Competition Groups | 9.3459 | 1687086.1666 | 1.6871 | 6318.3511 | 0.0014792 | 46 | Residential_2037_SC B_GWh_After Competition Groups_46 | Duct Insulation MF | 0.1479% | 1.6871 | 9.3459 | Residential_2037_SC B_GWh_After Competition Groups_Duct Insulation MF
Residential | Res ¦ Heavy Duty Outdoor/Holiday Plug-in Timers | 2037 | SC B | GWh | After Competition Groups | 7.578 | 2819997.902 | 2.82 | 6318.3511 | 0.0011994 | 47 | Residential_2037_SC B_GWh_After Competition Groups_47 | Heavy Duty Outdoor/Holiday Plug-in Timers | 0.1199% | 2.82 | 7.578 | Residential_2037_SC B_GWh_After Competition Groups_Heavy Duty Outdoor/Holiday Plug-in Timers
Residential | Res ¦ VFD on Pumps | 2037 | SC B | GWh | After Competition Groups | 4.8497 | 6272.1617 | 0.0062722 | 6318.3511 | 0.00076755 | 48 | Residential_2037_SC B_GWh_After Competition Groups_48 | VFD on Pumps | 0.07676% | 0.0062722 | 4.8497 | Residential_2037_SC B_GWh_After Competition Groups_VFD on Pumps
Residential | Res ¦ ENERGY STAR LED Lamps (General Service Lamps) | 2037 | SC B | GWh | After Competition Groups | 3.6983 | 6963.557 | 0.0069636 | 6318.3511 | 0.00058532 | 49 | Residential_2037_SC B_GWh_After Competition Groups_49 | ENERGY STAR LED Lamps (General Service Lamps) | 0.05853% | 0.0069636 | 3.6983 | Residential_2037_SC B_GWh_After Competition Groups_ENERGY STAR LED Lamps (General Service Lamps)
Residential | Res ¦ ECM MOTORS FOR HVAC APPLICATION (FAN-POWERED VAV BOX) | 2037 | SC B | GWh | After Competition Groups | 2.9514 | 21973.2327 | 0.021973 | 6318.3511 | 0.00046711 | 50 | Residential_2037_SC B_GWh_After Competition Groups_50 | ECM MOTORS FOR HVAC APPLICATION (FAN-POWERED VAV BOX) | 0.04671% | 0.021973 | 2.9514 | Residential_2037_SC B_GWh_After Competition Groups_ECM MOTORS FOR HVAC APPLICATION (FAN-POWERED VAV BOX)
Residential | Res ¦ Beverage Vending Machine Controls | 2037 | SC B | GWh | After Competition Groups | 2.1407 | 10155.153 | 0.010155 | 6318.3511 | 0.00033881 | 51 | Residential_2037_SC B_GWh_After Competition Groups_51 | Beverage Vending Machine Controls | 0.03388% | 0.010155 | 2.1407 | Residential_2037_SC B_GWh_After Competition Groups_Beverage Vending Machine Controls
Residential | Res ¦ Wall Insulation | 2037 | SC B | GWh | After Competition Groups | 0.80283 | 236248.9872 | 0.23625 | 6318.3511 | 0.00012706 | 52 | Residential_2037_SC B_GWh_After Competition Groups_52 | Wall Insulation | 0.01271% | 0.23625 | 0.80283 | Residential_2037_SC B_GWh_After Competition Groups_Wall Insulation
Residential | Res ¦ Chilled Water Optimization | 2037 | SC B | GWh | After Competition Groups | 0.37127 | 191.5761 | 0.00019158 | 6318.3511 | 5.876e-05 | 53 | Residential_2037_SC B_GWh_After Competition Groups_53 | Chilled Water Optimization | 0.005876% | 0.00019158 | 0.37127 | Residential_2037_SC B_GWh_After Competition Groups_Chilled Water Optimization
Residential | Res ¦ LED High Bay Fixture | 2037 | SC B | GWh | After Competition Groups | 0.21021 | 2210.2316 | 0.0022102 | 6318.3511 | 3.327e-05 | 54 | Residential_2037_SC B_GWh_After Competition Groups_54 | LED High Bay Fixture | 0.003327% | 0.0022102 | 0.21021 | Residential_2037_SC B_GWh_After Competition Groups_LED High Bay Fixture
Residential | Res ¦ Wall Insulation MF | 2037 | SC B | GWh | After Competition Groups | 0.020301 | 0 | 0 | 6318.3511 | 3.213e-06 | 55 | Residential_2037_SC B_GWh_After Competition Groups_55 | Wall Insulation MF | 0.0003213% | 0 | 0.020301 | Residential_2037_SC B_GWh_After Competition Groups_Wall Insulation MF
Residential | Res ¦ Smart Power Bar | 2037 | SC B | GWh | After Competition Groups | 0 | 0 | 0 | 6318.3511 | 0 | 56 | Residential_2037_SC B_GWh_After Competition Groups_56 | Smart Power Bar | 0% | 0 | 0 | Residential_2037_SC B_GWh_After Competition Groups_Smart Power Bar
Residential | Res ¦ Energy Star Clothes Washer | 2037 | SC C | GWh | After Competition Groups | 628.7494 | 13687090.3092 | 13.6871 | 5293.9997 | 0.11877 | 1 | Residential_2037_SC C_GWh_After Competition Groups_1 | Energy Star Clothes Washer | 11.88% | 13.6871 | 628.7494 | Residential_2037_SC C_GWh_After Competition Groups_Energy Star Clothes Washer
Residential | Res ¦ Energy Star LED Specialty Bulbs | 2037 | SC C | GWh | After Competition Groups | 617.5134 | 28422.9686 | 0.028423 | 5293.9997 | 0.11664 | 2 | Residential_2037_SC C_GWh_After Competition Groups_2 | Energy Star LED Specialty Bulbs | 11.66% | 0.028423 | 617.5134 | Residential_2037_SC C_GWh_After Competition Groups_Energy Star LED Specialty Bulbs
Residential | Res ¦ Ductless Mini-Split Heat Pump | 2037 | SC C | GWh | After Competition Groups | 448.1602 | 5444944.071 | 5.4449 | 5293.9997 | 0.084654 | 3 | Residential_2037_SC C_GWh_After Competition Groups_3 | Ductless Mini-Split Heat Pump | 8.465% | 5.4449 | 448.1602 | Residential_2037_SC C_GWh_After Competition Groups_Ductless Mini-Split Heat Pump
Residential | Res ¦ Energy Star A Line, PAR, MR Lamps | 2037 | SC C | GWh | After Competition Groups | 310.9452 | 21037.0643 | 0.021037 | 5293.9997 | 0.058735 | 4 | Residential_2037_SC C_GWh_After Competition Groups_4 | Energy Star A Line, PAR, MR Lamps | 5.874% | 0.021037 | 310.9452 | Residential_2037_SC C_GWh_After Competition Groups_Energy Star A Line, PAR, MR Lamps
Residential | Res ¦ Variable Speed Pool Pump Motor | 2037 | SC C | GWh | After Competition Groups | 298.0506 | 4008216.5239 | 4.0082 | 5293.9997 | 0.0563 | 5 | Residential_2037_SC C_GWh_After Competition Groups_5 | Variable Speed Pool Pump Motor | 5.63% | 4.0082 | 298.0506 | Residential_2037_SC C_GWh_After Competition Groups_Variable Speed Pool Pump Motor
Residential | Res ¦ Car Block Heater Timer | 2037 | SC C | GWh | After Competition Groups | 295.5201 | 349831.0763 | 0.34983 | 5293.9997 | 0.055822 | 6 | Residential_2037_SC C_GWh_After Competition Groups_6 | Car Block Heater Timer | 5.582% | 0.34983 | 295.5201 | Residential_2037_SC C_GWh_After Competition Groups_Car Block Heater Timer
Residential | Res ¦ Adaptive Thermostat | 2037 | SC C | GWh | After Competition Groups | 260.0531 | 8919783.6912 | 8.9198 | 5293.9997 | 0.049122 | 7 | Residential_2037_SC C_GWh_After Competition Groups_7 | Adaptive Thermostat | 4.912% | 8.9198 | 260.0531 | Residential_2037_SC C_GWh_After Competition Groups_Adaptive Thermostat
Residential | Res ¦ Energy Star LED Bulbs General Purpose LEDs | 2037 | SC C | GWh | After Competition Groups | 256.1966 | 0 | 0 | 5293.9997 | 0.048394 | 8 | Residential_2037_SC C_GWh_After Competition Groups_8 | Energy Star LED Bulbs General Purpose LEDs | 4.839% | 0 | 256.1966 | Residential_2037_SC C_GWh_After Competition Groups_Energy Star LED Bulbs General Purpose LEDs
Residential | Res ¦ Building Recommissioning, Operations and Maintenance (O&M) Improvements | 2037 | SC C | GWh | After Competition Groups | 230.9839 | 122413.1421 | 0.12241 | 5293.9997 | 0.043631 | 9 | Residential_2037_SC C_GWh_After Competition Groups_9 | Building Recommissioning, Operations and Maintenance (O&M) Improvements | 4.363% | 0.12241 | 230.9839 | Residential_2037_SC C_GWh_After Competition Groups_Building Recommissioning, Operations and Maintenance (O&M) Improvements
Residential | Res ¦ Air Sealing | 2037 | SC C | GWh | After Competition Groups | 199.4175 | 7615727.8373 | 7.6157 | 5293.9997 | 0.037669 | 10 | Residential_2037_SC C_GWh_After Competition Groups_10 | Air Sealing | 3.767% | 7.6157 | 199.4175 | Residential_2037_SC C_GWh_After Competition Groups_Air Sealing
Residential | Res ¦ Energy Star Torchiere | 2037 | SC C | GWh | After Competition Groups | 186.5442 | 1573763.4273 | 1.5738 | 5293.9997 | 0.035237 | 11 | Residential_2037_SC C_GWh_After Competition Groups_11 | Energy Star Torchiere | 3.524% | 1.5738 | 186.5442 | Residential_2037_SC C_GWh_After Competition Groups_Energy Star Torchiere
Residential | Res ¦ Energy Star Air Source Heat Pump | 2037 | SC C | GWh | After Competition Groups | 130.5702 | 3560329.9056 | 3.5603 | 5293.9997 | 0.024664 | 12 | Residential_2037_SC C_GWh_After Competition Groups_12 | Energy Star Air Source Heat Pump | 2.466% | 3.5603 | 130.5702 | Residential_2037_SC C_GWh_After Competition Groups_Energy Star Air Source Heat Pump
Residential | Res ¦ Energy Star Clothes Dryer | 2037 | SC C | GWh | After Competition Groups | 129.465 | 6071500.3094 | 6.0715 | 5293.9997 | 0.024455 | 13 | Residential_2037_SC C_GWh_After Competition Groups_13 | Energy Star Clothes Dryer | 2.446% | 6.0715 | 129.465 | Residential_2037_SC C_GWh_After Competition Groups_Energy Star Clothes Dryer
Residential | Res ¦ Smart Burners | 2037 | SC C | GWh | After Competition Groups | 127.7174 | 31293838.3466 | 31.2938 | 5293.9997 | 0.024125 | 14 | Residential_2037_SC C_GWh_After Competition Groups_14 | Smart Burners | 2.412% | 31.2938 | 127.7174 | Residential_2037_SC C_GWh_After Competition Groups_Smart Burners
Residential | Res ¦ Comprehensive Draft Proofing | 2037 | SC C | GWh | After Competition Groups | 117.4812 | 0 | 0 | 5293.9997 | 0.022191 | 15 | Residential_2037_SC C_GWh_After Competition Groups_15 | Comprehensive Draft Proofing | 2.219% | 0 | 117.4812 | Residential_2037_SC C_GWh_After Competition Groups_Comprehensive Draft Proofing
Residential | Res ¦ Basement Wall Insulation | 2037 | SC C | GWh | After Competition Groups | 115.2652 | 3249458.9158 | 3.2495 | 5293.9997 | 0.021773 | 16 | Residential_2037_SC C_GWh_After Competition Groups_16 | Basement Wall Insulation | 2.177% | 3.2495 | 115.2652 | Residential_2037_SC C_GWh_After Competition Groups_Basement Wall Insulation
Residential | Res ¦ Attic Insulation | 2037 | SC C | GWh | After Competition Groups | 86.739 | 5684533.1476 | 5.6845 | 5293.9997 | 0.016384 | 17 | Residential_2037_SC C_GWh_After Competition Groups_17 | Attic Insulation | 1.638% | 5.6845 | 86.739 | Residential_2037_SC C_GWh_After Competition Groups_Attic Insulation
Residential | Res ¦ LED Parking Lot Fixture | 2037 | SC C | GWh | After Competition Groups | 85.9783 | 0 | 0 | 5293.9997 | 0.016241 | 18 | Residential_2037_SC C_GWh_After Competition Groups_18 | LED Parking Lot Fixture | 1.624% | 0 | 85.9783 | Residential_2037_SC C_GWh_After Competition Groups_LED Parking Lot Fixture
Residential | Res ¦ Energy Star Light Fixture | 2037 | SC C | GWh | After Competition Groups | 82.9308 | 3214362.1803 | 3.2144 | 5293.9997 | 0.015665 | 19 | Residential_2037_SC C_GWh_After Competition Groups_19 | Energy Star Light Fixture | 1.567% | 3.2144 | 82.9308 | Residential_2037_SC C_GWh_After Competition Groups_Energy Star Light Fixture
Residential | Res ¦ Occupancy Sensors MF | 2037 | SC C | GWh | After Competition Groups | 62.7257 | 15057.6267 | 0.015058 | 5293.9997 | 0.011848 | 20 | Residential_2037_SC C_GWh_After Competition Groups_20 | Occupancy Sensors MF | 1.185% | 0.015058 | 62.7257 | Residential_2037_SC C_GWh_After Competition Groups_Occupancy Sensors MF
Residential | Res ¦ Refrigerator Recycling | 2037 | SC C | GWh | After Competition Groups | 60.5487 | 1019112.7759 | 1.0191 | 5293.9997 | 0.011437 | 21 | Residential_2037_SC C_GWh_After Competition Groups_21 | Refrigerator Recycling | 1.144% | 1.0191 | 60.5487 | Residential_2037_SC C_GWh_After Competition Groups_Refrigerator Recycling
Residential | Res ¦ Energy Star Room Air Conditioner | 2037 | SC C | GWh | After Competition Groups | 59.0004 | 2290377.9293 | 2.2904 | 5293.9997 | 0.011145 | 22 | Residential_2037_SC C_GWh_After Competition Groups_22 | Energy Star Room Air Conditioner | 1.114% | 2.2904 | 59.0004 | Residential_2037_SC C_GWh_After Competition Groups_Energy Star Room Air Conditioner
Residential | Res ¦ Energy Star Freezer | 2037 | SC C | GWh | After Competition Groups | 58.1496 | 2471156.0361 | 2.4712 | 5293.9997 | 0.010984 | 23 | Residential_2037_SC C_GWh_After Competition Groups_23 | Energy Star Freezer | 1.098% | 2.4712 | 58.1496 | Residential_2037_SC C_GWh_After Competition Groups_Energy Star Freezer
Residential | Res ¦ Home Energy Reports | 2037 | SC C | GWh | After Competition Groups | 41.6394 | 2576575.3561 | 2.5766 | 5293.9997 | 0.0078654 | 24 | Residential_2037_SC C_GWh_After Competition Groups_24 | Home Energy Reports | 0.7865% | 2.5766 | 41.6394 | Residential_2037_SC C_GWh_After Competition Groups_Home Energy Reports
Residential | Res ¦ LED Exterior Area Lights - LED Fixture (200W) | 2037 | SC C | GWh | After Competition Groups | 41.2731 | 233176.1013 | 0.23318 | 5293.9997 | 0.0077962 | 25 | Residential_2037_SC C_GWh_After Competition Groups_25 | LED Exterior Area Lights - LED Fixture (200W) | 0.7796% | 0.23318 | 41.2731 | Residential_2037_SC C_GWh_After Competition Groups_LED Exterior Area Lights - LED Fixture (200W)
Residential | Res ¦ Advanced BAS/Controllers | 2037 | SC C | GWh | After Competition Groups | 33.8072 | 598536.8343 | 0.59854 | 5293.9997 | 0.006386 | 26 | Residential_2037_SC C_GWh_After Competition Groups_26 | Advanced BAS/Controllers | 0.6386% | 0.59854 | 33.8072 | Residential_2037_SC C_GWh_After Competition Groups_Advanced BAS/Controllers
Residential | Res ¦ Outside Air Economizer | 2037 | SC C | GWh | After Competition Groups | 29.4543 | 171764.4934 | 0.17176 | 5293.9997 | 0.0055637 | 27 | Residential_2037_SC C_GWh_After Competition Groups_27 | Outside Air Economizer | 0.5564% | 0.17176 | 29.4543 | Residential_2037_SC C_GWh_After Competition Groups_Outside Air Economizer
Residential | Res ¦ LED Tube Re-Lamp | 2037 | SC C | GWh | After Competition Groups | 29.386 | 295010.4562 | 0.29501 | 5293.9997 | 0.0055508 | 28 | Residential_2037_SC C_GWh_After Competition Groups_28 | LED Tube Re-Lamp | 0.5551% | 0.29501 | 29.386 | Residential_2037_SC C_GWh_After Competition Groups_LED Tube Re-Lamp
Residential | Res ¦ Furnace Whistle | 2037 | SC C | GWh | After Competition Groups | 29.1113 | 23932.8392 | 0.023933 | 5293.9997 | 0.0054989 | 29 | Residential_2037_SC C_GWh_After Competition Groups_29 | Furnace Whistle | 0.5499% | 0.023933 | 29.1113 | Residential_2037_SC C_GWh_After Competition Groups_Furnace Whistle
Residential | Res ¦ Minimize Hot and Warm Clothes Wash | 2037 | SC C | GWh | After Competition Groups | 23.6065 | 0 | 0 | 5293.9997 | 0.0044591 | 30 | Residential_2037_SC C_GWh_After Competition Groups_30 | Minimize Hot and Warm Clothes Wash | 0.4459% | 0 | 23.6065 | Residential_2037_SC C_GWh_After Competition Groups_Minimize Hot and Warm Clothes Wash
Residential | Res ¦ LED Downlight | 2037 | SC C | GWh | After Competition Groups | 18.8966 | 1101192.1399 | 1.1012 | 5293.9997 | 0.0035694 | 31 | Residential_2037_SC C_GWh_After Competition Groups_31 | LED Downlight | 0.3569% | 1.1012 | 18.8966 | Residential_2037_SC C_GWh_After Competition Groups_LED Downlight
Residential | Res ¦ Energy Star Dehumidifier | 2037 | SC C | GWh | After Competition Groups | 18.3445 | 1742703.3353 | 1.7427 | 5293.9997 | 0.0034652 | 32 | Residential_2037_SC C_GWh_After Competition Groups_32 | Energy Star Dehumidifier | 0.3465% | 1.7427 | 18.3445 | Residential_2037_SC C_GWh_After Competition Groups_Energy Star Dehumidifier
Residential | Res ¦ Floor Insulation | 2037 | SC C | GWh | After Competition Groups | 18.161 | 2329331.7105 | 2.3293 | 5293.9997 | 0.0034305 | 33 | Residential_2037_SC C_GWh_After Competition Groups_33 | Floor Insulation | 0.343% | 2.3293 | 18.161 | Residential_2037_SC C_GWh_After Competition Groups_Floor Insulation
Residential | Res ¦ High Efficiency Chiller (avg of water and air cooled) | 2037 | SC C | GWh | After Competition Groups | 17.6491 | 151021.6331 | 0.15102 | 5293.9997 | 0.0033338 | 34 | Residential_2037_SC C_GWh_After Competition Groups_34 | High Efficiency Chiller (avg of water and air cooled) | 0.3334% | 0.15102 | 17.6491 | Residential_2037_SC C_GWh_After Competition Groups_High Efficiency Chiller (avg of water and air cooled)
Residential | Res ¦ ENERGY STAR LED LAMPS (REFLECTOR LAMPs/MR16/PAR 16) | 2037 | SC C | GWh | After Competition Groups | 16.7957 | 38351.2669 | 0.038351 | 5293.9997 | 0.0031726 | 35 | Residential_2037_SC C_GWh_After Competition Groups_35 | ENERGY STAR LED LAMPS (REFLECTOR LAMPs/MR16/PAR 16) | 0.3173% | 0.038351 | 16.7957 | Residential_2037_SC C_GWh_After Competition Groups_ENERGY STAR LED LAMPS (REFLECTOR LAMPs/MR16/PAR 16)
Residential | Res ¦ Tankless Water Heater | 2037 | SC C | GWh | After Competition Groups | 16.1019 | 1253701.903 | 1.2537 | 5293.9997 | 0.0030415 | 36 | Residential_2037_SC C_GWh_After Competition Groups_36 | Tankless Water Heater | 0.3042% | 1.2537 | 16.1019 | Residential_2037_SC C_GWh_After Competition Groups_Tankless Water Heater
Residential | Res ¦ Demand Control Ventilation | 2037 | SC C | GWh | After Competition Groups | 15.5919 | 342292.4886 | 0.34229 | 5293.9997 | 0.0029452 | 37 | Residential_2037_SC C_GWh_After Competition Groups_37 | Demand Control Ventilation | 0.2945% | 0.34229 | 15.5919 | Residential_2037_SC C_GWh_After Competition Groups_Demand Control Ventilation
Residential | Res ¦ CO Sensors for parking garage exhaust fans | 2037 | SC C | GWh | After Competition Groups | 14.416 | 349866.5538 | 0.34987 | 5293.9997 | 0.0027231 | 38 | Residential_2037_SC C_GWh_After Competition Groups_38 | CO Sensors for parking garage exhaust fans | 0.2723% | 0.34987 | 14.416 | Residential_2037_SC C_GWh_After Competition Groups_CO Sensors for parking garage exhaust fans
Residential | Res ¦ Condensing Make Up Air Unit | 2037 | SC C | GWh | After Competition Groups | 12.4242 | 1144870.329 | 1.1449 | 5293.9997 | 0.0023469 | 39 | Residential_2037_SC C_GWh_After Competition Groups_39 | Condensing Make Up Air Unit | 0.2347% | 1.1449 | 12.4242 | Residential_2037_SC C_GWh_After Competition Groups_Condensing Make Up Air Unit
Residential | Res ¦ Variable Frequency Drive (VFD) | 2037 | SC C | GWh | After Competition Groups | 12.349 | 145304.0005 | 0.1453 | 5293.9997 | 0.0023326 | 40 | Residential_2037_SC C_GWh_After Competition Groups_40 | Variable Frequency Drive (VFD) | 0.2333% | 0.1453 | 12.349 | Residential_2037_SC C_GWh_After Competition Groups_Variable Frequency Drive (VFD)
Residential | Res ¦ Water Heater Temperature Setback | 2037 | SC C | GWh | After Competition Groups | 9.2279 | 24097.5528 | 0.024098 | 5293.9997 | 0.0017431 | 41 | Residential_2037_SC C_GWh_After Competition Groups_41 | Water Heater Temperature Setback | 0.1743% | 0.024098 | 9.2279 | Residential_2037_SC C_GWh_After Competition Groups_Water Heater Temperature Setback
Residential | Res ¦ Duct Insulation MF | 2037 | SC C | GWh | After Competition Groups | 8.5166 | 1688362.9543 | 1.6884 | 5293.9997 | 0.0016087 | 42 | Residential_2037_SC C_GWh_After Competition Groups_42 | Duct Insulation MF | 0.1609% | 1.6884 | 8.5166 | Residential_2037_SC C_GWh_After Competition Groups_Duct Insulation MF
Residential | Res ¦ Heavy Duty Outdoor/Holiday Plug-in Timers | 2037 | SC C | GWh | After Competition Groups | 8.3573 | 3547867.1403 | 3.5479 | 5293.9997 | 0.0015786 | 43 | Residential_2037_SC C_GWh_After Competition Groups_43 | Heavy Duty Outdoor/Holiday Plug-in Timers | 0.1579% | 3.5479 | 8.3573 | Residential_2037_SC C_GWh_After Competition Groups_Heavy Duty Outdoor/Holiday Plug-in Timers
Residential | Res ¦ Heat Recovery Ventilator | 2037 | SC C | GWh | After Competition Groups | 7.607 | 3556593.4365 | 3.5566 | 5293.9997 | 0.0014369 | 44 | Residential_2037_SC C_GWh_After Competition Groups_44 | Heat Recovery Ventilator | 0.1437% | 3.5566 | 7.607 | Residential_2037_SC C_GWh_After Competition Groups_Heat Recovery Ventilator
Residential | Res ¦ Duct Insulation | 2037 | SC C | GWh | After Competition Groups | 6.3513 | 2175721.458 | 2.1757 | 5293.9997 | 0.0011997 | 45 | Residential_2037_SC C_GWh_After Competition Groups_45 | Duct Insulation | 0.12% | 2.1757 | 6.3513 | Residential_2037_SC C_GWh_After Competition Groups_Duct Insulation
Residential | Res ¦ Clothes Drying Racks | 2037 | SC C | GWh | After Competition Groups | 3.8912 | 0 | 0 | 5293.9997 | 0.00073503 | 46 | Residential_2037_SC C_GWh_After Competition Groups_46 | Clothes Drying Racks | 0.0735% | 0 | 3.8912 | Residential_2037_SC C_GWh_After Competition Groups_Clothes Drying Racks
Residential | Res ¦ VFD on Pumps | 2037 | SC C | GWh | After Competition Groups | 3.7975 | 54429.0373 | 0.054429 | 5293.9997 | 0.00071731 | 47 | Residential_2037_SC C_GWh_After Competition Groups_47 | VFD on Pumps | 0.07173% | 0.054429 | 3.7975 | Residential_2037_SC C_GWh_After Competition Groups_VFD on Pumps
Residential | Res ¦ ENERGY STAR LED Lamps (General Service Lamps) | 2037 | SC C | GWh | After Competition Groups | 3.6983 | 6964.2535 | 0.0069643 | 5293.9997 | 0.00069858 | 48 | Residential_2037_SC C_GWh_After Competition Groups_48 | ENERGY STAR LED Lamps (General Service Lamps) | 0.06986% | 0.0069643 | 3.6983 | Residential_2037_SC C_GWh_After Competition Groups_ENERGY STAR LED Lamps (General Service Lamps)
Residential | Res ¦ ECM MOTORS FOR HVAC APPLICATION (FAN-POWERED VAV BOX) | 2037 | SC C | GWh | After Competition Groups | 2.2255 | 38553.69 | 0.038554 | 5293.9997 | 0.00042038 | 49 | Residential_2037_SC C_GWh_After Competition Groups_49 | ECM MOTORS FOR HVAC APPLICATION (FAN-POWERED VAV BOX) | 0.04204% | 0.038554 | 2.2255 | Residential_2037_SC C_GWh_After Competition Groups_ECM MOTORS FOR HVAC APPLICATION (FAN-POWERED VAV BOX)
Residential | Res ¦ Beverage Vending Machine Controls | 2037 | SC C | GWh | After Competition Groups | 1.588 | 19162.6643 | 0.019163 | 5293.9997 | 0.00029996 | 50 | Residential_2037_SC C_GWh_After Competition Groups_50 | Beverage Vending Machine Controls | 0.03% | 0.019163 | 1.588 | Residential_2037_SC C_GWh_After Competition Groups_Beverage Vending Machine Controls
Residential | Res ¦ Wall Insulation | 2037 | SC C | GWh | After Competition Groups | 0.48529 | 236450.9547 | 0.23645 | 5293.9997 | 9.1667e-05 | 51 | Residential_2037_SC C_GWh_After Competition Groups_51 | Wall Insulation | 0.009167% | 0.23645 | 0.48529 | Residential_2037_SC C_GWh_After Competition Groups_Wall Insulation
Residential | Res ¦ Chilled Water Optimization | 2037 | SC C | GWh | After Competition Groups | 0.30593 | 201.7388 | 0.00020174 | 5293.9997 | 5.7788e-05 | 52 | Residential_2037_SC C_GWh_After Competition Groups_52 | Chilled Water Optimization | 0.005779% | 0.00020174 | 0.30593 | Residential_2037_SC C_GWh_After Competition Groups_Chilled Water Optimization
Residential | Res ¦ LED High Bay Fixture | 2037 | SC C | GWh | After Competition Groups | 0.21021 | 2210.4527 | 0.0022105 | 5293.9997 | 3.9707e-05 | 53 | Residential_2037_SC C_GWh_After Competition Groups_53 | LED High Bay Fixture | 0.003971% | 0.0022105 | 0.21021 | Residential_2037_SC C_GWh_After Competition Groups_LED High Bay Fixture
Residential | Res ¦ Wall Insulation MF | 2037 | SC C | GWh | After Competition Groups | 0.020302 | 0 | 0 | 5293.9997 | 3.835e-06 | 54 | Residential_2037_SC C_GWh_After Competition Groups_54 | Wall Insulation MF | 0.0003835% | 0 | 0.020302 | Residential_2037_SC C_GWh_After Competition Groups_Wall Insulation MF
Residential | Res ¦ Freezer Recycling | 2037 | SC C | GWh | After Competition Groups | 0.0038916 | 0 | 0 | 5293.9997 | 7.3509e-07 | 55 | Residential_2037_SC C_GWh_After Competition Groups_55 | Freezer Recycling | 7.351e-05% | 0 | 0.0038916 | Residential_2037_SC C_GWh_After Competition Groups_Freezer Recycling
Residential | Res ¦ Smart Power Bar | 2037 | SC C | GWh | After Competition Groups | 0 | 0 | 0 | 5293.9997 | 0 | 56 | Residential_2037_SC C_GWh_After Competition Groups_56 | Smart Power Bar | 0% | 0 | 0 | Residential_2037_SC C_GWh_After Competition Groups_Smart Power Bar
Residential | Res ¦ Energy Star LED Bulbs General Purpose LEDs | 2037 | SC D | GWh | After Competition Groups | 453.9121 | 0 | 0 | 4082.0893 | 0.1112 | 1 | Residential_2037_SC D_GWh_After Competition Groups_1 | Energy Star LED Bulbs General Purpose LEDs | 11.12% | 0 | 453.9121 | Residential_2037_SC D_GWh_After Competition Groups_Energy Star LED Bulbs General Purpose LEDs
Residential | Res ¦ Ductless Mini-Split Heat Pump | 2037 | SC D | GWh | After Competition Groups | 448.1868 | 0 | 0 | 4082.0893 | 0.10979 | 2 | Residential_2037_SC D_GWh_After Competition Groups_2 | Ductless Mini-Split Heat Pump | 10.98% | 0 | 448.1868 | Residential_2037_SC D_GWh_After Competition Groups_Ductless Mini-Split Heat Pump
Residential | Res ¦ Energy Star LED Specialty Bulbs | 2037 | SC D | GWh | After Competition Groups | 433.5003 | 0 | 0 | 4082.0893 | 0.1062 | 3 | Residential_2037_SC D_GWh_After Competition Groups_3 | Energy Star LED Specialty Bulbs | 10.62% | 0 | 433.5003 | Residential_2037_SC D_GWh_After Competition Groups_Energy Star LED Specialty Bulbs
Residential | Res ¦ Energy Star Clothes Washer | 2037 | SC D | GWh | After Competition Groups | 420.4925 | 0 | 0 | 4082.0893 | 0.10301 | 4 | Residential_2037_SC D_GWh_After Competition Groups_4 | Energy Star Clothes Washer | 10.3% | 0 | 420.4925 | Residential_2037_SC D_GWh_After Competition Groups_Energy Star Clothes Washer
Residential | Res ¦ Energy Star A Line, PAR, MR Lamps | 2037 | SC D | GWh | After Competition Groups | 311.4088 | 0 | 0 | 4082.0893 | 0.076287 | 5 | Residential_2037_SC D_GWh_After Competition Groups_5 | Energy Star A Line, PAR, MR Lamps | 7.629% | 0 | 311.4088 | Residential_2037_SC D_GWh_After Competition Groups_Energy Star A Line, PAR, MR Lamps
Residential | Res ¦ Building Recommissioning, Operations and Maintenance (O&M) Improvements | 2037 | SC D | GWh | After Competition Groups | 230.9839 | 0 | 0 | 4082.0893 | 0.056585 | 6 | Residential_2037_SC D_GWh_After Competition Groups_6 | Building Recommissioning, Operations and Maintenance (O&M) Improvements | 5.658% | 0 | 230.9839 | Residential_2037_SC D_GWh_After Competition Groups_Building Recommissioning, Operations and Maintenance (O&M) Improvements
Residential | Res ¦ Variable Speed Pool Pump Motor | 2037 | SC D | GWh | After Competition Groups | 212.2933 | 0 | 0 | 4082.0893 | 0.052006 | 7 | Residential_2037_SC D_GWh_After Competition Groups_7 | Variable Speed Pool Pump Motor | 5.201% | 0 | 212.2933 | Residential_2037_SC D_GWh_After Competition Groups_Variable Speed Pool Pump Motor
Residential | Res ¦ Energy Star Torchiere | 2037 | SC D | GWh | After Competition Groups | 164.0648 | 0 | 0 | 4082.0893 | 0.040191 | 8 | Residential_2037_SC D_GWh_After Competition Groups_8 | Energy Star Torchiere | 4.019% | 0 | 164.0648 | Residential_2037_SC D_GWh_After Competition Groups_Energy Star Torchiere
Residential | Res ¦ Adaptive Thermostat | 2037 | SC D | GWh | After Competition Groups | 150.6906 | 0 | 0 | 4082.0893 | 0.036915 | 9 | Residential_2037_SC D_GWh_After Competition Groups_9 | Adaptive Thermostat | 3.692% | 0 | 150.6906 | Residential_2037_SC D_GWh_After Competition Groups_Adaptive Thermostat
Residential | Res ¦ Energy Star Air Source Heat Pump | 2037 | SC D | GWh | After Competition Groups | 130.5702 | 0 | 0 | 4082.0893 | 0.031986 | 10 | Residential_2037_SC D_GWh_After Competition Groups_10 | Energy Star Air Source Heat Pump | 3.199% | 0 | 130.5702 | Residential_2037_SC D_GWh_After Competition Groups_Energy Star Air Source Heat Pump
Residential | Res ¦ Basement Wall Insulation | 2037 | SC D | GWh | After Competition Groups | 110.5983 | 0 | 0 | 4082.0893 | 0.027094 | 11 | Residential_2037_SC D_GWh_After Competition Groups_11 | Basement Wall Insulation | 2.709% | 0 | 110.5983 | Residential_2037_SC D_GWh_After Competition Groups_Basement Wall Insulation
Residential | Res ¦ Comprehensive Draft Proofing | 2037 | SC D | GWh | After Competition Groups | 109.4194 | 0 | 0 | 4082.0893 | 0.026805 | 12 | Residential_2037_SC D_GWh_After Competition Groups_12 | Comprehensive Draft Proofing | 2.68% | 0 | 109.4194 | Residential_2037_SC D_GWh_After Competition Groups_Comprehensive Draft Proofing
Residential | Res ¦ LED Parking Lot Fixture | 2037 | SC D | GWh | After Competition Groups | 85.9783 | 0 | 0 | 4082.0893 | 0.021062 | 13 | Residential_2037_SC D_GWh_After Competition Groups_13 | LED Parking Lot Fixture | 2.106% | 0 | 85.9783 | Residential_2037_SC D_GWh_After Competition Groups_LED Parking Lot Fixture
Residential | Res ¦ Air Sealing | 2037 | SC D | GWh | After Competition Groups | 71.4786 | 0 | 0 | 4082.0893 | 0.01751 | 14 | Residential_2037_SC D_GWh_After Competition Groups_14 | Air Sealing | 1.751% | 0 | 71.4786 | Residential_2037_SC D_GWh_After Competition Groups_Air Sealing
Residential | Res ¦ Energy Star Clothes Dryer | 2037 | SC D | GWh | After Competition Groups | 69.121 | 0 | 0 | 4082.0893 | 0.016933 | 15 | Residential_2037_SC D_GWh_After Competition Groups_15 | Energy Star Clothes Dryer | 1.693% | 0 | 69.121 | Residential_2037_SC D_GWh_After Competition Groups_Energy Star Clothes Dryer
Residential | Res ¦ Occupancy Sensors MF | 2037 | SC D | GWh | After Competition Groups | 62.7257 | 0 | 0 | 4082.0893 | 0.015366 | 16 | Residential_2037_SC D_GWh_After Competition Groups_16 | Occupancy Sensors MF | 1.537% | 0 | 62.7257 | Residential_2037_SC D_GWh_After Competition Groups_Occupancy Sensors MF
Residential | Res ¦ Energy Star Room Air Conditioner | 2037 | SC D | GWh | After Competition Groups | 58.724 | 0 | 0 | 4082.0893 | 0.014386 | 17 | Residential_2037_SC D_GWh_After Competition Groups_17 | Energy Star Room Air Conditioner | 1.439% | 0 | 58.724 | Residential_2037_SC D_GWh_After Competition Groups_Energy Star Room Air Conditioner
Residential | Res ¦ Energy Star Light Fixture | 2037 | SC D | GWh | After Competition Groups | 50.1144 | 0 | 0 | 4082.0893 | 0.012277 | 18 | Residential_2037_SC D_GWh_After Competition Groups_18 | Energy Star Light Fixture | 1.228% | 0 | 50.1144 | Residential_2037_SC D_GWh_After Competition Groups_Energy Star Light Fixture
Residential | Res ¦ Attic Insulation | 2037 | SC D | GWh | After Competition Groups | 45.2824 | 0 | 0 | 4082.0893 | 0.011093 | 19 | Residential_2037_SC D_GWh_After Competition Groups_19 | Attic Insulation | 1.109% | 0 | 45.2824 | Residential_2037_SC D_GWh_After Competition Groups_Attic Insulation
Residential | Res ¦ Smart Burners | 2037 | SC D | GWh | After Competition Groups | 42.2128 | 0 | 0 | 4082.0893 | 0.010341 | 20 | Residential_2037_SC D_GWh_After Competition Groups_20 | Smart Burners | 1.034% | 0 | 42.2128 | Residential_2037_SC D_GWh_After Competition Groups_Smart Burners
Residential | Res ¦ Home Energy Reports | 2037 | SC D | GWh | After Competition Groups | 41.6394 | 0 | 0 | 4082.0893 | 0.010201 | 21 | Residential_2037_SC D_GWh_After Competition Groups_21 | Home Energy Reports | 1.02% | 0 | 41.6394 | Residential_2037_SC D_GWh_After Competition Groups_Home Energy Reports
Residential | Res ¦ Refrigerator Recycling | 2037 | SC D | GWh | After Competition Groups | 40.4959 | 0 | 0 | 4082.0893 | 0.0099204 | 22 | Residential_2037_SC D_GWh_After Competition Groups_22 | Refrigerator Recycling | 0.992% | 0 | 40.4959 | Residential_2037_SC D_GWh_After Competition Groups_Refrigerator Recycling
Residential | Res ¦ LED Exterior Area Lights - LED Fixture (200W) | 2037 | SC D | GWh | After Competition Groups | 38.9572 | 0 | 0 | 4082.0893 | 0.0095435 | 23 | Residential_2037_SC D_GWh_After Competition Groups_23 | LED Exterior Area Lights - LED Fixture (200W) | 0.9543% | 0 | 38.9572 | Residential_2037_SC D_GWh_After Competition Groups_LED Exterior Area Lights - LED Fixture (200W)
Residential | Res ¦ Advanced BAS/Controllers | 2037 | SC D | GWh | After Competition Groups | 33.8072 | 0 | 0 | 4082.0893 | 0.0082818 | 24 | Residential_2037_SC D_GWh_After Competition Groups_24 | Advanced BAS/Controllers | 0.8282% | 0 | 33.8072 | Residential_2037_SC D_GWh_After Competition Groups_Advanced BAS/Controllers
Residential | Res ¦ Energy Star Freezer | 2037 | SC D | GWh | After Competition Groups | 31.2081 | 0 | 0 | 4082.0893 | 0.0076451 | 25 | Residential_2037_SC D_GWh_After Competition Groups_25 | Energy Star Freezer | 0.7645% | 0 | 31.2081 | Residential_2037_SC D_GWh_After Competition Groups_Energy Star Freezer
Residential | Res ¦ Outside Air Economizer | 2037 | SC D | GWh | After Competition Groups | 29.4543 | 0 | 0 | 4082.0893 | 0.0072155 | 26 | Residential_2037_SC D_GWh_After Competition Groups_26 | Outside Air Economizer | 0.7215% | 0 | 29.4543 | Residential_2037_SC D_GWh_After Competition Groups_Outside Air Economizer
Residential | Res ¦ LED Tube Re-Lamp | 2037 | SC D | GWh | After Competition Groups | 29.3114 | 0 | 0 | 4082.0893 | 0.0071805 | 27 | Residential_2037_SC D_GWh_After Competition Groups_27 | LED Tube Re-Lamp | 0.718% | 0 | 29.3114 | Residential_2037_SC D_GWh_After Competition Groups_LED Tube Re-Lamp
Residential | Res ¦ Furnace Whistle | 2037 | SC D | GWh | After Competition Groups | 29.1113 | 0 | 0 | 4082.0893 | 0.0071315 | 28 | Residential_2037_SC D_GWh_After Competition Groups_28 | Furnace Whistle | 0.7131% | 0 | 29.1113 | Residential_2037_SC D_GWh_After Competition Groups_Furnace Whistle
Residential | Res ¦ Minimize Hot and Warm Clothes Wash | 2037 | SC D | GWh | After Competition Groups | 23.6065 | 0 | 0 | 4082.0893 | 0.005783 | 29 | Residential_2037_SC D_GWh_After Competition Groups_29 | Minimize Hot and Warm Clothes Wash | 0.5783% | 0 | 23.6065 | Residential_2037_SC D_GWh_After Competition Groups_Minimize Hot and Warm Clothes Wash
Residential | Res ¦ High Efficiency Chiller (avg of water and air cooled) | 2037 | SC D | GWh | After Competition Groups | 17.6491 | 0 | 0 | 4082.0893 | 0.0043235 | 30 | Residential_2037_SC D_GWh_After Competition Groups_30 | High Efficiency Chiller (avg of water and air cooled) | 0.4324% | 0 | 17.6491 | Residential_2037_SC D_GWh_After Competition Groups_High Efficiency Chiller (avg of water and air cooled)
Residential | Res ¦ ENERGY STAR LED LAMPS (REFLECTOR LAMPs/MR16/PAR 16) | 2037 | SC D | GWh | After Competition Groups | 16.7957 | 0 | 0 | 4082.0893 | 0.0041145 | 31 | Residential_2037_SC D_GWh_After Competition Groups_31 | ENERGY STAR LED LAMPS (REFLECTOR LAMPs/MR16/PAR 16) | 0.4114% | 0 | 16.7957 | Residential_2037_SC D_GWh_After Competition Groups_ENERGY STAR LED LAMPS (REFLECTOR LAMPs/MR16/PAR 16)
Residential | Res ¦ LED Downlight | 2037 | SC D | GWh | After Competition Groups | 13.2581 | 0 | 0 | 4082.0893 | 0.0032479 | 32 | Residential_2037_SC D_GWh_After Competition Groups_32 | LED Downlight | 0.3248% | 0 | 13.2581 | Residential_2037_SC D_GWh_After Competition Groups_LED Downlight
Residential | Res ¦ Variable Frequency Drive (VFD) | 2037 | SC D | GWh | After Competition Groups | 9.9406 | 0 | 0 | 4082.0893 | 0.0024352 | 33 | Residential_2037_SC D_GWh_After Competition Groups_33 | Variable Frequency Drive (VFD) | 0.2435% | 0 | 9.9406 | Residential_2037_SC D_GWh_After Competition Groups_Variable Frequency Drive (VFD)
Residential | Res ¦ CO Sensors for parking garage exhaust fans | 2037 | SC D | GWh | After Competition Groups | 9.808 | 0 | 0 | 4082.0893 | 0.0024027 | 34 | Residential_2037_SC D_GWh_After Competition Groups_34 | CO Sensors for parking garage exhaust fans | 0.2403% | 0 | 9.808 | Residential_2037_SC D_GWh_After Competition Groups_CO Sensors for parking garage exhaust fans
Residential | Res ¦ Water Heater Temperature Setback | 2037 | SC D | GWh | After Competition Groups | 8.6222 | 0 | 0 | 4082.0893 | 0.0021122 | 35 | Residential_2037_SC D_GWh_After Competition Groups_35 | Water Heater Temperature Setback | 0.2112% | 0 | 8.6222 | Residential_2037_SC D_GWh_After Competition Groups_Water Heater Temperature Setback
Residential | Res ¦ Tankless Water Heater | 2037 | SC D | GWh | After Competition Groups | 8.2352 | 0 | 0 | 4082.0893 | 0.0020174 | 36 | Residential_2037_SC D_GWh_After Competition Groups_36 | Tankless Water Heater | 0.2017% | 0 | 8.2352 | Residential_2037_SC D_GWh_After Competition Groups_Tankless Water Heater
Residential | Res ¦ Demand Control Ventilation | 2037 | SC D | GWh | After Competition Groups | 6.8321 | 0 | 0 | 4082.0893 | 0.0016737 | 37 | Residential_2037_SC D_GWh_After Competition Groups_37 | Demand Control Ventilation | 0.1674% | 0 | 6.8321 | Residential_2037_SC D_GWh_After Competition Groups_Demand Control Ventilation
Residential | Res ¦ Energy Star Dehumidifier | 2037 | SC D | GWh | After Competition Groups | 5.3751 | 0 | 0 | 4082.0893 | 0.0013167 | 38 | Residential_2037_SC D_GWh_After Competition Groups_38 | Energy Star Dehumidifier | 0.1317% | 0 | 5.3751 | Residential_2037_SC D_GWh_After Competition Groups_Energy Star Dehumidifier
Residential | Res ¦ Condensing Make Up Air Unit | 2037 | SC D | GWh | After Competition Groups | 4.364 | 0 | 0 | 4082.0893 | 0.0010691 | 39 | Residential_2037_SC D_GWh_After Competition Groups_39 | Condensing Make Up Air Unit | 0.1069% | 0 | 4.364 | Residential_2037_SC D_GWh_After Competition Groups_Condensing Make Up Air Unit
Residential | Res ¦ Clothes Drying Racks | 2037 | SC D | GWh | After Competition Groups | 3.8912 | 0 | 0 | 4082.0893 | 0.00095325 | 40 | Residential_2037_SC D_GWh_After Competition Groups_40 | Clothes Drying Racks | 0.09532% | 0 | 3.8912 | Residential_2037_SC D_GWh_After Competition Groups_Clothes Drying Racks
Residential | Res ¦ ENERGY STAR LED Lamps (General Service Lamps) | 2037 | SC D | GWh | After Competition Groups | 3.6983 | 0 | 0 | 4082.0893 | 0.00090598 | 41 | Residential_2037_SC D_GWh_After Competition Groups_41 | ENERGY STAR LED Lamps (General Service Lamps) | 0.0906% | 0 | 3.6983 | Residential_2037_SC D_GWh_After Competition Groups_ENERGY STAR LED Lamps (General Service Lamps)
Residential | Res ¦ VFD on Pumps | 2037 | SC D | GWh | After Competition Groups | 2.8553 | 0 | 0 | 4082.0893 | 0.00069947 | 42 | Residential_2037_SC D_GWh_After Competition Groups_42 | VFD on Pumps | 0.06995% | 0 | 2.8553 | Residential_2037_SC D_GWh_After Competition Groups_VFD on Pumps
Residential | Res ¦ Floor Insulation | 2037 | SC D | GWh | After Competition Groups | 2.7644 | 0 | 0 | 4082.0893 | 0.0006772 | 43 | Residential_2037_SC D_GWh_After Competition Groups_43 | Floor Insulation | 0.06772% | 0 | 2.7644 | Residential_2037_SC D_GWh_After Competition Groups_Floor Insulation
Residential | Res ¦ Heat Recovery Ventilator | 2037 | SC D | GWh | After Competition Groups | 2.6209 | 0 | 0 | 4082.0893 | 0.00064204 | 44 | Residential_2037_SC D_GWh_After Competition Groups_44 | Heat Recovery Ventilator | 0.0642% | 0 | 2.6209 | Residential_2037_SC D_GWh_After Competition Groups_Heat Recovery Ventilator
Residential | Res ¦ ECM MOTORS FOR HVAC APPLICATION (FAN-POWERED VAV BOX) | 2037 | SC D | GWh | After Competition Groups | 1.8105 | 0 | 0 | 4082.0893 | 0.00044351 | 45 | Residential_2037_SC D_GWh_After Competition Groups_45 | ECM MOTORS FOR HVAC APPLICATION (FAN-POWERED VAV BOX) | 0.04435% | 0 | 1.8105 | Residential_2037_SC D_GWh_After Competition Groups_ECM MOTORS FOR HVAC APPLICATION (FAN-POWERED VAV BOX)
Residential | Res ¦ Duct Insulation | 2037 | SC D | GWh | After Competition Groups | 1.5072 | 0 | 0 | 4082.0893 | 0.00036922 | 46 | Residential_2037_SC D_GWh_After Competition Groups_46 | Duct Insulation | 0.03692% | 0 | 1.5072 | Residential_2037_SC D_GWh_After Competition Groups_Duct Insulation
Residential | Res ¦ Beverage Vending Machine Controls | 2037 | SC D | GWh | After Competition Groups | 1.3042 | 0 | 0 | 4082.0893 | 0.00031949 | 47 | Residential_2037_SC D_GWh_After Competition Groups_47 | Beverage Vending Machine Controls | 0.03195% | 0 | 1.3042 | Residential_2037_SC D_GWh_After Competition Groups_Beverage Vending Machine Controls
Residential | Res ¦ Duct Insulation MF | 2037 | SC D | GWh | After Competition Groups | 0.92357 | 0 | 0 | 4082.0893 | 0.00022625 | 48 | Residential_2037_SC D_GWh_After Competition Groups_48 | Duct Insulation MF | 0.02263% | 0 | 0.92357 | Residential_2037_SC D_GWh_After Competition Groups_Duct Insulation MF
Residential | Res ¦ Chilled Water Optimization | 2037 | SC D | GWh | After Competition Groups | 0.30593 | 0 | 0 | 4082.0893 | 7.4945e-05 | 49 | Residential_2037_SC D_GWh_After Competition Groups_49 | Chilled Water Optimization | 0.007494% | 0 | 0.30593 | Residential_2037_SC D_GWh_After Competition Groups_Chilled Water Optimization
Residential | Res ¦ LED High Bay Fixture | 2037 | SC D | GWh | After Competition Groups | 0.10143 | 0 | 0 | 4082.0893 | 2.4848e-05 | 50 | Residential_2037_SC D_GWh_After Competition Groups_50 | LED High Bay Fixture | 0.002485% | 0 | 0.10143 | Residential_2037_SC D_GWh_After Competition Groups_LED High Bay Fixture
Residential | Res ¦ Wall Insulation | 2037 | SC D | GWh | After Competition Groups | 0.060567 | 0 | 0 | 4082.0893 | 1.4837e-05 | 51 | Residential_2037_SC D_GWh_After Competition Groups_51 | Wall Insulation | 0.001484% | 0 | 0.060567 | Residential_2037_SC D_GWh_After Competition Groups_Wall Insulation
Residential | Res ¦ Wall Insulation MF | 2037 | SC D | GWh | After Competition Groups | 0.012412 | 0 | 0 | 4082.0893 | 3.0405e-06 | 52 | Residential_2037_SC D_GWh_After Competition Groups_52 | Wall Insulation MF | 0.0003041% | 0 | 0.012412 | Residential_2037_SC D_GWh_After Competition Groups_Wall Insulation MF
Residential | Res ¦ Freezer Recycling | 2037 | SC D | GWh | After Competition Groups | 0.0038916 | 0 | 0 | 4082.0893 | 9.5333e-07 | 53 | Residential_2037_SC D_GWh_After Competition Groups_53 | Freezer Recycling | 9.533e-05% | 0 | 0.0038916 | Residential_2037_SC D_GWh_After Competition Groups_Freezer Recycling
Residential | Res ¦ Smart Power Bar | 2037 | SC D | GWh | After Competition Groups | 0 | 0 | 0 | 4082.0893 | 0 | 54 | Residential_2037_SC D_GWh_After Competition Groups_54 | Smart Power Bar | 0% | 0 | 0 | Residential_2037_SC D_GWh_After Competition Groups_Smart Power Bar
Residential | Res ¦ Smart Power Bar | 2037 | Technical | GWh | After Competition Groups | 1221.0957 | 0 | 0 | 15609.411 | 0.078228 | 1 | Residential_2037_Technical_GWh_After Competition Groups_1 | Smart Power Bar | 7.823% | 0 | 1221.0957 | Residential_2037_Technical_GWh_After Competition Groups_Smart Power Bar
Residential | Res ¦ Energy Star LED Bulbs General Purpose LEDs | 2037 | Technical | GWh | After Competition Groups | 1176.1014 | 0 | 0 | 15609.411 | 0.075346 | 2 | Residential_2037_Technical_GWh_After Competition Groups_2 | Energy Star LED Bulbs General Purpose LEDs | 7.535% | 0 | 1176.1014 | Residential_2037_Technical_GWh_After Competition Groups_Energy Star LED Bulbs General Purpose LEDs
Residential | Res ¦ Energy Star A Line, PAR, MR Lamps | 2037 | Technical | GWh | After Competition Groups | 1009.3525 | 0 | 0 | 15609.411 | 0.064663 | 3 | Residential_2037_Technical_GWh_After Competition Groups_3 | Energy Star A Line, PAR, MR Lamps | 6.466% | 0 | 1009.3525 | Residential_2037_Technical_GWh_After Competition Groups_Energy Star A Line, PAR, MR Lamps
Residential | Res ¦ Energy Star Refrigerator | 2037 | Technical | GWh | After Competition Groups | 975.7657 | 0 | 0 | 15609.411 | 0.062511 | 4 | Residential_2037_Technical_GWh_After Competition Groups_4 | Energy Star Refrigerator | 6.251% | 0 | 975.7657 | Residential_2037_Technical_GWh_After Competition Groups_Energy Star Refrigerator
Residential | Res ¦ Smart Burners | 2037 | Technical | GWh | After Competition Groups | 882.7837 | 0 | 0 | 15609.411 | 0.056555 | 5 | Residential_2037_Technical_GWh_After Competition Groups_5 | Smart Burners | 5.655% | 0 | 882.7837 | Residential_2037_Technical_GWh_After Competition Groups_Smart Burners
Residential | Res ¦ Energy Star Ground Source Heat Pump | 2037 | Technical | GWh | After Competition Groups | 781.2901 | 0 | 0 | 15609.411 | 0.050053 | 6 | Residential_2037_Technical_GWh_After Competition Groups_6 | Energy Star Ground Source Heat Pump | 5.005% | 0 | 781.2901 | Residential_2037_Technical_GWh_After Competition Groups_Energy Star Ground Source Heat Pump
Residential | Res ¦ Energy Star Clothes Washer | 2037 | Technical | GWh | After Competition Groups | 780.1634 | 0 | 0 | 15609.411 | 0.04998 | 7 | Residential_2037_Technical_GWh_After Competition Groups_7 | Energy Star Clothes Washer | 4.998% | 0 | 780.1634 | Residential_2037_Technical_GWh_After Competition Groups_Energy Star Clothes Washer
Residential | Res ¦ Ductless Mini-Split Heat Pump | 2037 | Technical | GWh | After Competition Groups | 777.7044 | 0 | 0 | 15609.411 | 0.049823 | 8 | Residential_2037_Technical_GWh_After Competition Groups_8 | Ductless Mini-Split Heat Pump | 4.982% | 0 | 777.7044 | Residential_2037_Technical_GWh_After Competition Groups_Ductless Mini-Split Heat Pump
Residential | Res ¦ Adaptive Thermostat | 2037 | Technical | GWh | After Competition Groups | 697.087 | 0 | 0 | 15609.411 | 0.044658 | 9 | Residential_2037_Technical_GWh_After Competition Groups_9 | Adaptive Thermostat | 4.466% | 0 | 697.087 | Residential_2037_Technical_GWh_After Competition Groups_Adaptive Thermostat
Residential | Res ¦ Heat Pump Clothes Dryer | 2037 | Technical | GWh | After Competition Groups | 664.1206 | 0 | 0 | 15609.411 | 0.042546 | 10 | Residential_2037_Technical_GWh_After Competition Groups_10 | Heat Pump Clothes Dryer | 4.255% | 0 | 664.1206 | Residential_2037_Technical_GWh_After Competition Groups_Heat Pump Clothes Dryer
Residential | Res ¦ Air Sealing | 2037 | Technical | GWh | After Competition Groups | 439.2268 | 0 | 0 | 15609.411 | 0.028139 | 11 | Residential_2037_Technical_GWh_After Competition Groups_11 | Air Sealing | 2.814% | 0 | 439.2268 | Residential_2037_Technical_GWh_After Competition Groups_Air Sealing
Residential | Res ¦ Energy Star Central Air Conditioner | 2037 | Technical | GWh | After Competition Groups | 434.7861 | 0 | 0 | 15609.411 | 0.027854 | 12 | Residential_2037_Technical_GWh_After Competition Groups_12 | Energy Star Central Air Conditioner | 2.785% | 0 | 434.7861 | Residential_2037_Technical_GWh_After Competition Groups_Energy Star Central Air Conditioner
Residential | Res ¦ Energy Star Light Fixture | 2037 | Technical | GWh | After Competition Groups | 396.3788 | 0 | 0 | 15609.411 | 0.025394 | 13 | Residential_2037_Technical_GWh_After Competition Groups_13 | Energy Star Light Fixture | 2.539% | 0 | 396.3788 | Residential_2037_Technical_GWh_After Competition Groups_Energy Star Light Fixture
Residential | Res ¦ Car Block Heater Timer | 2037 | Technical | GWh | After Competition Groups | 369.3548 | 0 | 0 | 15609.411 | 0.023662 | 14 | Residential_2037_Technical_GWh_After Competition Groups_14 | Car Block Heater Timer | 2.366% | 0 | 369.3548 | Residential_2037_Technical_GWh_After Competition Groups_Car Block Heater Timer
Residential | Res ¦ Ductless Mini-Split Air Conditioner | 2037 | Technical | GWh | After Competition Groups | 360.0962 | 0 | 0 | 15609.411 | 0.023069 | 15 | Residential_2037_Technical_GWh_After Competition Groups_15 | Ductless Mini-Split Air Conditioner | 2.307% | 0 | 360.0962 | Residential_2037_Technical_GWh_After Competition Groups_Ductless Mini-Split Air Conditioner
Residential | Res ¦ Variable Speed Pool Pump Motor | 2037 | Technical | GWh | After Competition Groups | 322.5564 | 0 | 0 | 15609.411 | 0.020664 | 16 | Residential_2037_Technical_GWh_After Competition Groups_16 | Variable Speed Pool Pump Motor | 2.066% | 0 | 322.5564 | Residential_2037_Technical_GWh_After Competition Groups_Variable Speed Pool Pump Motor
Residential | Res ¦ Energy Star Torchiere | 2037 | Technical | GWh | After Competition Groups | 321.0554 | 0 | 0 | 15609.411 | 0.020568 | 17 | Residential_2037_Technical_GWh_After Competition Groups_17 | Energy Star Torchiere | 2.057% | 0 | 321.0554 | Residential_2037_Technical_GWh_After Competition Groups_Energy Star Torchiere
Residential | Res ¦ Passive Attic Ventilation | 2037 | Technical | GWh | After Competition Groups | 260.0826 | 0 | 0 | 15609.411 | 0.016662 | 18 | Residential_2037_Technical_GWh_After Competition Groups_18 | Passive Attic Ventilation | 1.666% | 0 | 260.0826 | Residential_2037_Technical_GWh_After Competition Groups_Passive Attic Ventilation
Residential | Res ¦ Building Recommissioning, Operations and Maintenance (O&M) Improvements | 2037 | Technical | GWh | After Competition Groups | 249.9754 | 0 | 0 | 15609.411 | 0.016014 | 19 | Residential_2037_Technical_GWh_After Competition Groups_19 | Building Recommissioning, Operations and Maintenance (O&M) Improvements | 1.601% | 0 | 249.9754 | Residential_2037_Technical_GWh_After Competition Groups_Building Recommissioning, Operations and Maintenance (O&M) Improvements
Residential | Res ¦ Energy Star Windows | 2037 | Technical | GWh | After Competition Groups | 238.2249 | 0 | 0 | 15609.411 | 0.015262 | 20 | Residential_2037_Technical_GWh_After Competition Groups_20 | Energy Star Windows | 1.526% | 0 | 238.2249 | Residential_2037_Technical_GWh_After Competition Groups_Energy Star Windows
Residential | Res ¦ Basement Wall Insulation | 2037 | Technical | GWh | After Competition Groups | 230.5666 | 0 | 0 | 15609.411 | 0.014771 | 21 | Residential_2037_Technical_GWh_After Competition Groups_21 | Basement Wall Insulation | 1.477% | 0 | 230.5666 | Residential_2037_Technical_GWh_After Competition Groups_Basement Wall Insulation
Residential | Res ¦ Basement or Crawlspace Insulation | 2037 | Technical | GWh | After Competition Groups | 191.4689 | 0 | 0 | 15609.411 | 0.012266 | 22 | Residential_2037_Technical_GWh_After Competition Groups_22 | Basement or Crawlspace Insulation | 1.227% | 0 | 191.4689 | Residential_2037_Technical_GWh_After Competition Groups_Basement or Crawlspace Insulation
Residential | Res ¦ Attic Insulation | 2037 | Technical | GWh | After Competition Groups | 177.8673 | 0 | 0 | 15609.411 | 0.011395 | 23 | Residential_2037_Technical_GWh_After Competition Groups_23 | Attic Insulation | 1.139% | 0 | 177.8673 | Residential_2037_Technical_GWh_After Competition Groups_Attic Insulation
Residential | Res ¦ Lighting Motion Sensors, Timers, Dimmers | 2037 | Technical | GWh | After Competition Groups | 170.884 | 0 | 0 | 15609.411 | 0.010947 | 24 | Residential_2037_Technical_GWh_After Competition Groups_24 | Lighting Motion Sensors, Timers, Dimmers | 1.095% | 0 | 170.884 | Residential_2037_Technical_GWh_After Competition Groups_Lighting Motion Sensors, Timers, Dimmers
Residential | Res ¦ Solar Powered Attic Fan | 2037 | Technical | GWh | After Competition Groups | 144.5544 | 0 | 0 | 15609.411 | 0.0092607 | 25 | Residential_2037_Technical_GWh_After Competition Groups_25 | Solar Powered Attic Fan | 0.9261% | 0 | 144.5544 | Residential_2037_Technical_GWh_After Competition Groups_Solar Powered Attic Fan
Residential | Res ¦ Wall Insulation | 2037 | Technical | GWh | After Competition Groups | 138.9688 | 0 | 0 | 15609.411 | 0.0089029 | 26 | Residential_2037_Technical_GWh_After Competition Groups_26 | Wall Insulation | 0.8903% | 0 | 138.9688 | Residential_2037_Technical_GWh_After Competition Groups_Wall Insulation
Residential | Res ¦ Comprehensive Draft Proofing | 2037 | Technical | GWh | After Competition Groups | 127.1406 | 0 | 0 | 15609.411 | 0.0081451 | 27 | Residential_2037_Technical_GWh_After Competition Groups_27 | Comprehensive Draft Proofing | 0.8145% | 0 | 127.1406 | Residential_2037_Technical_GWh_After Competition Groups_Comprehensive Draft Proofing
Residential | Res ¦ Variable Refrigerant Flow Heat Pump | 2037 | Technical | GWh | After Competition Groups | 117.1106 | 0 | 0 | 15609.411 | 0.0075026 | 28 | Residential_2037_Technical_GWh_After Competition Groups_28 | Variable Refrigerant Flow Heat Pump | 0.7503% | 0 | 117.1106 | Residential_2037_Technical_GWh_After Competition Groups_Variable Refrigerant Flow Heat Pump
Residential | Res ¦ Home Energy Reports | 2037 | Technical | GWh | After Competition Groups | 104.6866 | 0 | 0 | 15609.411 | 0.0067066 | 29 | Residential_2037_Technical_GWh_After Competition Groups_29 | Home Energy Reports | 0.6707% | 0 | 104.6866 | Residential_2037_Technical_GWh_After Competition Groups_Home Energy Reports
Residential | Res ¦ Energy Star Ceiling Fan/Lighting | 2037 | Technical | GWh | After Competition Groups | 97.3869 | 0 | 0 | 15609.411 | 0.006239 | 30 | Residential_2037_Technical_GWh_After Competition Groups_30 | Energy Star Ceiling Fan/Lighting | 0.6239% | 0 | 97.3869 | Residential_2037_Technical_GWh_After Competition Groups_Energy Star Ceiling Fan/Lighting
Residential | Res ¦ Furnace with ECM | 2037 | Technical | GWh | After Competition Groups | 95.7968 | 0 | 0 | 15609.411 | 0.0061371 | 31 | Residential_2037_Technical_GWh_After Competition Groups_31 | Furnace with ECM | 0.6137% | 0 | 95.7968 | Residential_2037_Technical_GWh_After Competition Groups_Furnace with ECM
Residential | Res ¦ Radiant Barrier | 2037 | Technical | GWh | After Competition Groups | 88.9357 | 0 | 0 | 15609.411 | 0.0056976 | 32 | Residential_2037_Technical_GWh_After Competition Groups_32 | Radiant Barrier | 0.5698% | 0 | 88.9357 | Residential_2037_Technical_GWh_After Competition Groups_Radiant Barrier
Residential | Res ¦ LED Downlight | 2037 | Technical | GWh | After Competition Groups | 88.8262 | 0 | 0 | 15609.411 | 0.0056906 | 33 | Residential_2037_Technical_GWh_After Competition Groups_33 | LED Downlight | 0.5691% | 0 | 88.8262 | Residential_2037_Technical_GWh_After Competition Groups_LED Downlight
Residential | Res ¦ Energy Star Freezer | 2037 | Technical | GWh | After Competition Groups | 88.1751 | 0 | 0 | 15609.411 | 0.0056488 | 34 | Residential_2037_Technical_GWh_After Competition Groups_34 | Energy Star Freezer | 0.5649% | 0 | 88.1751 | Residential_2037_Technical_GWh_After Competition Groups_Energy Star Freezer
Residential | Res ¦ Heavy Duty Outdoor/Holiday Plug-in Timers | 2037 | Technical | GWh | After Competition Groups | 83.0656 | 0 | 0 | 15609.411 | 0.0053215 | 35 | Residential_2037_Technical_GWh_After Competition Groups_35 | Heavy Duty Outdoor/Holiday Plug-in Timers | 0.5322% | 0 | 83.0656 | Residential_2037_Technical_GWh_After Competition Groups_Heavy Duty Outdoor/Holiday Plug-in Timers
Residential | Res ¦ LED Parking Lot Fixture | 2037 | Technical | GWh | After Competition Groups | 81.5723 | 0 | 0 | 15609.411 | 0.0052258 | 36 | Residential_2037_Technical_GWh_After Competition Groups_36 | LED Parking Lot Fixture | 0.5226% | 0 | 81.5723 | Residential_2037_Technical_GWh_After Competition Groups_LED Parking Lot Fixture
Residential | Res ¦ Ceiling Insulation | 2037 | Technical | GWh | After Competition Groups | 69.6613 | 0 | 0 | 15609.411 | 0.0044628 | 37 | Residential_2037_Technical_GWh_After Competition Groups_37 | Ceiling Insulation | 0.4463% | 0 | 69.6613 | Residential_2037_Technical_GWh_After Competition Groups_Ceiling Insulation
Residential | Res ¦ Heat Pump Water Heater | 2037 | Technical | GWh | After Competition Groups | 69.1454 | 0 | 0 | 15609.411 | 0.0044297 | 38 | Residential_2037_Technical_GWh_After Competition Groups_38 | Heat Pump Water Heater | 0.443% | 0 | 69.1454 | Residential_2037_Technical_GWh_After Competition Groups_Heat Pump Water Heater
Residential | Res ¦ Window Film | 2037 | Technical | GWh | After Competition Groups | 68.2714 | 0 | 0 | 15609.411 | 0.0043737 | 39 | Residential_2037_Technical_GWh_After Competition Groups_39 | Window Film | 0.4374% | 0 | 68.2714 | Residential_2037_Technical_GWh_After Competition Groups_Window Film
Residential | Res ¦ Refrigerator Recycling | 2037 | Technical | GWh | After Competition Groups | 65.527 | 0 | 0 | 15609.411 | 0.0041979 | 40 | Residential_2037_Technical_GWh_After Competition Groups_40 | Refrigerator Recycling | 0.4198% | 0 | 65.527 | Residential_2037_Technical_GWh_After Competition Groups_Refrigerator Recycling
Residential | Res ¦ Clothes Drying Racks | 2037 | Technical | GWh | After Competition Groups | 59.8356 | 0 | 0 | 15609.411 | 0.0038333 | 41 | Residential_2037_Technical_GWh_After Competition Groups_41 | Clothes Drying Racks | 0.3833% | 0 | 59.8356 | Residential_2037_Technical_GWh_After Competition Groups_Clothes Drying Racks
Residential | Res ¦ Freezer Recycling | 2037 | Technical | GWh | After Competition Groups | 57.4959 | 0 | 0 | 15609.411 | 0.0036834 | 42 | Residential_2037_Technical_GWh_After Competition Groups_42 | Freezer Recycling | 0.3683% | 0 | 57.4959 | Residential_2037_Technical_GWh_After Competition Groups_Freezer Recycling
Residential | Res ¦ Duct Insulation | 2037 | Technical | GWh | After Competition Groups | 57.2669 | 0 | 0 | 15609.411 | 0.0036687 | 43 | Residential_2037_Technical_GWh_After Competition Groups_43 | Duct Insulation | 0.3669% | 0 | 57.2669 | Residential_2037_Technical_GWh_After Competition Groups_Duct Insulation
Residential | Res ¦ Occupancy Sensors MF | 2037 | Technical | GWh | After Competition Groups | 55.066 | 0 | 0 | 15609.411 | 0.0035277 | 44 | Residential_2037_Technical_GWh_After Competition Groups_44 | Occupancy Sensors MF | 0.3528% | 0 | 55.066 | Residential_2037_Technical_GWh_After Competition Groups_Occupancy Sensors MF
Residential | Res ¦ Heat Recovery Ventilator | 2037 | Technical | GWh | After Competition Groups | 54.6445 | 0 | 0 | 15609.411 | 0.0035007 | 45 | Residential_2037_Technical_GWh_After Competition Groups_45 | Heat Recovery Ventilator | 0.3501% | 0 | 54.6445 | Residential_2037_Technical_GWh_After Competition Groups_Heat Recovery Ventilator
Residential | Res ¦ Floor Insulation | 2037 | Technical | GWh | After Competition Groups | 46.6164 | 0 | 0 | 15609.411 | 0.0029864 | 46 | Residential_2037_Technical_GWh_After Competition Groups_46 | Floor Insulation | 0.2986% | 0 | 46.6164 | Residential_2037_Technical_GWh_After Competition Groups_Floor Insulation
Residential | Res ¦ Central Lighting Control System | 2037 | Technical | GWh | After Competition Groups | 44.1246 | 0 | 0 | 15609.411 | 0.0028268 | 47 | Residential_2037_Technical_GWh_After Competition Groups_47 | Central Lighting Control System | 0.2827% | 0 | 44.1246 | Residential_2037_Technical_GWh_After Competition Groups_Central Lighting Control System
Residential | Res ¦ Dehumidifier Recycling | 2037 | Technical | GWh | After Competition Groups | 39.8686 | 0 | 0 | 15609.411 | 0.0025541 | 48 | Residential_2037_Technical_GWh_After Competition Groups_48 | Dehumidifier Recycling | 0.2554% | 0 | 39.8686 | Residential_2037_Technical_GWh_After Competition Groups_Dehumidifier Recycling
Residential | Res ¦ LED Exterior Area Lights - LED Fixture (200W) | 2037 | Technical | GWh | After Competition Groups | 38.4158 | 0 | 0 | 15609.411 | 0.0024611 | 49 | Residential_2037_Technical_GWh_After Competition Groups_49 | LED Exterior Area Lights - LED Fixture (200W) | 0.2461% | 0 | 38.4158 | Residential_2037_Technical_GWh_After Competition Groups_LED Exterior Area Lights - LED Fixture (200W)
Residential | Res ¦ Advanced BAS/Controllers | 2037 | Technical | GWh | After Competition Groups | 36.5869 | 0 | 0 | 15609.411 | 0.0023439 | 50 | Residential_2037_Technical_GWh_After Competition Groups_50 | Advanced BAS/Controllers | 0.2344% | 0 | 36.5869 | Residential_2037_Technical_GWh_After Competition Groups_Advanced BAS/Controllers
Residential | Res ¦ LED Tube Re-Lamp | 2037 | Technical | GWh | After Competition Groups | 34.0434 | 0 | 0 | 15609.411 | 0.002181 | 51 | Residential_2037_Technical_GWh_After Competition Groups_51 | LED Tube Re-Lamp | 0.2181% | 0 | 34.0434 | Residential_2037_Technical_GWh_After Competition Groups_LED Tube Re-Lamp
Residential | Res ¦ Minimize Hot and Warm Clothes Wash | 2037 | Technical | GWh | After Competition Groups | 31.9807 | 0 | 0 | 15609.411 | 0.0020488 | 52 | Residential_2037_Technical_GWh_After Competition Groups_52 | Minimize Hot and Warm Clothes Wash | 0.2049% | 0 | 31.9807 | Residential_2037_Technical_GWh_After Competition Groups_Minimize Hot and Warm Clothes Wash
Residential | Res ¦ Furnace Whistle | 2037 | Technical | GWh | After Competition Groups | 31.5048 | 0 | 0 | 15609.411 | 0.0020183 | 53 | Residential_2037_Technical_GWh_After Competition Groups_53 | Furnace Whistle | 0.2018% | 0 | 31.5048 | Residential_2037_Technical_GWh_After Competition Groups_Furnace Whistle
Residential | Res ¦ Outside Air Economizer | 2037 | Technical | GWh | After Competition Groups | 31.2163 | 0 | 0 | 15609.411 | 0.0019998 | 54 | Residential_2037_Technical_GWh_After Competition Groups_54 | Outside Air Economizer | 0.2% | 0 | 31.2163 | Residential_2037_Technical_GWh_After Competition Groups_Outside Air Economizer
Residential | Res ¦ INTEGRAL LED TROFFERS | 2037 | Technical | GWh | After Competition Groups | 30.1281 | 0 | 0 | 15609.411 | 0.0019301 | 55 | Residential_2037_Technical_GWh_After Competition Groups_55 | INTEGRAL LED TROFFERS | 0.193% | 0 | 30.1281 | Residential_2037_Technical_GWh_After Competition Groups_INTEGRAL LED TROFFERS
Residential | Res ¦ Energy Star Dishwasher | 2037 | Technical | GWh | After Competition Groups | 29.79 | 0 | 0 | 15609.411 | 0.0019085 | 56 | Residential_2037_Technical_GWh_After Competition Groups_56 | Energy Star Dishwasher | 0.1908% | 0 | 29.79 | Residential_2037_Technical_GWh_After Competition Groups_Energy Star Dishwasher
Residential | Res ¦ Early Hot Water Heater Replacement | 2037 | Technical | GWh | After Competition Groups | 28.5372 | 0 | 0 | 15609.411 | 0.0018282 | 57 | Residential_2037_Technical_GWh_After Competition Groups_57 | Early Hot Water Heater Replacement | 0.1828% | 0 | 28.5372 | Residential_2037_Technical_GWh_After Competition Groups_Early Hot Water Heater Replacement
Residential | Res ¦ Duct Insulation MF | 2037 | Technical | GWh | After Competition Groups | 25.2636 | 0 | 0 | 15609.411 | 0.0016185 | 58 | Residential_2037_Technical_GWh_After Competition Groups_58 | Duct Insulation MF | 0.1618% | 0 | 25.2636 | Residential_2037_Technical_GWh_After Competition Groups_Duct Insulation MF
Residential | Res ¦ Energy Star Dehumidifier | 2037 | Technical | GWh | After Competition Groups | 23.4253 | 0 | 0 | 15609.411 | 0.0015007 | 59 | Residential_2037_Technical_GWh_After Competition Groups_59 | Energy Star Dehumidifier | 0.1501% | 0 | 23.4253 | Residential_2037_Technical_GWh_After Competition Groups_Energy Star Dehumidifier
Residential | Res ¦ Central Air Conditioner Maintenance | 2037 | Technical | GWh | After Competition Groups | 23.3135 | 0 | 0 | 15609.411 | 0.0014936 | 60 | Residential_2037_Technical_GWh_After Competition Groups_60 | Central Air Conditioner Maintenance | 0.1494% | 0 | 23.3135 | Residential_2037_Technical_GWh_After Competition Groups_Central Air Conditioner Maintenance
Residential | Res ¦ Condensing Make Up Air Unit | 2037 | Technical | GWh | After Competition Groups | 20.7326 | 0 | 0 | 15609.411 | 0.0013282 | 61 | Residential_2037_Technical_GWh_After Competition Groups_61 | Condensing Make Up Air Unit | 0.1328% | 0 | 20.7326 | Residential_2037_Technical_GWh_After Competition Groups_Condensing Make Up Air Unit
Residential | Res ¦ High Efficiency Chiller (avg of water and air cooled) | 2037 | Technical | GWh | After Competition Groups | 19.842 | 0 | 0 | 15609.411 | 0.0012712 | 62 | Residential_2037_Technical_GWh_After Competition Groups_62 | High Efficiency Chiller (avg of water and air cooled) | 0.1271% | 0 | 19.842 | Residential_2037_Technical_GWh_After Competition Groups_High Efficiency Chiller (avg of water and air cooled)
Residential | Res ¦ CO Sensors for parking garage exhaust fans | 2037 | Technical | GWh | After Competition Groups | 19.6951 | 0 | 0 | 15609.411 | 0.0012617 | 63 | Residential_2037_Technical_GWh_After Competition Groups_63 | CO Sensors for parking garage exhaust fans | 0.1262% | 0 | 19.6951 | Residential_2037_Technical_GWh_After Competition Groups_CO Sensors for parking garage exhaust fans
Residential | Res ¦ Drain Water Heat Recovery | 2037 | Technical | GWh | After Competition Groups | 19.1672 | 0 | 0 | 15609.411 | 0.0012279 | 64 | Residential_2037_Technical_GWh_After Competition Groups_64 | Drain Water Heat Recovery | 0.1228% | 0 | 19.1672 | Residential_2037_Technical_GWh_After Competition Groups_Drain Water Heat Recovery
Residential | Res ¦ Demand Control Ventilation | 2037 | Technical | GWh | After Competition Groups | 16.8739 | 0 | 0 | 15609.411 | 0.001081 | 65 | Residential_2037_Technical_GWh_After Competition Groups_65 | Demand Control Ventilation | 0.1081% | 0 | 16.8739 | Residential_2037_Technical_GWh_After Competition Groups_Demand Control Ventilation
Residential | Res ¦ ENERGY STAR LED LAMPS (REFLECTOR LAMPs/MR16/PAR 16) | 2037 | Technical | GWh | After Competition Groups | 15.1288 | 0 | 0 | 15609.411 | 0.00096921 | 66 | Residential_2037_Technical_GWh_After Competition Groups_66 | ENERGY STAR LED LAMPS (REFLECTOR LAMPs/MR16/PAR 16) | 0.09692% | 0 | 15.1288 | Residential_2037_Technical_GWh_After Competition Groups_ENERGY STAR LED LAMPS (REFLECTOR LAMPs/MR16/PAR 16)
Residential | Res ¦ Variable Frequency Drive (VFD) | 2037 | Technical | GWh | After Competition Groups | 13.3643 | 0 | 0 | 15609.411 | 0.00085617 | 67 | Residential_2037_Technical_GWh_After Competition Groups_67 | Variable Frequency Drive (VFD) | 0.08562% | 0 | 13.3643 | Residential_2037_Technical_GWh_After Competition Groups_Variable Frequency Drive (VFD)
Residential | Res ¦ Water Heater Temperature Setback | 2037 | Technical | GWh | After Competition Groups | 9.9866 | 0 | 0 | 15609.411 | 0.00063978 | 68 | Residential_2037_Technical_GWh_After Competition Groups_68 | Water Heater Temperature Setback | 0.06398% | 0 | 9.9866 | Residential_2037_Technical_GWh_After Competition Groups_Water Heater Temperature Setback
Residential | Res ¦ DHW Recirculation Systems | 2037 | Technical | GWh | After Competition Groups | 9.0165 | 0 | 0 | 15609.411 | 0.00057763 | 69 | Residential_2037_Technical_GWh_After Competition Groups_69 | DHW Recirculation Systems | 0.05776% | 0 | 9.0165 | Residential_2037_Technical_GWh_After Competition Groups_DHW Recirculation Systems
Residential | Res ¦ Air Source Heat Pump Maintenance | 2037 | Technical | GWh | After Competition Groups | 8.1542 | 0 | 0 | 15609.411 | 0.00052239 | 70 | Residential_2037_Technical_GWh_After Competition Groups_70 | Air Source Heat Pump Maintenance | 0.05224% | 0 | 8.1542 | Residential_2037_Technical_GWh_After Competition Groups_Air Source Heat Pump Maintenance
Residential | Res ¦ VFD on Pumps | 2037 | Technical | GWh | After Competition Groups | 4.1097 | 0 | 0 | 15609.411 | 0.00026328 | 71 | Residential_2037_Technical_GWh_After Competition Groups_71 | VFD on Pumps | 0.02633% | 0 | 4.1097 | Residential_2037_Technical_GWh_After Competition Groups_VFD on Pumps
Residential | Res ¦ Tankless Water Heater | 2037 | Technical | GWh | After Competition Groups | 3.7618 | 0 | 0 | 15609.411 | 0.000241 | 72 | Residential_2037_Technical_GWh_After Competition Groups_72 | Tankless Water Heater | 0.0241% | 0 | 3.7618 | Residential_2037_Technical_GWh_After Competition Groups_Tankless Water Heater
Residential | Res ¦ ENERGY STAR LED Lamps (General Service Lamps) | 2037 | Technical | GWh | After Competition Groups | 3.5676 | 0 | 0 | 15609.411 | 0.00022856 | 73 | Residential_2037_Technical_GWh_After Competition Groups_73 | ENERGY STAR LED Lamps (General Service Lamps) | 0.02286% | 0 | 3.5676 | Residential_2037_Technical_GWh_After Competition Groups_ENERGY STAR LED Lamps (General Service Lamps)
Residential | Res ¦ HVAC Optimization | 2037 | Technical | GWh | After Competition Groups | 3.2008 | 0 | 0 | 15609.411 | 0.00020506 | 74 | Residential_2037_Technical_GWh_After Competition Groups_74 | HVAC Optimization | 0.02051% | 0 | 3.2008 | Residential_2037_Technical_GWh_After Competition Groups_HVAC Optimization
Residential | Res ¦ ECM MOTORS FOR HVAC APPLICATION (FAN-POWERED VAV BOX) | 2037 | Technical | GWh | After Competition Groups | 3.1768 | 0 | 0 | 15609.411 | 0.00020352 | 75 | Residential_2037_Technical_GWh_After Competition Groups_75 | ECM MOTORS FOR HVAC APPLICATION (FAN-POWERED VAV BOX) | 0.02035% | 0 | 3.1768 | Residential_2037_Technical_GWh_After Competition Groups_ECM MOTORS FOR HVAC APPLICATION (FAN-POWERED VAV BOX)
Residential | Res ¦ Beverage Vending Machine Controls | 2037 | Technical | GWh | After Competition Groups | 2.2721 | 0 | 0 | 15609.411 | 0.00014556 | 76 | Residential_2037_Technical_GWh_After Competition Groups_76 | Beverage Vending Machine Controls | 0.01456% | 0 | 2.2721 | Residential_2037_Technical_GWh_After Competition Groups_Beverage Vending Machine Controls
Residential | Res ¦ Wall Insulation MF | 2037 | Technical | GWh | After Competition Groups | 0.5074 | 0 | 0 | 15609.411 | 3.2506e-05 | 77 | Residential_2037_Technical_GWh_After Competition Groups_77 | Wall Insulation MF | 0.003251% | 0 | 0.5074 | Residential_2037_Technical_GWh_After Competition Groups_Wall Insulation MF
Residential | Res ¦ Chilled Water Optimization | 2037 | Technical | GWh | After Competition Groups | 0.49208 | 0 | 0 | 15609.411 | 3.1524e-05 | 78 | Residential_2037_Technical_GWh_After Competition Groups_78 | Chilled Water Optimization | 0.003152% | 0 | 0.49208 | Residential_2037_Technical_GWh_After Competition Groups_Chilled Water Optimization
Residential | Res ¦ LED Recessed Downlights | 2037 | Technical | GWh | After Competition Groups | 0.16262 | 0 | 0 | 15609.411 | 1.0418e-05 | 79 | Residential_2037_Technical_GWh_After Competition Groups_79 | LED Recessed Downlights | 0.001042% | 0 | 0.16262 | Residential_2037_Technical_GWh_After Competition Groups_LED Recessed Downlights
Residential | Res ¦ LED High Bay Fixture | 2037 | Technical | GWh | After Competition Groups | 0.13897 | 0 | 0 | 15609.411 | 8.9028e-06 | 80 | Residential_2037_Technical_GWh_After Competition Groups_80 | LED High Bay Fixture | 0.0008903% | 0 | 0.13897 | Residential_2037_Technical_GWh_After Competition Groups_LED High Bay Fixture
Residential | Res ¦ Solar Water Preheat (Pools/DHW) | 2037 | Technical | GWh | After Competition Groups | 0.12229 | 0 | 0 | 15609.411 | 7.8341e-06 | 81 | Residential_2037_Technical_GWh_After Competition Groups_81 | Solar Water Preheat (Pools/DHW) | 0.0007834% | 0 | 0.12229 | Residential_2037_Technical_GWh_After Competition Groups_Solar Water Preheat (Pools/DHW)
Residential | Res ¦ Photocell Controls (Outdoor) | 2037 | Technical | GWh | After Competition Groups | 0.00017207 | 0 | 0 | 15609.411 | 1.1023e-08 | 82 | Residential_2037_Technical_GWh_After Competition Groups_82 | Photocell Controls (Outdoor) | 1.102e-06% | 0 | 0.00017207 | Residential_2037_Technical_GWh_After Competition Groups_Photocell Controls (Outdoor)
Residential | Res ¦ Smart Power Bar | 2038 | Economic | GWh | After Competition Groups | 1201.8024 | 0 | 0 | 10309.5211 | 0.11657 | 1 | Residential_2038_Economic_GWh_After Competition Groups_1 | Smart Power Bar | 11.66% | 0 | 1201.8024 | Residential_2038_Economic_GWh_After Competition Groups_Smart Power Bar
Residential | Res ¦ Energy Star LED Bulbs General Purpose LEDs | 2038 | Economic | GWh | After Competition Groups | 1176.1014 | 0 | 0 | 10309.5211 | 0.11408 | 2 | Residential_2038_Economic_GWh_After Competition Groups_2 | Energy Star LED Bulbs General Purpose LEDs | 11.41% | 0 | 1176.1014 | Residential_2038_Economic_GWh_After Competition Groups_Energy Star LED Bulbs General Purpose LEDs
Residential | Res ¦ Energy Star A Line, PAR, MR Lamps | 2038 | Economic | GWh | After Competition Groups | 1026.2399 | 0 | 0 | 10309.5211 | 0.099543 | 3 | Residential_2038_Economic_GWh_After Competition Groups_3 | Energy Star A Line, PAR, MR Lamps | 9.954% | 0 | 1026.2399 | Residential_2038_Economic_GWh_After Competition Groups_Energy Star A Line, PAR, MR Lamps
Residential | Res ¦ Ductless Mini-Split Heat Pump | 2038 | Economic | GWh | After Competition Groups | 803.9346 | 0 | 0 | 10309.5211 | 0.07798 | 4 | Residential_2038_Economic_GWh_After Competition Groups_4 | Ductless Mini-Split Heat Pump | 7.798% | 0 | 803.9346 | Residential_2038_Economic_GWh_After Competition Groups_Ductless Mini-Split Heat Pump
Residential | Res ¦ Energy Star Clothes Washer | 2038 | Economic | GWh | After Competition Groups | 800.6158 | 0 | 0 | 10309.5211 | 0.077658 | 5 | Residential_2038_Economic_GWh_After Competition Groups_5 | Energy Star Clothes Washer | 7.766% | 0 | 800.6158 | Residential_2038_Economic_GWh_After Competition Groups_Energy Star Clothes Washer
Residential | Res ¦ Adaptive Thermostat | 2038 | Economic | GWh | After Competition Groups | 699.5026 | 0 | 0 | 10309.5211 | 0.06785 | 6 | Residential_2038_Economic_GWh_After Competition Groups_6 | Adaptive Thermostat | 6.785% | 0 | 699.5026 | Residential_2038_Economic_GWh_After Competition Groups_Adaptive Thermostat
Residential | Res ¦ Energy Star Air Source Heat Pump | 2038 | Economic | GWh | After Competition Groups | 457.8341 | 0 | 0 | 10309.5211 | 0.044409 | 7 | Residential_2038_Economic_GWh_After Competition Groups_7 | Energy Star Air Source Heat Pump | 4.441% | 0 | 457.8341 | Residential_2038_Economic_GWh_After Competition Groups_Energy Star Air Source Heat Pump
Residential | Res ¦ Air Sealing | 2038 | Economic | GWh | After Competition Groups | 432.287 | 0 | 0 | 10309.5211 | 0.041931 | 8 | Residential_2038_Economic_GWh_After Competition Groups_8 | Air Sealing | 4.193% | 0 | 432.287 | Residential_2038_Economic_GWh_After Competition Groups_Air Sealing
Residential | Res ¦ Car Block Heater Timer | 2038 | Economic | GWh | After Competition Groups | 371.0067 | 0 | 0 | 10309.5211 | 0.035987 | 9 | Residential_2038_Economic_GWh_After Competition Groups_9 | Car Block Heater Timer | 3.599% | 0 | 371.0067 | Residential_2038_Economic_GWh_After Competition Groups_Car Block Heater Timer
Residential | Res ¦ Energy Star Torchiere | 2038 | Economic | GWh | After Competition Groups | 326.0232 | 0 | 0 | 10309.5211 | 0.031624 | 10 | Residential_2038_Economic_GWh_After Competition Groups_10 | Energy Star Torchiere | 3.162% | 0 | 326.0232 | Residential_2038_Economic_GWh_After Competition Groups_Energy Star Torchiere
Residential | Res ¦ Variable Speed Pool Pump Motor | 2038 | Economic | GWh | After Competition Groups | 317.46 | 0 | 0 | 10309.5211 | 0.030793 | 11 | Residential_2038_Economic_GWh_After Competition Groups_11 | Variable Speed Pool Pump Motor | 3.079% | 0 | 317.46 | Residential_2038_Economic_GWh_After Competition Groups_Variable Speed Pool Pump Motor
Residential | Res ¦ Smart Burners | 2038 | Economic | GWh | After Competition Groups | 284.5273 | 0 | 0 | 10309.5211 | 0.027598 | 12 | Residential_2038_Economic_GWh_After Competition Groups_12 | Smart Burners | 2.76% | 0 | 284.5273 | Residential_2038_Economic_GWh_After Competition Groups_Smart Burners
Residential | Res ¦ Energy Star Clothes Dryer | 2038 | Economic | GWh | After Competition Groups | 260.6493 | 0 | 0 | 10309.5211 | 0.025282 | 13 | Residential_2038_Economic_GWh_After Competition Groups_13 | Energy Star Clothes Dryer | 2.528% | 0 | 260.6493 | Residential_2038_Economic_GWh_After Competition Groups_Energy Star Clothes Dryer
Residential | Res ¦ Building Recommissioning, Operations and Maintenance (O&M) Improvements | 2038 | Economic | GWh | After Competition Groups | 246.0258 | 0 | 0 | 10309.5211 | 0.023864 | 14 | Residential_2038_Economic_GWh_After Competition Groups_14 | Building Recommissioning, Operations and Maintenance (O&M) Improvements | 2.386% | 0 | 246.0258 | Residential_2038_Economic_GWh_After Competition Groups_Building Recommissioning, Operations and Maintenance (O&M) Improvements
Residential | Res ¦ Basement Wall Insulation | 2038 | Economic | GWh | After Competition Groups | 226.9236 | 0 | 0 | 10309.5211 | 0.022011 | 15 | Residential_2038_Economic_GWh_After Competition Groups_15 | Basement Wall Insulation | 2.201% | 0 | 226.9236 | Residential_2038_Economic_GWh_After Competition Groups_Basement Wall Insulation
Residential | Res ¦ Attic Insulation | 2038 | Economic | GWh | After Competition Groups | 175.057 | 0 | 0 | 10309.5211 | 0.01698 | 16 | Residential_2038_Economic_GWh_After Competition Groups_16 | Attic Insulation | 1.698% | 0 | 175.057 | Residential_2038_Economic_GWh_After Competition Groups_Attic Insulation
Residential | Res ¦ Energy Star Room Air Conditioner | 2038 | Economic | GWh | After Competition Groups | 142.1991 | 0 | 0 | 10309.5211 | 0.013793 | 17 | Residential_2038_Economic_GWh_After Competition Groups_17 | Energy Star Room Air Conditioner | 1.379% | 0 | 142.1991 | Residential_2038_Economic_GWh_After Competition Groups_Energy Star Room Air Conditioner
Residential | Res ¦ Energy Star Light Fixture | 2038 | Economic | GWh | After Competition Groups | 140.3988 | 0 | 0 | 10309.5211 | 0.013618 | 18 | Residential_2038_Economic_GWh_After Competition Groups_18 | Energy Star Light Fixture | 1.362% | 0 | 140.3988 | Residential_2038_Economic_GWh_After Competition Groups_Energy Star Light Fixture
Residential | Res ¦ Comprehensive Draft Proofing | 2038 | Economic | GWh | After Competition Groups | 125.1318 | 0 | 0 | 10309.5211 | 0.012137 | 19 | Residential_2038_Economic_GWh_After Competition Groups_19 | Comprehensive Draft Proofing | 1.214% | 0 | 125.1318 | Residential_2038_Economic_GWh_After Competition Groups_Comprehensive Draft Proofing
Residential | Res ¦ LED Parking Lot Fixture | 2038 | Economic | GWh | After Competition Groups | 81.3868 | 0 | 0 | 10309.5211 | 0.0078943 | 20 | Residential_2038_Economic_GWh_After Competition Groups_20 | LED Parking Lot Fixture | 0.7894% | 0 | 81.3868 | Residential_2038_Economic_GWh_After Competition Groups_LED Parking Lot Fixture
Residential | Res ¦ Heavy Duty Outdoor/Holiday Plug-in Timers | 2038 | Economic | GWh | After Competition Groups | 71.7658 | 0 | 0 | 10309.5211 | 0.0069611 | 21 | Residential_2038_Economic_GWh_After Competition Groups_21 | Heavy Duty Outdoor/Holiday Plug-in Timers | 0.6961% | 0 | 71.7658 | Residential_2038_Economic_GWh_After Competition Groups_Heavy Duty Outdoor/Holiday Plug-in Timers
Residential | Res ¦ Refrigerator Recycling | 2038 | Economic | GWh | After Competition Groups | 64.4917 | 0 | 0 | 10309.5211 | 0.0062555 | 22 | Residential_2038_Economic_GWh_After Competition Groups_22 | Refrigerator Recycling | 0.6256% | 0 | 64.4917 | Residential_2038_Economic_GWh_After Competition Groups_Refrigerator Recycling
Residential | Res ¦ Home Energy Reports | 2038 | Economic | GWh | After Competition Groups | 62.4109 | 0 | 0 | 10309.5211 | 0.0060537 | 23 | Residential_2038_Economic_GWh_After Competition Groups_23 | Home Energy Reports | 0.6054% | 0 | 62.4109 | Residential_2038_Economic_GWh_After Competition Groups_Home Energy Reports
Residential | Res ¦ Energy Star Freezer | 2038 | Economic | GWh | After Competition Groups | 61.3372 | 0 | 0 | 10309.5211 | 0.0059496 | 24 | Residential_2038_Economic_GWh_After Competition Groups_24 | Energy Star Freezer | 0.595% | 0 | 61.3372 | Residential_2038_Economic_GWh_After Competition Groups_Energy Star Freezer
Residential | Res ¦ Clothes Drying Racks | 2038 | Economic | GWh | After Competition Groups | 58.8902 | 0 | 0 | 10309.5211 | 0.0057122 | 25 | Residential_2038_Economic_GWh_After Competition Groups_25 | Clothes Drying Racks | 0.5712% | 0 | 58.8902 | Residential_2038_Economic_GWh_After Competition Groups_Clothes Drying Racks
Residential | Res ¦ Freezer Recycling | 2038 | Economic | GWh | After Competition Groups | 56.5874 | 0 | 0 | 10309.5211 | 0.0054889 | 26 | Residential_2038_Economic_GWh_After Competition Groups_26 | Freezer Recycling | 0.5489% | 0 | 56.5874 | Residential_2038_Economic_GWh_After Competition Groups_Freezer Recycling
Residential | Res ¦ Duct Insulation | 2038 | Economic | GWh | After Competition Groups | 55.1907 | 0 | 0 | 10309.5211 | 0.0053534 | 27 | Residential_2038_Economic_GWh_After Competition Groups_27 | Duct Insulation | 0.5353% | 0 | 55.1907 | Residential_2038_Economic_GWh_After Competition Groups_Duct Insulation
Residential | Res ¦ Heat Recovery Ventilator | 2038 | Economic | GWh | After Competition Groups | 55.1606 | 0 | 0 | 10309.5211 | 0.0053504 | 28 | Residential_2038_Economic_GWh_After Competition Groups_28 | Heat Recovery Ventilator | 0.535% | 0 | 55.1606 | Residential_2038_Economic_GWh_After Competition Groups_Heat Recovery Ventilator
Residential | Res ¦ Occupancy Sensors MF | 2038 | Economic | GWh | After Competition Groups | 52.8735 | 0 | 0 | 10309.5211 | 0.0051286 | 29 | Residential_2038_Economic_GWh_After Competition Groups_29 | Occupancy Sensors MF | 0.5129% | 0 | 52.8735 | Residential_2038_Economic_GWh_After Competition Groups_Occupancy Sensors MF
Residential | Res ¦ Floor Insulation | 2038 | Economic | GWh | After Competition Groups | 45.8799 | 0 | 0 | 10309.5211 | 0.0044502 | 30 | Residential_2038_Economic_GWh_After Competition Groups_30 | Floor Insulation | 0.445% | 0 | 45.8799 | Residential_2038_Economic_GWh_After Competition Groups_Floor Insulation
Residential | Res ¦ Tankless Water Heater | 2038 | Economic | GWh | After Competition Groups | 39.337 | 0 | 0 | 10309.5211 | 0.0038156 | 31 | Residential_2038_Economic_GWh_After Competition Groups_31 | Tankless Water Heater | 0.3816% | 0 | 39.337 | Residential_2038_Economic_GWh_After Competition Groups_Tankless Water Heater
Residential | Res ¦ LED Exterior Area Lights - LED Fixture (200W) | 2038 | Economic | GWh | After Competition Groups | 38.3472 | 0 | 0 | 10309.5211 | 0.0037196 | 32 | Residential_2038_Economic_GWh_After Competition Groups_32 | LED Exterior Area Lights - LED Fixture (200W) | 0.372% | 0 | 38.3472 | Residential_2038_Economic_GWh_After Competition Groups_LED Exterior Area Lights - LED Fixture (200W)
Residential | Res ¦ Advanced BAS/Controllers | 2038 | Economic | GWh | After Competition Groups | 36.0088 | 0 | 0 | 10309.5211 | 0.0034928 | 33 | Residential_2038_Economic_GWh_After Competition Groups_33 | Advanced BAS/Controllers | 0.3493% | 0 | 36.0088 | Residential_2038_Economic_GWh_After Competition Groups_Advanced BAS/Controllers
Residential | Res ¦ LED Tube Re-Lamp | 2038 | Economic | GWh | After Competition Groups | 34.4242 | 0 | 0 | 10309.5211 | 0.0033391 | 34 | Residential_2038_Economic_GWh_After Competition Groups_34 | LED Tube Re-Lamp | 0.3339% | 0 | 34.4242 | Residential_2038_Economic_GWh_After Competition Groups_LED Tube Re-Lamp
Residential | Res ¦ Minimize Hot and Warm Clothes Wash | 2038 | Economic | GWh | After Competition Groups | 31.4754 | 0 | 0 | 10309.5211 | 0.003053 | 35 | Residential_2038_Economic_GWh_After Competition Groups_35 | Minimize Hot and Warm Clothes Wash | 0.3053% | 0 | 31.4754 | Residential_2038_Economic_GWh_After Competition Groups_Minimize Hot and Warm Clothes Wash
Residential | Res ¦ Outside Air Economizer | 2038 | Economic | GWh | After Competition Groups | 31.4744 | 0 | 0 | 10309.5211 | 0.0030529 | 36 | Residential_2038_Economic_GWh_After Competition Groups_36 | Outside Air Economizer | 0.3053% | 0 | 31.4744 | Residential_2038_Economic_GWh_After Competition Groups_Outside Air Economizer
Residential | Res ¦ Furnace Whistle | 2038 | Economic | GWh | After Competition Groups | 31.007 | 0 | 0 | 10309.5211 | 0.0030076 | 37 | Residential_2038_Economic_GWh_After Competition Groups_37 | Furnace Whistle | 0.3008% | 0 | 31.007 | Residential_2038_Economic_GWh_After Competition Groups_Furnace Whistle
Residential | Res ¦ Duct Insulation MF | 2038 | Economic | GWh | After Competition Groups | 24.3801 | 0 | 0 | 10309.5211 | 0.0023648 | 38 | Residential_2038_Economic_GWh_After Competition Groups_38 | Duct Insulation MF | 0.2365% | 0 | 24.3801 | Residential_2038_Economic_GWh_After Competition Groups_Duct Insulation MF
Residential | Res ¦ Energy Star Dehumidifier | 2038 | Economic | GWh | After Competition Groups | 23.0552 | 0 | 0 | 10309.5211 | 0.0022363 | 39 | Residential_2038_Economic_GWh_After Competition Groups_39 | Energy Star Dehumidifier | 0.2236% | 0 | 23.0552 | Residential_2038_Economic_GWh_After Competition Groups_Energy Star Dehumidifier
Residential | Res ¦ Condensing Make Up Air Unit | 2038 | Economic | GWh | After Competition Groups | 21.4533 | 0 | 0 | 10309.5211 | 0.0020809 | 40 | Residential_2038_Economic_GWh_After Competition Groups_40 | Condensing Make Up Air Unit | 0.2081% | 0 | 21.4533 | Residential_2038_Economic_GWh_After Competition Groups_Condensing Make Up Air Unit
Residential | Res ¦ High Efficiency Chiller (avg of water and air cooled) | 2038 | Economic | GWh | After Competition Groups | 20.5682 | 0 | 0 | 10309.5211 | 0.0019951 | 41 | Residential_2038_Economic_GWh_After Competition Groups_41 | High Efficiency Chiller (avg of water and air cooled) | 0.1995% | 0 | 20.5682 | Residential_2038_Economic_GWh_After Competition Groups_High Efficiency Chiller (avg of water and air cooled)
Residential | Res ¦ CO Sensors for parking garage exhaust fans | 2038 | Economic | GWh | After Competition Groups | 19.8579 | 0 | 0 | 10309.5211 | 0.0019262 | 42 | Residential_2038_Economic_GWh_After Competition Groups_42 | CO Sensors for parking garage exhaust fans | 0.1926% | 0 | 19.8579 | Residential_2038_Economic_GWh_After Competition Groups_CO Sensors for parking garage exhaust fans
Residential | Res ¦ Demand Control Ventilation | 2038 | Economic | GWh | After Competition Groups | 16.6073 | 0 | 0 | 10309.5211 | 0.0016109 | 43 | Residential_2038_Economic_GWh_After Competition Groups_43 | Demand Control Ventilation | 0.1611% | 0 | 16.6073 | Residential_2038_Economic_GWh_After Competition Groups_Demand Control Ventilation
Residential | Res ¦ ENERGY STAR LED LAMPS (REFLECTOR LAMPs/MR16/PAR 16) | 2038 | Economic | GWh | After Competition Groups | 15.0904 | 0 | 0 | 10309.5211 | 0.0014637 | 44 | Residential_2038_Economic_GWh_After Competition Groups_44 | ENERGY STAR LED LAMPS (REFLECTOR LAMPs/MR16/PAR 16) | 0.1464% | 0 | 15.0904 | Residential_2038_Economic_GWh_After Competition Groups_ENERGY STAR LED LAMPS (REFLECTOR LAMPs/MR16/PAR 16)
Residential | Res ¦ Variable Frequency Drive (VFD) | 2038 | Economic | GWh | After Competition Groups | 13.1532 | 0 | 0 | 10309.5211 | 0.0012758 | 45 | Residential_2038_Economic_GWh_After Competition Groups_45 | Variable Frequency Drive (VFD) | 0.1276% | 0 | 13.1532 | Residential_2038_Economic_GWh_After Competition Groups_Variable Frequency Drive (VFD)
Residential | Res ¦ Water Heater Temperature Setback | 2038 | Economic | GWh | After Competition Groups | 9.8288 | 0 | 0 | 10309.5211 | 0.00095338 | 46 | Residential_2038_Economic_GWh_After Competition Groups_46 | Water Heater Temperature Setback | 0.09534% | 0 | 9.8288 | Residential_2038_Economic_GWh_After Competition Groups_Water Heater Temperature Setback
Residential | Res ¦ Wall Insulation | 2038 | Economic | GWh | After Competition Groups | 5.5848 | 0 | 0 | 10309.5211 | 0.00054171 | 47 | Residential_2038_Economic_GWh_After Competition Groups_47 | Wall Insulation | 0.05417% | 0 | 5.5848 | Residential_2038_Economic_GWh_After Competition Groups_Wall Insulation
Residential | Res ¦ LED Downlight | 2038 | Economic | GWh | After Competition Groups | 4.3973 | 0 | 0 | 10309.5211 | 0.00042652 | 48 | Residential_2038_Economic_GWh_After Competition Groups_48 | LED Downlight | 0.04265% | 0 | 4.3973 | Residential_2038_Economic_GWh_After Competition Groups_LED Downlight
Residential | Res ¦ VFD on Pumps | 2038 | Economic | GWh | After Competition Groups | 4.0447 | 0 | 0 | 10309.5211 | 0.00039233 | 49 | Residential_2038_Economic_GWh_After Competition Groups_49 | VFD on Pumps | 0.03923% | 0 | 4.0447 | Residential_2038_Economic_GWh_After Competition Groups_VFD on Pumps
Residential | Res ¦ ENERGY STAR LED Lamps (General Service Lamps) | 2038 | Economic | GWh | After Competition Groups | 3.5602 | 0 | 0 | 10309.5211 | 0.00034533 | 50 | Residential_2038_Economic_GWh_After Competition Groups_50 | ENERGY STAR LED Lamps (General Service Lamps) | 0.03453% | 0 | 3.5602 | Residential_2038_Economic_GWh_After Competition Groups_ENERGY STAR LED Lamps (General Service Lamps)
Residential | Res ¦ ECM MOTORS FOR HVAC APPLICATION (FAN-POWERED VAV BOX) | 2038 | Economic | GWh | After Competition Groups | 3.2028 | 0 | 0 | 10309.5211 | 0.00031067 | 51 | Residential_2038_Economic_GWh_After Competition Groups_51 | ECM MOTORS FOR HVAC APPLICATION (FAN-POWERED VAV BOX) | 0.03107% | 0 | 3.2028 | Residential_2038_Economic_GWh_After Competition Groups_ECM MOTORS FOR HVAC APPLICATION (FAN-POWERED VAV BOX)
Residential | Res ¦ Beverage Vending Machine Controls | 2038 | Economic | GWh | After Competition Groups | 2.2856 | 0 | 0 | 10309.5211 | 0.0002217 | 52 | Residential_2038_Economic_GWh_After Competition Groups_52 | Beverage Vending Machine Controls | 0.02217% | 0 | 2.2856 | Residential_2038_Economic_GWh_After Competition Groups_Beverage Vending Machine Controls
Residential | Res ¦ Chilled Water Optimization | 2038 | Economic | GWh | After Competition Groups | 0.50876 | 0 | 0 | 10309.5211 | 4.9349e-05 | 53 | Residential_2038_Economic_GWh_After Competition Groups_53 | Chilled Water Optimization | 0.004935% | 0 | 0.50876 | Residential_2038_Economic_GWh_After Competition Groups_Chilled Water Optimization
Residential | Res ¦ LED High Bay Fixture | 2038 | Economic | GWh | After Competition Groups | 0.13343 | 0 | 0 | 10309.5211 | 1.2943e-05 | 54 | Residential_2038_Economic_GWh_After Competition Groups_54 | LED High Bay Fixture | 0.001294% | 0 | 0.13343 | Residential_2038_Economic_GWh_After Competition Groups_LED High Bay Fixture
Residential | Res ¦ Wall Insulation MF | 2038 | Economic | GWh | After Competition Groups | 0.03997 | 0 | 0 | 10309.5211 | 3.877e-06 | 55 | Residential_2038_Economic_GWh_After Competition Groups_55 | Wall Insulation MF | 0.0003877% | 0 | 0.03997 | Residential_2038_Economic_GWh_After Competition Groups_Wall Insulation MF
Residential | Res ¦ Energy Star LED Specialty Bulbs | 2038 | SC A | GWh | After Competition Groups | 626.6494 | 27660.292 | 0.02766 | 4728.0842 | 0.13254 | 1 | Residential_2038_SC A_GWh_After Competition Groups_1 | Energy Star LED Specialty Bulbs | 13.25% | 0.02766 | 626.6494 | Residential_2038_SC A_GWh_After Competition Groups_Energy Star LED Specialty Bulbs
Residential | Res ¦ Ductless Mini-Split Heat Pump | 2038 | SC A | GWh | After Competition Groups | 475.7035 | 5428900.5989 | 5.4289 | 4728.0842 | 0.10061 | 2 | Residential_2038_SC A_GWh_After Competition Groups_2 | Ductless Mini-Split Heat Pump | 10.06% | 5.4289 | 475.7035 | Residential_2038_SC A_GWh_After Competition Groups_Ductless Mini-Split Heat Pump
Residential | Res ¦ Energy Star Clothes Washer | 2038 | SC A | GWh | After Competition Groups | 473.2462 | 5399845.2952 | 5.3998 | 4728.0842 | 0.10009 | 3 | Residential_2038_SC A_GWh_After Competition Groups_3 | Energy Star Clothes Washer | 10.01% | 5.3998 | 473.2462 | Residential_2038_SC A_GWh_After Competition Groups_Energy Star Clothes Washer
Residential | Res ¦ Energy Star A Line, PAR, MR Lamps | 2038 | SC A | GWh | After Competition Groups | 320.0146 | 20468.3445 | 0.020468 | 4728.0842 | 0.067684 | 4 | Residential_2038_SC A_GWh_After Competition Groups_4 | Energy Star A Line, PAR, MR Lamps | 6.768% | 0.020468 | 320.0146 | Residential_2038_SC A_GWh_After Competition Groups_Energy Star A Line, PAR, MR Lamps
Residential | Res ¦ Car Block Heater Timer | 2038 | SC A | GWh | After Competition Groups | 307.3906 | 322754.7011 | 0.32275 | 4728.0842 | 0.065014 | 5 | Residential_2038_SC A_GWh_After Competition Groups_5 | Car Block Heater Timer | 6.501% | 0.32275 | 307.3906 | Residential_2038_SC A_GWh_After Competition Groups_Car Block Heater Timer
Residential | Res ¦ Energy Star LED Bulbs General Purpose LEDs | 2038 | SC A | GWh | After Competition Groups | 266.208 | 0 | 0 | 4728.0842 | 0.056304 | 6 | Residential_2038_SC A_GWh_After Competition Groups_6 | Energy Star LED Bulbs General Purpose LEDs | 5.63% | 0 | 266.208 | Residential_2038_SC A_GWh_After Competition Groups_Energy Star LED Bulbs General Purpose LEDs
Residential | Res ¦ Variable Speed Pool Pump Motor | 2038 | SC A | GWh | After Competition Groups | 243.6717 | 3198766.0795 | 3.1988 | 4728.0842 | 0.051537 | 7 | Residential_2038_SC A_GWh_After Competition Groups_7 | Variable Speed Pool Pump Motor | 5.154% | 3.1988 | 243.6717 | Residential_2038_SC A_GWh_After Competition Groups_Variable Speed Pool Pump Motor
Residential | Res ¦ Building Recommissioning, Operations and Maintenance (O&M) Improvements | 2038 | SC A | GWh | After Competition Groups | 237.1435 | 106712.4528 | 0.10671 | 4728.0842 | 0.050156 | 8 | Residential_2038_SC A_GWh_After Competition Groups_8 | Building Recommissioning, Operations and Maintenance (O&M) Improvements | 5.016% | 0.10671 | 237.1435 | Residential_2038_SC A_GWh_After Competition Groups_Building Recommissioning, Operations and Maintenance (O&M) Improvements
Residential | Res ¦ Energy Star Torchiere | 2038 | SC A | GWh | After Competition Groups | 195.5088 | 1527667.1871 | 1.5277 | 4728.0842 | 0.041351 | 9 | Residential_2038_SC A_GWh_After Competition Groups_9 | Energy Star Torchiere | 4.135% | 1.5277 | 195.5088 | Residential_2038_SC A_GWh_After Competition Groups_Energy Star Torchiere
Residential | Res ¦ Adaptive Thermostat | 2038 | SC A | GWh | After Competition Groups | 153.2164 | 525765.0753 | 0.52577 | 4728.0842 | 0.032406 | 10 | Residential_2038_SC A_GWh_After Competition Groups_10 | Adaptive Thermostat | 3.241% | 0.52577 | 153.2164 | Residential_2038_SC A_GWh_After Competition Groups_Adaptive Thermostat
Residential | Res ¦ Energy Star Air Source Heat Pump | 2038 | SC A | GWh | After Competition Groups | 141.7169 | 3644900.1919 | 3.6449 | 4728.0842 | 0.029973 | 11 | Residential_2038_SC A_GWh_After Competition Groups_11 | Energy Star Air Source Heat Pump | 2.997% | 3.6449 | 141.7169 | Residential_2038_SC A_GWh_After Competition Groups_Energy Star Air Source Heat Pump
Residential | Res ¦ Air Sealing | 2038 | SC A | GWh | After Competition Groups | 121.708 | 2769346.0963 | 2.7693 | 4728.0842 | 0.025741 | 12 | Residential_2038_SC A_GWh_After Competition Groups_12 | Air Sealing | 2.574% | 2.7693 | 121.708 | Residential_2038_SC A_GWh_After Competition Groups_Air Sealing
Residential | Res ¦ Basement Wall Insulation | 2038 | SC A | GWh | After Competition Groups | 120.4901 | 3283563.1644 | 3.2836 | 4728.0842 | 0.025484 | 13 | Residential_2038_SC A_GWh_After Competition Groups_13 | Basement Wall Insulation | 2.548% | 3.2836 | 120.4901 | Residential_2038_SC A_GWh_After Competition Groups_Basement Wall Insulation
Residential | Res ¦ Comprehensive Draft Proofing | 2038 | SC A | GWh | After Competition Groups | 117.0023 | 0 | 0 | 4728.0842 | 0.024746 | 14 | Residential_2038_SC A_GWh_After Competition Groups_14 | Comprehensive Draft Proofing | 2.475% | 0 | 117.0023 | Residential_2038_SC A_GWh_After Competition Groups_Comprehensive Draft Proofing
Residential | Res ¦ LED Parking Lot Fixture | 2038 | SC A | GWh | After Competition Groups | 86.8825 | 0 | 0 | 4728.0842 | 0.018376 | 15 | Residential_2038_SC A_GWh_After Competition Groups_15 | LED Parking Lot Fixture | 1.838% | 0 | 86.8825 | Residential_2038_SC A_GWh_After Competition Groups_LED Parking Lot Fixture
Residential | Res ¦ Energy Star Clothes Dryer | 2038 | SC A | GWh | After Competition Groups | 76.9649 | 1336983.1123 | 1.337 | 4728.0842 | 0.016278 | 16 | Residential_2038_SC A_GWh_After Competition Groups_16 | Energy Star Clothes Dryer | 1.628% | 1.337 | 76.9649 | Residential_2038_SC A_GWh_After Competition Groups_Energy Star Clothes Dryer
Residential | Res ¦ Energy Star Light Fixture | 2038 | SC A | GWh | After Competition Groups | 65.3524 | 1253915.2876 | 1.2539 | 4728.0842 | 0.013822 | 17 | Residential_2038_SC A_GWh_After Competition Groups_17 | Energy Star Light Fixture | 1.382% | 1.2539 | 65.3524 | Residential_2038_SC A_GWh_After Competition Groups_Energy Star Light Fixture
Residential | Res ¦ Occupancy Sensors MF | 2038 | SC A | GWh | After Competition Groups | 64.3098 | 13126.338 | 0.013126 | 4728.0842 | 0.013602 | 18 | Residential_2038_SC A_GWh_After Competition Groups_18 | Occupancy Sensors MF | 1.36% | 0.013126 | 64.3098 | Residential_2038_SC A_GWh_After Competition Groups_Occupancy Sensors MF
Residential | Res ¦ Smart Burners | 2038 | SC A | GWh | After Competition Groups | 52.3612 | 3266614.1153 | 3.2666 | 4728.0842 | 0.011075 | 19 | Residential_2038_SC A_GWh_After Competition Groups_19 | Smart Burners | 1.107% | 3.2666 | 52.3612 | Residential_2038_SC A_GWh_After Competition Groups_Smart Burners
Residential | Res ¦ Refrigerator Recycling | 2038 | SC A | GWh | After Competition Groups | 49.381 | 807779.163 | 0.80778 | 4728.0842 | 0.010444 | 20 | Residential_2038_SC A_GWh_After Competition Groups_20 | Refrigerator Recycling | 1.044% | 0.80778 | 49.381 | Residential_2038_SC A_GWh_After Competition Groups_Refrigerator Recycling
Residential | Res ¦ Smart Power Bar | 2038 | SC A | GWh | After Competition Groups | 45.3281 | 10525219.5356 | 10.5252 | 4728.0842 | 0.009587 | 21 | Residential_2038_SC A_GWh_After Competition Groups_21 | Smart Power Bar | 0.9587% | 10.5252 | 45.3281 | Residential_2038_SC A_GWh_After Competition Groups_Smart Power Bar
Residential | Res ¦ Home Energy Reports | 2038 | SC A | GWh | After Competition Groups | 43.9002 | 2767331.5782 | 2.7673 | 4728.0842 | 0.009285 | 22 | Residential_2038_SC A_GWh_After Competition Groups_22 | Home Energy Reports | 0.9285% | 2.7673 | 43.9002 | Residential_2038_SC A_GWh_After Competition Groups_Home Energy Reports
Residential | Res ¦ LED Exterior Area Lights - LED Fixture (200W) | 2038 | SC A | GWh | After Competition Groups | 41.6367 | 122457.999 | 0.12246 | 4728.0842 | 0.0088062 | 23 | Residential_2038_SC A_GWh_After Competition Groups_23 | LED Exterior Area Lights - LED Fixture (200W) | 0.8806% | 0.12246 | 41.6367 | Residential_2038_SC A_GWh_After Competition Groups_LED Exterior Area Lights - LED Fixture (200W)
Residential | Res ¦ Energy Star Room Air Conditioner | 2038 | SC A | GWh | After Competition Groups | 40.7171 | 674622.0338 | 0.67462 | 4728.0842 | 0.0086118 | 24 | Residential_2038_SC A_GWh_After Competition Groups_24 | Energy Star Room Air Conditioner | 0.8612% | 0.67462 | 40.7171 | Residential_2038_SC A_GWh_After Competition Groups_Energy Star Room Air Conditioner
Residential | Res ¦ Energy Star Freezer | 2038 | SC A | GWh | After Competition Groups | 35.9693 | 570036.6829 | 0.57004 | 4728.0842 | 0.0076076 | 25 | Residential_2038_SC A_GWh_After Competition Groups_25 | Energy Star Freezer | 0.7608% | 0.57004 | 35.9693 | Residential_2038_SC A_GWh_After Competition Groups_Energy Star Freezer
Residential | Res ¦ Attic Insulation | 2038 | SC A | GWh | After Competition Groups | 35.8306 | 1085930.5485 | 1.0859 | 4728.0842 | 0.0075782 | 26 | Residential_2038_SC A_GWh_After Competition Groups_26 | Attic Insulation | 0.7578% | 1.0859 | 35.8306 | Residential_2038_SC A_GWh_After Competition Groups_Attic Insulation
Residential | Res ¦ Outside Air Economizer | 2038 | SC A | GWh | After Competition Groups | 30.521 | 159807.2984 | 0.15981 | 4728.0842 | 0.0064552 | 27 | Residential_2038_SC A_GWh_After Competition Groups_27 | Outside Air Economizer | 0.6455% | 0.15981 | 30.521 | Residential_2038_SC A_GWh_After Competition Groups_Outside Air Economizer
Residential | Res ¦ Furnace Whistle | 2038 | SC A | GWh | After Competition Groups | 30.0403 | 20863.2172 | 0.020863 | 4728.0842 | 0.0063536 | 28 | Residential_2038_SC A_GWh_After Competition Groups_28 | Furnace Whistle | 0.6354% | 0.020863 | 30.0403 | Residential_2038_SC A_GWh_After Competition Groups_Furnace Whistle
Residential | Res ¦ LED Tube Re-Lamp | 2038 | SC A | GWh | After Competition Groups | 29.7003 | 98387.6285 | 0.098388 | 4728.0842 | 0.0062817 | 29 | Residential_2038_SC A_GWh_After Competition Groups_29 | LED Tube Re-Lamp | 0.6282% | 0.098388 | 29.7003 | Residential_2038_SC A_GWh_After Competition Groups_LED Tube Re-Lamp
Residential | Res ¦ Advanced BAS/Controllers | 2038 | SC A | GWh | After Competition Groups | 25.9614 | 487128.8078 | 0.48713 | 4728.0842 | 0.0054909 | 30 | Residential_2038_SC A_GWh_After Competition Groups_30 | Advanced BAS/Controllers | 0.5491% | 0.48713 | 25.9614 | Residential_2038_SC A_GWh_After Competition Groups_Advanced BAS/Controllers
Residential | Res ¦ Minimize Hot and Warm Clothes Wash | 2038 | SC A | GWh | After Competition Groups | 23.6065 | 0 | 0 | 4728.0842 | 0.0049928 | 31 | Residential_2038_SC A_GWh_After Competition Groups_31 | Minimize Hot and Warm Clothes Wash | 0.4993% | 0 | 23.6065 | Residential_2038_SC A_GWh_After Competition Groups_Minimize Hot and Warm Clothes Wash
Residential | Res ¦ LED Downlight | 2038 | SC A | GWh | After Competition Groups | 20.0907 | 458139.5938 | 0.45814 | 4728.0842 | 0.0042492 | 32 | Residential_2038_SC A_GWh_After Competition Groups_32 | LED Downlight | 0.4249% | 0.45814 | 20.0907 | Residential_2038_SC A_GWh_After Competition Groups_LED Downlight
Residential | Res ¦ High Efficiency Chiller (avg of water and air cooled) | 2038 | SC A | GWh | After Competition Groups | 18.3165 | 148450.5496 | 0.14845 | 4728.0842 | 0.003874 | 33 | Residential_2038_SC A_GWh_After Competition Groups_33 | High Efficiency Chiller (avg of water and air cooled) | 0.3874% | 0.14845 | 18.3165 | Residential_2038_SC A_GWh_After Competition Groups_High Efficiency Chiller (avg of water and air cooled)
Residential | Res ¦ ENERGY STAR LED LAMPS (REFLECTOR LAMPs/MR16/PAR 16) | 2038 | SC A | GWh | After Competition Groups | 16.9164 | 23214.3756 | 0.023214 | 4728.0842 | 0.0035779 | 34 | Residential_2038_SC A_GWh_After Competition Groups_34 | ENERGY STAR LED LAMPS (REFLECTOR LAMPs/MR16/PAR 16) | 0.3578% | 0.023214 | 16.9164 | Residential_2038_SC A_GWh_After Competition Groups_ENERGY STAR LED LAMPS (REFLECTOR LAMPs/MR16/PAR 16)
Residential | Res ¦ Variable Frequency Drive (VFD) | 2038 | SC A | GWh | After Competition Groups | 12.7431 | 126667.3334 | 0.12667 | 4728.0842 | 0.0026952 | 35 | Residential_2038_SC A_GWh_After Competition Groups_35 | Variable Frequency Drive (VFD) | 0.2695% | 0.12667 | 12.7431 | Residential_2038_SC A_GWh_After Competition Groups_Variable Frequency Drive (VFD)
Residential | Res ¦ CO Sensors for parking garage exhaust fans | 2038 | SC A | GWh | After Competition Groups | 12.1128 | 235038.7935 | 0.23504 | 4728.0842 | 0.0025619 | 36 | Residential_2038_SC A_GWh_After Competition Groups_36 | CO Sensors for parking garage exhaust fans | 0.2562% | 0.23504 | 12.1128 | Residential_2038_SC A_GWh_After Competition Groups_CO Sensors for parking garage exhaust fans
Residential | Res ¦ Tankless Water Heater | 2038 | SC A | GWh | After Competition Groups | 10.2679 | 304771.9912 | 0.30477 | 4728.0842 | 0.0021717 | 37 | Residential_2038_SC A_GWh_After Competition Groups_37 | Tankless Water Heater | 0.2172% | 0.30477 | 10.2679 | Residential_2038_SC A_GWh_After Competition Groups_Tankless Water Heater
Residential | Res ¦ Water Heater Temperature Setback | 2038 | SC A | GWh | After Competition Groups | 9.4878 | 20406.5462 | 0.020407 | 4728.0842 | 0.0020067 | 38 | Residential_2038_SC A_GWh_After Competition Groups_38 | Water Heater Temperature Setback | 0.2007% | 0.020407 | 9.4878 | Residential_2038_SC A_GWh_After Competition Groups_Water Heater Temperature Setback
Residential | Res ¦ Demand Control Ventilation | 2038 | SC A | GWh | After Competition Groups | 9.0101 | 0 | 0 | 4728.0842 | 0.0019056 | 39 | Residential_2038_SC A_GWh_After Competition Groups_39 | Demand Control Ventilation | 0.1906% | 0 | 9.0101 | Residential_2038_SC A_GWh_After Competition Groups_Demand Control Ventilation
Residential | Res ¦ Heavy Duty Outdoor/Holiday Plug-in Timers | 2038 | SC A | GWh | After Competition Groups | 8.1143 | 713502.7166 | 0.7135 | 4728.0842 | 0.0017162 | 40 | Residential_2038_SC A_GWh_After Competition Groups_40 | Heavy Duty Outdoor/Holiday Plug-in Timers | 0.1716% | 0.7135 | 8.1143 | Residential_2038_SC A_GWh_After Competition Groups_Heavy Duty Outdoor/Holiday Plug-in Timers
Residential | Res ¦ Condensing Make Up Air Unit | 2038 | SC A | GWh | After Competition Groups | 5.0454 | 137344.6672 | 0.13734 | 4728.0842 | 0.0010671 | 41 | Residential_2038_SC A_GWh_After Competition Groups_41 | Condensing Make Up Air Unit | 0.1067% | 0.13734 | 5.0454 | Residential_2038_SC A_GWh_After Competition Groups_Condensing Make Up Air Unit
Residential | Res ¦ Energy Star Dehumidifier | 2038 | SC A | GWh | After Competition Groups | 4.2559 | 135931.3516 | 0.13593 | 4728.0842 | 0.00090013 | 42 | Residential_2038_SC A_GWh_After Competition Groups_42 | Energy Star Dehumidifier | 0.09001% | 0.13593 | 4.2559 | Residential_2038_SC A_GWh_After Competition Groups_Energy Star Dehumidifier
Residential | Res ¦ Clothes Drying Racks | 2038 | SC A | GWh | After Competition Groups | 4.0931 | 0 | 0 | 4728.0842 | 0.0008657 | 43 | Residential_2038_SC A_GWh_After Competition Groups_43 | Clothes Drying Racks | 0.08657% | 0 | 4.0931 | Residential_2038_SC A_GWh_After Competition Groups_Clothes Drying Racks
Residential | Res ¦ VFD on Pumps | 2038 | SC A | GWh | After Competition Groups | 3.7658 | 47534.6215 | 0.047535 | 4728.0842 | 0.00079648 | 44 | Residential_2038_SC A_GWh_After Competition Groups_44 | VFD on Pumps | 0.07965% | 0.047535 | 3.7658 | Residential_2038_SC A_GWh_After Competition Groups_VFD on Pumps
Residential | Res ¦ ENERGY STAR LED Lamps (General Service Lamps) | 2038 | SC A | GWh | After Competition Groups | 3.7215 | 6285.3623 | 0.0062854 | 4728.0842 | 0.00078711 | 45 | Residential_2038_SC A_GWh_After Competition Groups_45 | ENERGY STAR LED Lamps (General Service Lamps) | 0.07871% | 0.0062854 | 3.7215 | Residential_2038_SC A_GWh_After Competition Groups_ENERGY STAR LED Lamps (General Service Lamps)
Residential | Res ¦ Heat Recovery Ventilator | 2038 | SC A | GWh | After Competition Groups | 3.0023 | 0 | 0 | 4728.0842 | 0.00063498 | 46 | Residential_2038_SC A_GWh_After Competition Groups_46 | Heat Recovery Ventilator | 0.0635% | 0 | 3.0023 | Residential_2038_SC A_GWh_After Competition Groups_Heat Recovery Ventilator
Residential | Res ¦ ECM MOTORS FOR HVAC APPLICATION (FAN-POWERED VAV BOX) | 2038 | SC A | GWh | After Competition Groups | 2.3235 | 36114.6457 | 0.036115 | 4728.0842 | 0.00049142 | 47 | Residential_2038_SC A_GWh_After Competition Groups_47 | ECM MOTORS FOR HVAC APPLICATION (FAN-POWERED VAV BOX) | 0.04914% | 0.036115 | 2.3235 | Residential_2038_SC A_GWh_After Competition Groups_ECM MOTORS FOR HVAC APPLICATION (FAN-POWERED VAV BOX)
Residential | Res ¦ Floor Insulation | 2038 | SC A | GWh | After Competition Groups | 2.3157 | 54361.6269 | 0.054362 | 4728.0842 | 0.00048977 | 48 | Residential_2038_SC A_GWh_After Competition Groups_48 | Floor Insulation | 0.04898% | 0.054362 | 2.3157 | Residential_2038_SC A_GWh_After Competition Groups_Floor Insulation
Residential | Res ¦ Beverage Vending Machine Controls | 2038 | SC A | GWh | After Competition Groups | 1.574 | 14069.9051 | 0.01407 | 4728.0842 | 0.00033291 | 49 | Residential_2038_SC A_GWh_After Competition Groups_49 | Beverage Vending Machine Controls | 0.03329% | 0.01407 | 1.574 | Residential_2038_SC A_GWh_After Competition Groups_Beverage Vending Machine Controls
Residential | Res ¦ Duct Insulation | 2038 | SC A | GWh | After Competition Groups | 1.3766 | 1083.7314 | 0.0010837 | 4728.0842 | 0.00029116 | 50 | Residential_2038_SC A_GWh_After Competition Groups_50 | Duct Insulation | 0.02912% | 0.0010837 | 1.3766 | Residential_2038_SC A_GWh_After Competition Groups_Duct Insulation
Residential | Res ¦ Duct Insulation MF | 2038 | SC A | GWh | After Competition Groups | 0.86679 | 23628.2697 | 0.023628 | 4728.0842 | 0.00018333 | 51 | Residential_2038_SC A_GWh_After Competition Groups_51 | Duct Insulation MF | 0.01833% | 0.023628 | 0.86679 | Residential_2038_SC A_GWh_After Competition Groups_Duct Insulation MF
Residential | Res ¦ Chilled Water Optimization | 2038 | SC A | GWh | After Competition Groups | 0.32591 | 200.8966 | 0.0002009 | 4728.0842 | 6.8931e-05 | 52 | Residential_2038_SC A_GWh_After Competition Groups_52 | Chilled Water Optimization | 0.006893% | 0.0002009 | 0.32591 | Residential_2038_SC A_GWh_After Competition Groups_Chilled Water Optimization
Residential | Res ¦ LED High Bay Fixture | 2038 | SC A | GWh | After Competition Groups | 0.13839 | 3504.1112 | 0.0035041 | 4728.0842 | 2.927e-05 | 53 | Residential_2038_SC A_GWh_After Competition Groups_53 | LED High Bay Fixture | 0.002927% | 0.0035041 | 0.13839 | Residential_2038_SC A_GWh_After Competition Groups_LED High Bay Fixture
Residential | Res ¦ Wall Insulation | 2038 | SC A | GWh | After Competition Groups | 0.064335 | 4767.0689 | 0.0047671 | 4728.0842 | 1.3607e-05 | 54 | Residential_2038_SC A_GWh_After Competition Groups_54 | Wall Insulation | 0.001361% | 0.0047671 | 0.064335 | Residential_2038_SC A_GWh_After Competition Groups_Wall Insulation
Residential | Res ¦ Wall Insulation MF | 2038 | SC A | GWh | After Competition Groups | 0.018104 | 0 | 0 | 4728.0842 | 3.829e-06 | 55 | Residential_2038_SC A_GWh_After Competition Groups_55 | Wall Insulation MF | 0.0003829% | 0 | 0.018104 | Residential_2038_SC A_GWh_After Competition Groups_Wall Insulation MF
Residential | Res ¦ Freezer Recycling | 2038 | SC A | GWh | After Competition Groups | 0.0040156 | 0 | 0 | 4728.0842 | 8.4932e-07 | 56 | Residential_2038_SC A_GWh_After Competition Groups_56 | Freezer Recycling | 8.493e-05% | 0 | 0.0040156 | Residential_2038_SC A_GWh_After Competition Groups_Freezer Recycling
Residential | Res ¦ Energy Star Clothes Washer | 2038 | SC B | GWh | After Competition Groups | 693.2408 | 11974466.8738 | 11.9745 | 6595.5067 | 0.10511 | 1 | Residential_2038_SC B_GWh_After Competition Groups_1 | Energy Star Clothes Washer | 10.51% | 11.9745 | 693.2408 | Residential_2038_SC B_GWh_After Competition Groups_Energy Star Clothes Washer
Residential | Res ¦ Ductless Mini-Split Heat Pump | 2038 | SC B | GWh | After Competition Groups | 559.8918 | 5204611.545 | 5.2046 | 6595.5067 | 0.08489 | 2 | Residential_2038_SC B_GWh_After Competition Groups_2 | Ductless Mini-Split Heat Pump | 8.489% | 5.2046 | 559.8918 | Residential_2038_SC B_GWh_After Competition Groups_Ductless Mini-Split Heat Pump
Residential | Res ¦ Energy Star LED Bulbs General Purpose LEDs | 2038 | SC B | GWh | After Competition Groups | 440.831 | 0 | 0 | 6595.5067 | 0.066838 | 3 | Residential_2038_SC B_GWh_After Competition Groups_3 | Energy Star LED Bulbs General Purpose LEDs | 6.684% | 0 | 440.831 | Residential_2038_SC B_GWh_After Competition Groups_Energy Star LED Bulbs General Purpose LEDs
Residential | Res ¦ Energy Star A Line, PAR, MR Lamps | 2038 | SC B | GWh | After Competition Groups | 426.0915 | 20464.4589 | 0.020464 | 6595.5067 | 0.064603 | 4 | Residential_2038_SC B_GWh_After Competition Groups_4 | Energy Star A Line, PAR, MR Lamps | 6.46% | 0.020464 | 426.0915 | Residential_2038_SC B_GWh_After Competition Groups_Energy Star A Line, PAR, MR Lamps
Residential | Res ¦ Adaptive Thermostat | 2038 | SC B | GWh | After Competition Groups | 408.965 | 9001835.6346 | 9.0018 | 6595.5067 | 0.062007 | 5 | Residential_2038_SC B_GWh_After Competition Groups_5 | Adaptive Thermostat | 6.201% | 9.0018 | 408.965 | Residential_2038_SC B_GWh_After Competition Groups_Adaptive Thermostat
Residential | Res ¦ Energy Star LED Specialty Bulbs | 2038 | SC B | GWh | After Competition Groups | 399.767 | 27655.0491 | 0.027655 | 6595.5067 | 0.060612 | 6 | Residential_2038_SC B_GWh_After Competition Groups_6 | Energy Star LED Specialty Bulbs | 6.061% | 0.027655 | 399.767 | Residential_2038_SC B_GWh_After Competition Groups_Energy Star LED Specialty Bulbs
Residential | Res ¦ Variable Speed Pool Pump Motor | 2038 | SC B | GWh | After Competition Groups | 381.508 | 320770.9899 | 0.32077 | 6595.5067 | 0.057844 | 7 | Residential_2038_SC B_GWh_After Competition Groups_7 | Variable Speed Pool Pump Motor | 5.784% | 0.32077 | 381.508 | Residential_2038_SC B_GWh_After Competition Groups_Variable Speed Pool Pump Motor
Residential | Res ¦ Car Block Heater Timer | 2038 | SC B | GWh | After Competition Groups | 376.8855 | 160830.6711 | 0.16083 | 6595.5067 | 0.057143 | 8 | Residential_2038_SC B_GWh_After Competition Groups_8 | Car Block Heater Timer | 5.714% | 0.16083 | 376.8855 | Residential_2038_SC B_GWh_After Competition Groups_Car Block Heater Timer
Residential | Res ¦ Building Recommissioning, Operations and Maintenance (O&M) Improvements | 2038 | SC B | GWh | After Competition Groups | 295.6651 | 9792.2293 | 0.0097922 | 6595.5067 | 0.044828 | 9 | Residential_2038_SC B_GWh_After Competition Groups_9 | Building Recommissioning, Operations and Maintenance (O&M) Improvements | 4.483% | 0.0097922 | 295.6651 | Residential_2038_SC B_GWh_After Competition Groups_Building Recommissioning, Operations and Maintenance (O&M) Improvements
Residential | Res ¦ Energy Star Torchiere | 2038 | SC B | GWh | After Competition Groups | 241.399 | 1193999.7973 | 1.194 | 6595.5067 | 0.036601 | 10 | Residential_2038_SC B_GWh_After Competition Groups_10 | Energy Star Torchiere | 3.66% | 1.194 | 241.399 | Residential_2038_SC B_GWh_After Competition Groups_Energy Star Torchiere
Residential | Res ¦ Air Sealing | 2038 | SC B | GWh | After Competition Groups | 235.2462 | 7693843.1221 | 7.6938 | 6595.5067 | 0.035668 | 11 | Residential_2038_SC B_GWh_After Competition Groups_11 | Air Sealing | 3.567% | 7.6938 | 235.2462 | Residential_2038_SC B_GWh_After Competition Groups_Air Sealing
Residential | Res ¦ Smart Burners | 2038 | SC B | GWh | After Competition Groups | 196.8229 | 36863617.2082 | 36.8636 | 6595.5067 | 0.029842 | 12 | Residential_2038_SC B_GWh_After Competition Groups_12 | Smart Burners | 2.984% | 36.8636 | 196.8229 | Residential_2038_SC B_GWh_After Competition Groups_Smart Burners
Residential | Res ¦ Energy Star Air Source Heat Pump | 2038 | SC B | GWh | After Competition Groups | 192.3869 | 3862865.2001 | 3.8629 | 6595.5067 | 0.029169 | 13 | Residential_2038_SC B_GWh_After Competition Groups_13 | Energy Star Air Source Heat Pump | 2.917% | 3.8629 | 192.3869 | Residential_2038_SC B_GWh_After Competition Groups_Energy Star Air Source Heat Pump
Residential | Res ¦ Comprehensive Draft Proofing | 2038 | SC B | GWh | After Competition Groups | 150.379 | 0 | 0 | 6595.5067 | 0.0228 | 14 | Residential_2038_SC B_GWh_After Competition Groups_14 | Comprehensive Draft Proofing | 2.28% | 0 | 150.379 | Residential_2038_SC B_GWh_After Competition Groups_Comprehensive Draft Proofing
Residential | Res ¦ Energy Star Clothes Dryer | 2038 | SC B | GWh | After Competition Groups | 136.8598 | 6076231.9927 | 6.0762 | 6595.5067 | 0.02075 | 15 | Residential_2038_SC B_GWh_After Competition Groups_15 | Energy Star Clothes Dryer | 2.075% | 6.0762 | 136.8598 | Residential_2038_SC B_GWh_After Competition Groups_Energy Star Clothes Dryer
Residential | Res ¦ Basement Wall Insulation | 2038 | SC B | GWh | After Competition Groups | 123.4979 | 3282913.9376 | 3.2829 | 6595.5067 | 0.018725 | 16 | Residential_2038_SC B_GWh_After Competition Groups_16 | Basement Wall Insulation | 1.872% | 3.2829 | 123.4979 | Residential_2038_SC B_GWh_After Competition Groups_Basement Wall Insulation
Residential | Res ¦ Attic Insulation | 2038 | SC B | GWh | After Competition Groups | 95.2535 | 5742280.0732 | 5.7423 | 6595.5067 | 0.014442 | 17 | Residential_2038_SC B_GWh_After Competition Groups_17 | Attic Insulation | 1.444% | 5.7423 | 95.2535 | Residential_2038_SC B_GWh_After Competition Groups_Attic Insulation
Residential | Res ¦ Energy Star Light Fixture | 2038 | SC B | GWh | After Competition Groups | 93.981 | 7620488.1817 | 7.6205 | 6595.5067 | 0.014249 | 18 | Residential_2038_SC B_GWh_After Competition Groups_18 | Energy Star Light Fixture | 1.425% | 7.6205 | 93.981 | Residential_2038_SC B_GWh_After Competition Groups_Energy Star Light Fixture
Residential | Res ¦ LED Parking Lot Fixture | 2038 | SC B | GWh | After Competition Groups | 90.6497 | 55828.1775 | 0.055828 | 6595.5067 | 0.013744 | 19 | Residential_2038_SC B_GWh_After Competition Groups_19 | LED Parking Lot Fixture | 1.374% | 0.055828 | 90.6497 | Residential_2038_SC B_GWh_After Competition Groups_LED Parking Lot Fixture
Residential | Res ¦ Occupancy Sensors MF | 2038 | SC B | GWh | After Competition Groups | 88.0102 | 1204.379 | 0.0012044 | 6595.5067 | 0.013344 | 20 | Residential_2038_SC B_GWh_After Competition Groups_20 | Occupancy Sensors MF | 1.334% | 0.0012044 | 88.0102 | Residential_2038_SC B_GWh_After Competition Groups_Occupancy Sensors MF
Residential | Res ¦ Refrigerator Recycling | 2038 | SC B | GWh | After Competition Groups | 77.5029 | 81563.9712 | 0.081564 | 6595.5067 | 0.011751 | 21 | Residential_2038_SC B_GWh_After Competition Groups_21 | Refrigerator Recycling | 1.175% | 0.081564 | 77.5029 | Residential_2038_SC B_GWh_After Competition Groups_Refrigerator Recycling
Residential | Res ¦ Energy Star Room Air Conditioner | 2038 | SC B | GWh | After Competition Groups | 72.2406 | 2271039.4012 | 2.271 | 6595.5067 | 0.010953 | 22 | Residential_2038_SC B_GWh_After Competition Groups_22 | Energy Star Room Air Conditioner | 1.095% | 2.271 | 72.2406 | Residential_2038_SC B_GWh_After Competition Groups_Energy Star Room Air Conditioner
Residential | Res ¦ Clothes Drying Racks | 2038 | SC B | GWh | After Competition Groups | 70.7675 | 353233.8507 | 0.35323 | 6595.5067 | 0.01073 | 23 | Residential_2038_SC B_GWh_After Competition Groups_23 | Clothes Drying Racks | 1.073% | 0.35323 | 70.7675 | Residential_2038_SC B_GWh_After Competition Groups_Clothes Drying Racks
Residential | Res ¦ Energy Star Freezer | 2038 | SC B | GWh | After Competition Groups | 68.1867 | 2117467.7547 | 2.1175 | 6595.5067 | 0.010338 | 24 | Residential_2038_SC B_GWh_After Competition Groups_24 | Energy Star Freezer | 1.034% | 2.1175 | 68.1867 | Residential_2038_SC B_GWh_After Competition Groups_Energy Star Freezer
Residential | Res ¦ Freezer Recycling | 2038 | SC B | GWh | After Competition Groups | 67.9807 | 1783463.649 | 1.7835 | 6595.5067 | 0.010307 | 25 | Residential_2038_SC B_GWh_After Competition Groups_25 | Freezer Recycling | 1.031% | 1.7835 | 67.9807 | Residential_2038_SC B_GWh_After Competition Groups_Freezer Recycling
Residential | Res ¦ Smart Power Bar | 2038 | SC B | GWh | After Competition Groups | 53.9097 | 26929066.3661 | 26.9291 | 6595.5067 | 0.0081737 | 26 | Residential_2038_SC B_GWh_After Competition Groups_26 | Smart Power Bar | 0.8174% | 26.9291 | 53.9097 | Residential_2038_SC B_GWh_After Competition Groups_Smart Power Bar
Residential | Res ¦ Home Energy Reports | 2038 | SC B | GWh | After Competition Groups | 43.9002 | 2767331.5782 | 2.7673 | 6595.5067 | 0.0066561 | 27 | Residential_2038_SC B_GWh_After Competition Groups_27 | Home Energy Reports | 0.6656% | 2.7673 | 43.9002 | Residential_2038_SC B_GWh_After Competition Groups_Home Energy Reports
Residential | Res ¦ Advanced BAS/Controllers | 2038 | SC B | GWh | After Competition Groups | 43.2734 | 47911.7029 | 0.047912 | 6595.5067 | 0.006561 | 28 | Residential_2038_SC B_GWh_After Competition Groups_28 | Advanced BAS/Controllers | 0.6561% | 0.047912 | 43.2734 | Residential_2038_SC B_GWh_After Competition Groups_Advanced BAS/Controllers
Residential | Res ¦ LED Exterior Area Lights - LED Fixture (200W) | 2038 | SC B | GWh | After Competition Groups | 41.6367 | 212334.4269 | 0.21233 | 6595.5067 | 0.0063129 | 29 | Residential_2038_SC B_GWh_After Competition Groups_29 | LED Exterior Area Lights - LED Fixture (200W) | 0.6313% | 0.21233 | 41.6367 | Residential_2038_SC B_GWh_After Competition Groups_LED Exterior Area Lights - LED Fixture (200W)
Residential | Res ¦ Furnace Whistle | 2038 | SC B | GWh | After Competition Groups | 37.2632 | 1914.3079 | 0.0019143 | 6595.5067 | 0.0056498 | 30 | Residential_2038_SC B_GWh_After Competition Groups_30 | Furnace Whistle | 0.565% | 0.0019143 | 37.2632 | Residential_2038_SC B_GWh_After Competition Groups_Furnace Whistle
Residential | Res ¦ Outside Air Economizer | 2038 | SC B | GWh | After Competition Groups | 34.7241 | 88206.8039 | 0.088207 | 6595.5067 | 0.0052648 | 31 | Residential_2038_SC B_GWh_After Competition Groups_31 | Outside Air Economizer | 0.5265% | 0.088207 | 34.7241 | Residential_2038_SC B_GWh_After Competition Groups_Outside Air Economizer
Residential | Res ¦ Heat Recovery Ventilator | 2038 | SC B | GWh | After Competition Groups | 31.23 | 4653487.8847 | 4.6535 | 6595.5067 | 0.004735 | 32 | Residential_2038_SC B_GWh_After Competition Groups_32 | Heat Recovery Ventilator | 0.4735% | 4.6535 | 31.23 | Residential_2038_SC B_GWh_After Competition Groups_Heat Recovery Ventilator
Residential | Res ¦ LED Tube Re-Lamp | 2038 | SC B | GWh | After Competition Groups | 29.7003 | 266729.7114 | 0.26673 | 6595.5067 | 0.0045031 | 33 | Residential_2038_SC B_GWh_After Competition Groups_33 | LED Tube Re-Lamp | 0.4503% | 0.26673 | 29.7003 | Residential_2038_SC B_GWh_After Competition Groups_LED Tube Re-Lamp
Residential | Res ¦ Energy Star Dehumidifier | 2038 | SC B | GWh | After Competition Groups | 25.6174 | 261535.5173 | 0.26154 | 6595.5067 | 0.0038841 | 34 | Residential_2038_SC B_GWh_After Competition Groups_34 | Energy Star Dehumidifier | 0.3884% | 0.26154 | 25.6174 | Residential_2038_SC B_GWh_After Competition Groups_Energy Star Dehumidifier
Residential | Res ¦ Floor Insulation | 2038 | SC B | GWh | After Competition Groups | 24.9544 | 2352438.1636 | 2.3524 | 6595.5067 | 0.0037835 | 35 | Residential_2038_SC B_GWh_After Competition Groups_35 | Floor Insulation | 0.3784% | 2.3524 | 24.9544 | Residential_2038_SC B_GWh_After Competition Groups_Floor Insulation
Residential | Res ¦ Duct Insulation | 2038 | SC B | GWh | After Competition Groups | 24.2038 | 2254628.5183 | 2.2546 | 6595.5067 | 0.0036697 | 36 | Residential_2038_SC B_GWh_After Competition Groups_36 | Duct Insulation | 0.367% | 2.2546 | 24.2038 | Residential_2038_SC B_GWh_After Competition Groups_Duct Insulation
Residential | Res ¦ Tankless Water Heater | 2038 | SC B | GWh | After Competition Groups | 23.687 | 1347059.7264 | 1.3471 | 6595.5067 | 0.0035914 | 37 | Residential_2038_SC B_GWh_After Competition Groups_37 | Tankless Water Heater | 0.3591% | 1.3471 | 23.687 | Residential_2038_SC B_GWh_After Competition Groups_Tankless Water Heater
Residential | Res ¦ Minimize Hot and Warm Clothes Wash | 2038 | SC B | GWh | After Competition Groups | 23.6065 | 0 | 0 | 6595.5067 | 0.0035792 | 38 | Residential_2038_SC B_GWh_After Competition Groups_38 | Minimize Hot and Warm Clothes Wash | 0.3579% | 0 | 23.6065 | Residential_2038_SC B_GWh_After Competition Groups_Minimize Hot and Warm Clothes Wash
Residential | Res ¦ LED Downlight | 2038 | SC B | GWh | After Competition Groups | 20.1373 | 629163.6712 | 0.62916 | 6595.5067 | 0.0030532 | 39 | Residential_2038_SC B_GWh_After Competition Groups_39 | LED Downlight | 0.3053% | 0.62916 | 20.1373 | Residential_2038_SC B_GWh_After Competition Groups_LED Downlight
Residential | Res ¦ Demand Control Ventilation | 2038 | SC B | GWh | After Competition Groups | 19.9575 | 27477.087 | 0.027477 | 6595.5067 | 0.0030259 | 40 | Residential_2038_SC B_GWh_After Competition Groups_40 | Demand Control Ventilation | 0.3026% | 0.027477 | 19.9575 | Residential_2038_SC B_GWh_After Competition Groups_Demand Control Ventilation
Residential | Res ¦ CO Sensors for parking garage exhaust fans | 2038 | SC B | GWh | After Competition Groups | 19.0246 | 188349.5034 | 0.18835 | 6595.5067 | 0.0028845 | 41 | Residential_2038_SC B_GWh_After Competition Groups_41 | CO Sensors for parking garage exhaust fans | 0.2884% | 0.18835 | 19.0246 | Residential_2038_SC B_GWh_After Competition Groups_CO Sensors for parking garage exhaust fans
Residential | Res ¦ High Efficiency Chiller (avg of water and air cooled) | 2038 | SC B | GWh | After Competition Groups | 18.6294 | 146550.9508 | 0.14655 | 6595.5067 | 0.0028246 | 42 | Residential_2038_SC B_GWh_After Competition Groups_42 | High Efficiency Chiller (avg of water and air cooled) | 0.2825% | 0.14655 | 18.6294 | Residential_2038_SC B_GWh_After Competition Groups_High Efficiency Chiller (avg of water and air cooled)
Residential | Res ¦ ENERGY STAR LED LAMPS (REFLECTOR LAMPs/MR16/PAR 16) | 2038 | SC B | GWh | After Competition Groups | 16.9164 | 36237.6008 | 0.036238 | 6595.5067 | 0.0025648 | 43 | Residential_2038_SC B_GWh_After Competition Groups_43 | ENERGY STAR LED LAMPS (REFLECTOR LAMPs/MR16/PAR 16) | 0.2565% | 0.036238 | 16.9164 | Residential_2038_SC B_GWh_After Competition Groups_ENERGY STAR LED LAMPS (REFLECTOR LAMPs/MR16/PAR 16)
Residential | Res ¦ Condensing Make Up Air Unit | 2038 | SC B | GWh | After Competition Groups | 16.0792 | 1076055.3018 | 1.0761 | 6595.5067 | 0.0024379 | 44 | Residential_2038_SC B_GWh_After Competition Groups_44 | Condensing Make Up Air Unit | 0.2438% | 1.0761 | 16.0792 | Residential_2038_SC B_GWh_After Competition Groups_Condensing Make Up Air Unit
Residential | Res ¦ Variable Frequency Drive (VFD) | 2038 | SC B | GWh | After Competition Groups | 15.8069 | 11626.2286 | 0.011626 | 6595.5067 | 0.0023966 | 45 | Residential_2038_SC B_GWh_After Competition Groups_45 | Variable Frequency Drive (VFD) | 0.2397% | 0.011626 | 15.8069 | Residential_2038_SC B_GWh_After Competition Groups_Variable Frequency Drive (VFD)
Residential | Res ¦ Water Heater Temperature Setback | 2038 | SC B | GWh | After Competition Groups | 11.8119 | 1927.5928 | 0.0019276 | 6595.5067 | 0.0017909 | 46 | Residential_2038_SC B_GWh_After Competition Groups_46 | Water Heater Temperature Setback | 0.1791% | 0.0019276 | 11.8119 | Residential_2038_SC B_GWh_After Competition Groups_Water Heater Temperature Setback
Residential | Res ¦ Duct Insulation MF | 2038 | SC B | GWh | After Competition Groups | 10.1071 | 1723146.51 | 1.7231 | 6595.5067 | 0.0015324 | 47 | Residential_2038_SC B_GWh_After Competition Groups_47 | Duct Insulation MF | 0.1532% | 1.7231 | 10.1071 | Residential_2038_SC B_GWh_After Competition Groups_Duct Insulation MF
Residential | Res ¦ Heavy Duty Outdoor/Holiday Plug-in Timers | 2038 | SC B | GWh | After Competition Groups | 9.989 | 2168240.4846 | 2.1682 | 6595.5067 | 0.0015145 | 48 | Residential_2038_SC B_GWh_After Competition Groups_48 | Heavy Duty Outdoor/Holiday Plug-in Timers | 0.1515% | 2.1682 | 9.989 | Residential_2038_SC B_GWh_After Competition Groups_Heavy Duty Outdoor/Holiday Plug-in Timers
Residential | Res ¦ VFD on Pumps | 2038 | SC B | GWh | After Competition Groups | 4.8608 | 4355.3819 | 0.0043554 | 6595.5067 | 0.00073699 | 49 | Residential_2038_SC B_GWh_After Competition Groups_49 | VFD on Pumps | 0.0737% | 0.0043554 | 4.8608 | Residential_2038_SC B_GWh_After Competition Groups_VFD on Pumps
Residential | Res ¦ ENERGY STAR LED Lamps (General Service Lamps) | 2038 | SC B | GWh | After Competition Groups | 3.7215 | 6494.3154 | 0.0064943 | 6595.5067 | 0.00056425 | 50 | Residential_2038_SC B_GWh_After Competition Groups_50 | ENERGY STAR LED Lamps (General Service Lamps) | 0.05643% | 0.0064943 | 3.7215 | Residential_2038_SC B_GWh_After Competition Groups_ENERGY STAR LED Lamps (General Service Lamps)
Residential | Res ¦ ECM MOTORS FOR HVAC APPLICATION (FAN-POWERED VAV BOX) | 2038 | SC B | GWh | After Competition Groups | 3.0107 | 21185.5536 | 0.021186 | 6595.5067 | 0.00045648 | 51 | Residential_2038_SC B_GWh_After Competition Groups_51 | ECM MOTORS FOR HVAC APPLICATION (FAN-POWERED VAV BOX) | 0.04565% | 0.021186 | 3.0107 | Residential_2038_SC B_GWh_After Competition Groups_ECM MOTORS FOR HVAC APPLICATION (FAN-POWERED VAV BOX)
Residential | Res ¦ Beverage Vending Machine Controls | 2038 | SC B | GWh | After Competition Groups | 2.1865 | 9147.8199 | 0.0091478 | 6595.5067 | 0.00033151 | 52 | Residential_2038_SC B_GWh_After Competition Groups_52 | Beverage Vending Machine Controls | 0.03315% | 0.0091478 | 2.1865 | Residential_2038_SC B_GWh_After Competition Groups_Beverage Vending Machine Controls
Residential | Res ¦ Wall Insulation | 2038 | SC B | GWh | After Competition Groups | 0.92857 | 259071.6078 | 0.25907 | 6595.5067 | 0.00014079 | 53 | Residential_2038_SC B_GWh_After Competition Groups_53 | Wall Insulation | 0.01408% | 0.25907 | 0.92857 | Residential_2038_SC B_GWh_After Competition Groups_Wall Insulation
Residential | Res ¦ Chilled Water Optimization | 2038 | SC B | GWh | After Competition Groups | 0.38986 | 186.8715 | 0.00018687 | 6595.5067 | 5.9109e-05 | 54 | Residential_2038_SC B_GWh_After Competition Groups_54 | Chilled Water Optimization | 0.005911% | 0.00018687 | 0.38986 | Residential_2038_SC B_GWh_After Competition Groups_Chilled Water Optimization
Residential | Res ¦ LED High Bay Fixture | 2038 | SC B | GWh | After Competition Groups | 0.21071 | 1539.2084 | 0.0015392 | 6595.5067 | 3.1947e-05 | 55 | Residential_2038_SC B_GWh_After Competition Groups_55 | LED High Bay Fixture | 0.003195% | 0.0015392 | 0.21071 | Residential_2038_SC B_GWh_After Competition Groups_LED High Bay Fixture
Residential | Res ¦ Wall Insulation MF | 2038 | SC B | GWh | After Competition Groups | 0.021754 | 0 | 0 | 6595.5067 | 3.2983e-06 | 56 | Residential_2038_SC B_GWh_After Competition Groups_56 | Wall Insulation MF | 0.0003298% | 0 | 0.021754 | Residential_2038_SC B_GWh_After Competition Groups_Wall Insulation MF
Residential | Res ¦ Energy Star Clothes Washer | 2038 | SC C | GWh | After Competition Groups | 652.671 | 13196659.8574 | 13.1967 | 5607.0715 | 0.1164 | 1 | Residential_2038_SC C_GWh_After Competition Groups_1 | Energy Star Clothes Washer | 11.64% | 13.1967 | 652.671 | Residential_2038_SC C_GWh_After Competition Groups_Energy Star Clothes Washer
Residential | Res ¦ Energy Star LED Specialty Bulbs | 2038 | SC C | GWh | After Competition Groups | 626.6494 | 27660.292 | 0.02766 | 5607.0715 | 0.11176 | 2 | Residential_2038_SC C_GWh_After Competition Groups_2 | Energy Star LED Specialty Bulbs | 11.18% | 0.02766 | 626.6494 | Residential_2038_SC C_GWh_After Competition Groups_Energy Star LED Specialty Bulbs
Residential | Res ¦ Ductless Mini-Split Heat Pump | 2038 | SC C | GWh | After Competition Groups | 475.6735 | 5428200.7965 | 5.4282 | 5607.0715 | 0.084835 | 3 | Residential_2038_SC C_GWh_After Competition Groups_3 | Ductless Mini-Split Heat Pump | 8.483% | 5.4282 | 475.6735 | Residential_2038_SC C_GWh_After Competition Groups_Ductless Mini-Split Heat Pump
Residential | Res ¦ Energy Star A Line, PAR, MR Lamps | 2038 | SC C | GWh | After Competition Groups | 320.0146 | 20468.3445 | 0.020468 | 5607.0715 | 0.057073 | 4 | Residential_2038_SC C_GWh_After Competition Groups_4 | Energy Star A Line, PAR, MR Lamps | 5.707% | 0.020468 | 320.0146 | Residential_2038_SC C_GWh_After Competition Groups_Energy Star A Line, PAR, MR Lamps
Residential | Res ¦ Variable Speed Pool Pump Motor | 2038 | SC C | GWh | After Competition Groups | 307.5619 | 3494123.335 | 3.4941 | 5607.0715 | 0.054853 | 5 | Residential_2038_SC C_GWh_After Competition Groups_5 | Variable Speed Pool Pump Motor | 5.485% | 3.4941 | 307.5619 | Residential_2038_SC C_GWh_After Competition Groups_Variable Speed Pool Pump Motor
Residential | Res ¦ Car Block Heater Timer | 2038 | SC C | GWh | After Competition Groups | 307.3906 | 322754.7011 | 0.32275 | 5607.0715 | 0.054822 | 6 | Residential_2038_SC C_GWh_After Competition Groups_6 | Car Block Heater Timer | 5.482% | 0.32275 | 307.3906 | Residential_2038_SC C_GWh_After Competition Groups_Car Block Heater Timer
Residential | Res ¦ Adaptive Thermostat | 2038 | SC C | GWh | After Competition Groups | 277.3206 | 9005964.6825 | 9.006 | 5607.0715 | 0.049459 | 7 | Residential_2038_SC C_GWh_After Competition Groups_7 | Adaptive Thermostat | 4.946% | 9.006 | 277.3206 | Residential_2038_SC C_GWh_After Competition Groups_Adaptive Thermostat
Residential | Res ¦ Energy Star LED Bulbs General Purpose LEDs | 2038 | SC C | GWh | After Competition Groups | 266.208 | 0 | 0 | 5607.0715 | 0.047477 | 8 | Residential_2038_SC C_GWh_After Competition Groups_8 | Energy Star LED Bulbs General Purpose LEDs | 4.748% | 0 | 266.208 | Residential_2038_SC C_GWh_After Competition Groups_Energy Star LED Bulbs General Purpose LEDs
Residential | Res ¦ Building Recommissioning, Operations and Maintenance (O&M) Improvements | 2038 | SC C | GWh | After Competition Groups | 238.355 | 106712.4528 | 0.10671 | 5607.0715 | 0.04251 | 9 | Residential_2038_SC C_GWh_After Competition Groups_9 | Building Recommissioning, Operations and Maintenance (O&M) Improvements | 4.251% | 0.10671 | 238.355 | Residential_2038_SC C_GWh_After Competition Groups_Building Recommissioning, Operations and Maintenance (O&M) Improvements
Residential | Res ¦ Air Sealing | 2038 | SC C | GWh | After Competition Groups | 213.7078 | 7695657.6601 | 7.6957 | 5607.0715 | 0.038114 | 10 | Residential_2038_SC C_GWh_After Competition Groups_10 | Air Sealing | 3.811% | 7.6957 | 213.7078 | Residential_2038_SC C_GWh_After Competition Groups_Air Sealing
Residential | Res ¦ Energy Star Torchiere | 2038 | SC C | GWh | After Competition Groups | 195.5088 | 1527667.1871 | 1.5277 | 5607.0715 | 0.034868 | 11 | Residential_2038_SC C_GWh_After Competition Groups_11 | Energy Star Torchiere | 3.487% | 1.5277 | 195.5088 | Residential_2038_SC C_GWh_After Competition Groups_Energy Star Torchiere
Residential | Res ¦ Smart Burners | 2038 | SC C | GWh | After Competition Groups | 149.9627 | 32407188.5811 | 32.4072 | 5607.0715 | 0.026745 | 12 | Residential_2038_SC C_GWh_After Competition Groups_12 | Smart Burners | 2.675% | 32.4072 | 149.9627 | Residential_2038_SC C_GWh_After Competition Groups_Smart Burners
Residential | Res ¦ Energy Star Air Source Heat Pump | 2038 | SC C | GWh | After Competition Groups | 141.7169 | 3644900.1814 | 3.6449 | 5607.0715 | 0.025275 | 13 | Residential_2038_SC C_GWh_After Competition Groups_13 | Energy Star Air Source Heat Pump | 2.527% | 3.6449 | 141.7169 | Residential_2038_SC C_GWh_After Competition Groups_Energy Star Air Source Heat Pump
Residential | Res ¦ Energy Star Clothes Dryer | 2038 | SC C | GWh | After Competition Groups | 136.9032 | 6078627.8829 | 6.0786 | 5607.0715 | 0.024416 | 14 | Residential_2038_SC C_GWh_After Competition Groups_14 | Energy Star Clothes Dryer | 2.442% | 6.0786 | 136.9032 | Residential_2038_SC C_GWh_After Competition Groups_Energy Star Clothes Dryer
Residential | Res ¦ Basement Wall Insulation | 2038 | SC C | GWh | After Competition Groups | 123.5152 | 3283563.1644 | 3.2836 | 5607.0715 | 0.022028 | 15 | Residential_2038_SC C_GWh_After Competition Groups_15 | Basement Wall Insulation | 2.203% | 3.2836 | 123.5152 | Residential_2038_SC C_GWh_After Competition Groups_Basement Wall Insulation
Residential | Res ¦ Comprehensive Draft Proofing | 2038 | SC C | GWh | After Competition Groups | 121.2303 | 0 | 0 | 5607.0715 | 0.021621 | 16 | Residential_2038_SC C_GWh_After Competition Groups_16 | Comprehensive Draft Proofing | 2.162% | 0 | 121.2303 | Residential_2038_SC C_GWh_After Competition Groups_Comprehensive Draft Proofing
Residential | Res ¦ Attic Insulation | 2038 | SC C | GWh | After Competition Groups | 92.9662 | 5744194.3825 | 5.7442 | 5607.0715 | 0.01658 | 17 | Residential_2038_SC C_GWh_After Competition Groups_17 | Attic Insulation | 1.658% | 5.7442 | 92.9662 | Residential_2038_SC C_GWh_After Competition Groups_Attic Insulation
Residential | Res ¦ Energy Star Light Fixture | 2038 | SC C | GWh | After Competition Groups | 89.3777 | 7773054.3107 | 7.7731 | 5607.0715 | 0.01594 | 18 | Residential_2038_SC C_GWh_After Competition Groups_18 | Energy Star Light Fixture | 1.594% | 7.7731 | 89.3777 | Residential_2038_SC C_GWh_After Competition Groups_Energy Star Light Fixture
Residential | Res ¦ LED Parking Lot Fixture | 2038 | SC C | GWh | After Competition Groups | 86.8825 | 0 | 0 | 5607.0715 | 0.015495 | 19 | Residential_2038_SC C_GWh_After Competition Groups_19 | LED Parking Lot Fixture | 1.55% | 0 | 86.8825 | Residential_2038_SC C_GWh_After Competition Groups_LED Parking Lot Fixture
Residential | Res ¦ Smart Power Bar | 2038 | SC C | GWh | After Competition Groups | 66.3032 | 33123181.0476 | 33.1232 | 5607.0715 | 0.011825 | 20 | Residential_2038_SC C_GWh_After Competition Groups_20 | Smart Power Bar | 1.182% | 33.1232 | 66.3032 | Residential_2038_SC C_GWh_After Competition Groups_Smart Power Bar
Residential | Res ¦ Occupancy Sensors MF | 2038 | SC C | GWh | After Competition Groups | 64.3098 | 13126.338 | 0.013126 | 5607.0715 | 0.011469 | 21 | Residential_2038_SC C_GWh_After Competition Groups_21 | Occupancy Sensors MF | 1.147% | 0.013126 | 64.3098 | Residential_2038_SC C_GWh_After Competition Groups_Occupancy Sensors MF
Residential | Res ¦ Energy Star Room Air Conditioner | 2038 | SC C | GWh | After Competition Groups | 62.6886 | 2295993.347 | 2.296 | 5607.0715 | 0.01118 | 22 | Residential_2038_SC C_GWh_After Competition Groups_22 | Energy Star Room Air Conditioner | 1.118% | 2.296 | 62.6886 | Residential_2038_SC C_GWh_After Competition Groups_Energy Star Room Air Conditioner
Residential | Res ¦ Refrigerator Recycling | 2038 | SC C | GWh | After Competition Groups | 62.4809 | 888401.5397 | 0.8884 | 5607.0715 | 0.011143 | 23 | Residential_2038_SC C_GWh_After Competition Groups_23 | Refrigerator Recycling | 1.114% | 0.8884 | 62.4809 | Residential_2038_SC C_GWh_After Competition Groups_Refrigerator Recycling
Residential | Res ¦ Energy Star Freezer | 2038 | SC C | GWh | After Competition Groups | 61.3219 | 2393128.2253 | 2.3931 | 5607.0715 | 0.010937 | 24 | Residential_2038_SC C_GWh_After Competition Groups_24 | Energy Star Freezer | 1.094% | 2.3931 | 61.3219 | Residential_2038_SC C_GWh_After Competition Groups_Energy Star Freezer
Residential | Res ¦ Home Energy Reports | 2038 | SC C | GWh | After Competition Groups | 43.9002 | 2767331.5782 | 2.7673 | 5607.0715 | 0.0078294 | 25 | Residential_2038_SC C_GWh_After Competition Groups_25 | Home Energy Reports | 0.7829% | 2.7673 | 43.9002 | Residential_2038_SC C_GWh_After Competition Groups_Home Energy Reports
Residential | Res ¦ LED Exterior Area Lights - LED Fixture (200W) | 2038 | SC C | GWh | After Competition Groups | 41.6367 | 212355.6625 | 0.21236 | 5607.0715 | 0.0074257 | 26 | Residential_2038_SC C_GWh_After Competition Groups_26 | LED Exterior Area Lights - LED Fixture (200W) | 0.7426% | 0.21236 | 41.6367 | Residential_2038_SC C_GWh_After Competition Groups_LED Exterior Area Lights - LED Fixture (200W)
Residential | Res ¦ Advanced BAS/Controllers | 2038 | SC C | GWh | After Competition Groups | 34.8861 | 521768.5988 | 0.52177 | 5607.0715 | 0.0062218 | 27 | Residential_2038_SC C_GWh_After Competition Groups_27 | Advanced BAS/Controllers | 0.6222% | 0.52177 | 34.8861 | Residential_2038_SC C_GWh_After Competition Groups_Advanced BAS/Controllers
Residential | Res ¦ Outside Air Economizer | 2038 | SC C | GWh | After Competition Groups | 30.521 | 159807.2984 | 0.15981 | 5607.0715 | 0.0054433 | 28 | Residential_2038_SC C_GWh_After Competition Groups_28 | Outside Air Economizer | 0.5443% | 0.15981 | 30.521 | Residential_2038_SC C_GWh_After Competition Groups_Outside Air Economizer
Residential | Res ¦ Furnace Whistle | 2038 | SC C | GWh | After Competition Groups | 30.0403 | 20863.2172 | 0.020863 | 5607.0715 | 0.0053576 | 29 | Residential_2038_SC C_GWh_After Competition Groups_29 | Furnace Whistle | 0.5358% | 0.020863 | 30.0403 | Residential_2038_SC C_GWh_After Competition Groups_Furnace Whistle
Residential | Res ¦ LED Tube Re-Lamp | 2038 | SC C | GWh | After Competition Groups | 29.7003 | 266756.387 | 0.26676 | 5607.0715 | 0.0052969 | 30 | Residential_2038_SC C_GWh_After Competition Groups_30 | LED Tube Re-Lamp | 0.5297% | 0.26676 | 29.7003 | Residential_2038_SC C_GWh_After Competition Groups_LED Tube Re-Lamp
Residential | Res ¦ Minimize Hot and Warm Clothes Wash | 2038 | SC C | GWh | After Competition Groups | 23.6065 | 0 | 0 | 5607.0715 | 0.0042101 | 31 | Residential_2038_SC C_GWh_After Competition Groups_31 | Minimize Hot and Warm Clothes Wash | 0.421% | 0 | 23.6065 | Residential_2038_SC C_GWh_After Competition Groups_Minimize Hot and Warm Clothes Wash
Residential | Res ¦ LED Downlight | 2038 | SC C | GWh | After Competition Groups | 20.1373 | 629226.5939 | 0.62923 | 5607.0715 | 0.0035914 | 32 | Residential_2038_SC C_GWh_After Competition Groups_32 | LED Downlight | 0.3591% | 0.62923 | 20.1373 | Residential_2038_SC C_GWh_After Competition Groups_LED Downlight
Residential | Res ¦ Floor Insulation | 2038 | SC C | GWh | After Competition Groups | 19.4549 | 2353778.8907 | 2.3538 | 5607.0715 | 0.0034697 | 33 | Residential_2038_SC C_GWh_After Competition Groups_33 | Floor Insulation | 0.347% | 2.3538 | 19.4549 | Residential_2038_SC C_GWh_After Competition Groups_Floor Insulation
Residential | Res ¦ Energy Star Dehumidifier | 2038 | SC C | GWh | After Competition Groups | 19.2977 | 1583909.0028 | 1.5839 | 5607.0715 | 0.0034417 | 34 | Residential_2038_SC C_GWh_After Competition Groups_34 | Energy Star Dehumidifier | 0.3442% | 1.5839 | 19.2977 | Residential_2038_SC C_GWh_After Competition Groups_Energy Star Dehumidifier
Residential | Res ¦ High Efficiency Chiller (avg of water and air cooled) | 2038 | SC C | GWh | After Competition Groups | 18.3165 | 148450.5496 | 0.14845 | 5607.0715 | 0.0032667 | 35 | Residential_2038_SC C_GWh_After Competition Groups_35 | High Efficiency Chiller (avg of water and air cooled) | 0.3267% | 0.14845 | 18.3165 | Residential_2038_SC C_GWh_After Competition Groups_High Efficiency Chiller (avg of water and air cooled)
Residential | Res ¦ Tankless Water Heater | 2038 | SC C | GWh | After Competition Groups | 17.7228 | 1280762.4944 | 1.2808 | 5607.0715 | 0.0031608 | 36 | Residential_2038_SC C_GWh_After Competition Groups_36 | Tankless Water Heater | 0.3161% | 1.2808 | 17.7228 | Residential_2038_SC C_GWh_After Competition Groups_Tankless Water Heater
Residential | Res ¦ ENERGY STAR LED LAMPS (REFLECTOR LAMPs/MR16/PAR 16) | 2038 | SC C | GWh | After Competition Groups | 16.9164 | 36241.2249 | 0.036241 | 5607.0715 | 0.003017 | 37 | Residential_2038_SC C_GWh_After Competition Groups_37 | ENERGY STAR LED LAMPS (REFLECTOR LAMPs/MR16/PAR 16) | 0.3017% | 0.036241 | 16.9164 | Residential_2038_SC C_GWh_After Competition Groups_ENERGY STAR LED LAMPS (REFLECTOR LAMPs/MR16/PAR 16)
Residential | Res ¦ Demand Control Ventilation | 2038 | SC C | GWh | After Competition Groups | 16.0895 | 298390.1106 | 0.29839 | 5607.0715 | 0.0028695 | 38 | Residential_2038_SC C_GWh_After Competition Groups_38 | Demand Control Ventilation | 0.2869% | 0.29839 | 16.0895 | Residential_2038_SC C_GWh_After Competition Groups_Demand Control Ventilation
Residential | Res ¦ CO Sensors for parking garage exhaust fans | 2038 | SC C | GWh | After Competition Groups | 15.0587 | 327721.9996 | 0.32772 | 5607.0715 | 0.0026857 | 39 | Residential_2038_SC C_GWh_After Competition Groups_39 | CO Sensors for parking garage exhaust fans | 0.2686% | 0.32772 | 15.0587 | Residential_2038_SC C_GWh_After Competition Groups_CO Sensors for parking garage exhaust fans
Residential | Res ¦ Condensing Make Up Air Unit | 2038 | SC C | GWh | After Competition Groups | 13.2614 | 1142990.455 | 1.143 | 5607.0715 | 0.0023651 | 40 | Residential_2038_SC C_GWh_After Competition Groups_40 | Condensing Make Up Air Unit | 0.2365% | 1.143 | 13.2614 | Residential_2038_SC C_GWh_After Competition Groups_Condensing Make Up Air Unit
Residential | Res ¦ Variable Frequency Drive (VFD) | 2038 | SC C | GWh | After Competition Groups | 12.7431 | 126667.3334 | 0.12667 | 5607.0715 | 0.0022727 | 41 | Residential_2038_SC C_GWh_After Competition Groups_41 | Variable Frequency Drive (VFD) | 0.2273% | 0.12667 | 12.7431 | Residential_2038_SC C_GWh_After Competition Groups_Variable Frequency Drive (VFD)
Residential | Res ¦ Heavy Duty Outdoor/Holiday Plug-in Timers | 2038 | SC C | GWh | After Competition Groups | 12.2884 | 3535608.8111 | 3.5356 | 5607.0715 | 0.0021916 | 42 | Residential_2038_SC C_GWh_After Competition Groups_42 | Heavy Duty Outdoor/Holiday Plug-in Timers | 0.2192% | 3.5356 | 12.2884 | Residential_2038_SC C_GWh_After Competition Groups_Heavy Duty Outdoor/Holiday Plug-in Timers
Residential | Res ¦ Water Heater Temperature Setback | 2038 | SC C | GWh | After Competition Groups | 9.5224 | 21006.8047 | 0.021007 | 5607.0715 | 0.0016983 | 43 | Residential_2038_SC C_GWh_After Competition Groups_43 | Water Heater Temperature Setback | 0.1698% | 0.021007 | 9.5224 | Residential_2038_SC C_GWh_After Competition Groups_Water Heater Temperature Setback
Residential | Res ¦ Duct Insulation MF | 2038 | SC C | GWh | After Competition Groups | 9.2004 | 1724306.8684 | 1.7243 | 5607.0715 | 0.0016409 | 44 | Residential_2038_SC C_GWh_After Competition Groups_44 | Duct Insulation MF | 0.1641% | 1.7243 | 9.2004 | Residential_2038_SC C_GWh_After Competition Groups_Duct Insulation MF
Residential | Res ¦ Heat Recovery Ventilator | 2038 | SC C | GWh | After Competition Groups | 8.3321 | 3689962.3728 | 3.69 | 5607.0715 | 0.001486 | 45 | Residential_2038_SC C_GWh_After Competition Groups_45 | Heat Recovery Ventilator | 0.1486% | 3.69 | 8.3321 | Residential_2038_SC C_GWh_After Competition Groups_Heat Recovery Ventilator
Residential | Res ¦ Duct Insulation | 2038 | SC C | GWh | After Competition Groups | 6.8288 | 2259358.9 | 2.2594 | 5607.0715 | 0.0012179 | 46 | Residential_2038_SC C_GWh_After Competition Groups_46 | Duct Insulation | 0.1218% | 2.2594 | 6.8288 | Residential_2038_SC C_GWh_After Competition Groups_Duct Insulation
Residential | Res ¦ Clothes Drying Racks | 2038 | SC C | GWh | After Competition Groups | 4.0931 | 0 | 0 | 5607.0715 | 0.00072999 | 47 | Residential_2038_SC C_GWh_After Competition Groups_47 | Clothes Drying Racks | 0.073% | 0 | 4.0931 | Residential_2038_SC C_GWh_After Competition Groups_Clothes Drying Racks
Residential | Res ¦ VFD on Pumps | 2038 | SC C | GWh | After Competition Groups | 3.9186 | 47447.978 | 0.047448 | 5607.0715 | 0.00069887 | 48 | Residential_2038_SC C_GWh_After Competition Groups_48 | VFD on Pumps | 0.06989% | 0.047448 | 3.9186 | Residential_2038_SC C_GWh_After Competition Groups_VFD on Pumps
Residential | Res ¦ ENERGY STAR LED Lamps (General Service Lamps) | 2038 | SC C | GWh | After Competition Groups | 3.7215 | 6494.9649 | 0.006495 | 5607.0715 | 0.00066372 | 49 | Residential_2038_SC C_GWh_After Competition Groups_49 | ENERGY STAR LED Lamps (General Service Lamps) | 0.06637% | 0.006495 | 3.7215 | Residential_2038_SC C_GWh_After Competition Groups_ENERGY STAR LED Lamps (General Service Lamps)
Residential | Res ¦ ECM MOTORS FOR HVAC APPLICATION (FAN-POWERED VAV BOX) | 2038 | SC C | GWh | After Competition Groups | 2.3271 | 36197.19 | 0.036197 | 5607.0715 | 0.00041503 | 50 | Residential_2038_SC C_GWh_After Competition Groups_50 | ECM MOTORS FOR HVAC APPLICATION (FAN-POWERED VAV BOX) | 0.0415% | 0.036197 | 2.3271 | Residential_2038_SC C_GWh_After Competition Groups_ECM MOTORS FOR HVAC APPLICATION (FAN-POWERED VAV BOX)
Residential | Res ¦ Beverage Vending Machine Controls | 2038 | SC C | GWh | After Competition Groups | 1.6791 | 18218.6694 | 0.018219 | 5607.0715 | 0.00029946 | 51 | Residential_2038_SC C_GWh_After Competition Groups_51 | Beverage Vending Machine Controls | 0.02995% | 0.018219 | 1.6791 | Residential_2038_SC C_GWh_After Competition Groups_Beverage Vending Machine Controls
Residential | Res ¦ Wall Insulation | 2038 | SC C | GWh | After Competition Groups | 0.58797 | 259301.6868 | 0.2593 | 5607.0715 | 0.00010486 | 52 | Residential_2038_SC C_GWh_After Competition Groups_52 | Wall Insulation | 0.01049% | 0.2593 | 0.58797 | Residential_2038_SC C_GWh_After Competition Groups_Wall Insulation
Residential | Res ¦ Chilled Water Optimization | 2038 | SC C | GWh | After Competition Groups | 0.32591 | 200.8966 | 0.0002009 | 5607.0715 | 5.8125e-05 | 53 | Residential_2038_SC C_GWh_After Competition Groups_53 | Chilled Water Optimization | 0.005813% | 0.0002009 | 0.32591 | Residential_2038_SC C_GWh_After Competition Groups_Chilled Water Optimization
Residential | Res ¦ LED High Bay Fixture | 2038 | SC C | GWh | After Competition Groups | 0.21071 | 1539.3623 | 0.0015394 | 5607.0715 | 3.7579e-05 | 54 | Residential_2038_SC C_GWh_After Competition Groups_54 | LED High Bay Fixture | 0.003758% | 0.0015394 | 0.21071 | Residential_2038_SC C_GWh_After Competition Groups_LED High Bay Fixture
Residential | Res ¦ Wall Insulation MF | 2038 | SC C | GWh | After Competition Groups | 0.021756 | 0 | 0 | 5607.0715 | 3.88e-06 | 55 | Residential_2038_SC C_GWh_After Competition Groups_55 | Wall Insulation MF | 0.000388% | 0 | 0.021756 | Residential_2038_SC C_GWh_After Competition Groups_Wall Insulation MF
Residential | Res ¦ Freezer Recycling | 2038 | SC C | GWh | After Competition Groups | 0.0040156 | 0 | 0 | 5607.0715 | 7.1617e-07 | 56 | Residential_2038_SC C_GWh_After Competition Groups_56 | Freezer Recycling | 7.162e-05% | 0 | 0.0040156 | Residential_2038_SC C_GWh_After Competition Groups_Freezer Recycling
Residential | Res ¦ Ductless Mini-Split Heat Pump | 2038 | SC D | GWh | After Competition Groups | 475.7035 | 0 | 0 | 4297.8627 | 0.11068 | 1 | Residential_2038_SC D_GWh_After Competition Groups_1 | Ductless Mini-Split Heat Pump | 11.07% | 0 | 475.7035 | Residential_2038_SC D_GWh_After Competition Groups_Ductless Mini-Split Heat Pump
Residential | Res ¦ Energy Star LED Bulbs General Purpose LEDs | 2038 | SC D | GWh | After Competition Groups | 463.9246 | 0 | 0 | 4297.8627 | 0.10794 | 2 | Residential_2038_SC D_GWh_After Competition Groups_2 | Energy Star LED Bulbs General Purpose LEDs | 10.79% | 0 | 463.9246 | Residential_2038_SC D_GWh_After Competition Groups_Energy Star LED Bulbs General Purpose LEDs
Residential | Res ¦ Energy Star LED Specialty Bulbs | 2038 | SC D | GWh | After Competition Groups | 442.6372 | 0 | 0 | 4297.8627 | 0.10299 | 3 | Residential_2038_SC D_GWh_After Competition Groups_3 | Energy Star LED Specialty Bulbs | 10.3% | 0 | 442.6372 | Residential_2038_SC D_GWh_After Competition Groups_Energy Star LED Specialty Bulbs
Residential | Res ¦ Energy Star Clothes Washer | 2038 | SC D | GWh | After Competition Groups | 436.3664 | 0 | 0 | 4297.8627 | 0.10153 | 4 | Residential_2038_SC D_GWh_After Competition Groups_4 | Energy Star Clothes Washer | 10.15% | 0 | 436.3664 | Residential_2038_SC D_GWh_After Competition Groups_Energy Star Clothes Washer
Residential | Res ¦ Energy Star A Line, PAR, MR Lamps | 2038 | SC D | GWh | After Competition Groups | 320.4792 | 0 | 0 | 4297.8627 | 0.074567 | 5 | Residential_2038_SC D_GWh_After Competition Groups_5 | Energy Star A Line, PAR, MR Lamps | 7.457% | 0 | 320.4792 | Residential_2038_SC D_GWh_After Competition Groups_Energy Star A Line, PAR, MR Lamps
Residential | Res ¦ Building Recommissioning, Operations and Maintenance (O&M) Improvements | 2038 | SC D | GWh | After Competition Groups | 238.355 | 0 | 0 | 4297.8627 | 0.055459 | 6 | Residential_2038_SC D_GWh_After Competition Groups_6 | Building Recommissioning, Operations and Maintenance (O&M) Improvements | 5.546% | 0 | 238.355 | Residential_2038_SC D_GWh_After Competition Groups_Building Recommissioning, Operations and Maintenance (O&M) Improvements
Residential | Res ¦ Variable Speed Pool Pump Motor | 2038 | SC D | GWh | After Competition Groups | 223.8971 | 0 | 0 | 4297.8627 | 0.052095 | 7 | Residential_2038_SC D_GWh_After Competition Groups_7 | Variable Speed Pool Pump Motor | 5.209% | 0 | 223.8971 | Residential_2038_SC D_GWh_After Competition Groups_Variable Speed Pool Pump Motor
Residential | Res ¦ Energy Star Torchiere | 2038 | SC D | GWh | After Competition Groups | 171.7697 | 0 | 0 | 4297.8627 | 0.039966 | 8 | Residential_2038_SC D_GWh_After Competition Groups_8 | Energy Star Torchiere | 3.997% | 0 | 171.7697 | Residential_2038_SC D_GWh_After Competition Groups_Energy Star Torchiere
Residential | Res ¦ Adaptive Thermostat | 2038 | SC D | GWh | After Competition Groups | 160.2725 | 0 | 0 | 4297.8627 | 0.037291 | 9 | Residential_2038_SC D_GWh_After Competition Groups_9 | Adaptive Thermostat | 3.729% | 0 | 160.2725 | Residential_2038_SC D_GWh_After Competition Groups_Adaptive Thermostat
Residential | Res ¦ Energy Star Air Source Heat Pump | 2038 | SC D | GWh | After Competition Groups | 141.7169 | 0 | 0 | 4297.8627 | 0.032974 | 10 | Residential_2038_SC D_GWh_After Competition Groups_10 | Energy Star Air Source Heat Pump | 3.297% | 0 | 141.7169 | Residential_2038_SC D_GWh_After Competition Groups_Energy Star Air Source Heat Pump
Residential | Res ¦ Basement Wall Insulation | 2038 | SC D | GWh | After Competition Groups | 118.5083 | 0 | 0 | 4297.8627 | 0.027574 | 11 | Residential_2038_SC D_GWh_After Competition Groups_11 | Basement Wall Insulation | 2.757% | 0 | 118.5083 | Residential_2038_SC D_GWh_After Competition Groups_Basement Wall Insulation
Residential | Res ¦ Comprehensive Draft Proofing | 2038 | SC D | GWh | After Competition Groups | 113.6378 | 0 | 0 | 4297.8627 | 0.026441 | 12 | Residential_2038_SC D_GWh_After Competition Groups_12 | Comprehensive Draft Proofing | 2.644% | 0 | 113.6378 | Residential_2038_SC D_GWh_After Competition Groups_Comprehensive Draft Proofing
Residential | Res ¦ LED Parking Lot Fixture | 2038 | SC D | GWh | After Competition Groups | 86.8825 | 0 | 0 | 4297.8627 | 0.020215 | 13 | Residential_2038_SC D_GWh_After Competition Groups_13 | LED Parking Lot Fixture | 2.022% | 0 | 86.8825 | Residential_2038_SC D_GWh_After Competition Groups_LED Parking Lot Fixture
Residential | Res ¦ Air Sealing | 2038 | SC D | GWh | After Competition Groups | 76.3938 | 0 | 0 | 4297.8627 | 0.017775 | 14 | Residential_2038_SC D_GWh_After Competition Groups_14 | Air Sealing | 1.777% | 0 | 76.3938 | Residential_2038_SC D_GWh_After Competition Groups_Air Sealing
Residential | Res ¦ Energy Star Clothes Dryer | 2038 | SC D | GWh | After Competition Groups | 73.1973 | 0 | 0 | 4297.8627 | 0.017031 | 15 | Residential_2038_SC D_GWh_After Competition Groups_15 | Energy Star Clothes Dryer | 1.703% | 0 | 73.1973 | Residential_2038_SC D_GWh_After Competition Groups_Energy Star Clothes Dryer
Residential | Res ¦ Occupancy Sensors MF | 2038 | SC D | GWh | After Competition Groups | 64.3098 | 0 | 0 | 4297.8627 | 0.014963 | 16 | Residential_2038_SC D_GWh_After Competition Groups_16 | Occupancy Sensors MF | 1.496% | 0 | 64.3098 | Residential_2038_SC D_GWh_After Competition Groups_Occupancy Sensors MF
Residential | Res ¦ Energy Star Room Air Conditioner | 2038 | SC D | GWh | After Competition Groups | 62.3957 | 0 | 0 | 4297.8627 | 0.014518 | 17 | Residential_2038_SC D_GWh_After Competition Groups_17 | Energy Star Room Air Conditioner | 1.452% | 0 | 62.3957 | Residential_2038_SC D_GWh_After Competition Groups_Energy Star Room Air Conditioner
Residential | Res ¦ Energy Star Light Fixture | 2038 | SC D | GWh | After Competition Groups | 52.7595 | 0 | 0 | 4297.8627 | 0.012276 | 18 | Residential_2038_SC D_GWh_After Competition Groups_18 | Energy Star Light Fixture | 1.228% | 0 | 52.7595 | Residential_2038_SC D_GWh_After Competition Groups_Energy Star Light Fixture
Residential | Res ¦ Smart Burners | 2038 | SC D | GWh | After Competition Groups | 49.3996 | 0 | 0 | 4297.8627 | 0.011494 | 19 | Residential_2038_SC D_GWh_After Competition Groups_19 | Smart Burners | 1.149% | 0 | 49.3996 | Residential_2038_SC D_GWh_After Competition Groups_Smart Burners
Residential | Res ¦ Attic Insulation | 2038 | SC D | GWh | After Competition Groups | 48.5962 | 0 | 0 | 4297.8627 | 0.011307 | 20 | Residential_2038_SC D_GWh_After Competition Groups_20 | Attic Insulation | 1.131% | 0 | 48.5962 | Residential_2038_SC D_GWh_After Competition Groups_Attic Insulation
Residential | Res ¦ Home Energy Reports | 2038 | SC D | GWh | After Competition Groups | 43.9002 | 0 | 0 | 4297.8627 | 0.010214 | 21 | Residential_2038_SC D_GWh_After Competition Groups_21 | Home Energy Reports | 1.021% | 0 | 43.9002 | Residential_2038_SC D_GWh_After Competition Groups_Home Energy Reports
Residential | Res ¦ Refrigerator Recycling | 2038 | SC D | GWh | After Competition Groups | 42.7901 | 0 | 0 | 4297.8627 | 0.0099561 | 22 | Residential_2038_SC D_GWh_After Competition Groups_22 | Refrigerator Recycling | 0.9956% | 0 | 42.7901 | Residential_2038_SC D_GWh_After Competition Groups_Refrigerator Recycling
Residential | Res ¦ LED Exterior Area Lights - LED Fixture (200W) | 2038 | SC D | GWh | After Competition Groups | 39.4459 | 0 | 0 | 4297.8627 | 0.009178 | 23 | Residential_2038_SC D_GWh_After Competition Groups_23 | LED Exterior Area Lights - LED Fixture (200W) | 0.9178% | 0 | 39.4459 | Residential_2038_SC D_GWh_After Competition Groups_LED Exterior Area Lights - LED Fixture (200W)
Residential | Res ¦ Smart Power Bar | 2038 | SC D | GWh | After Competition Groups | 37.1742 | 0 | 0 | 4297.8627 | 0.0086495 | 24 | Residential_2038_SC D_GWh_After Competition Groups_24 | Smart Power Bar | 0.8649% | 0 | 37.1742 | Residential_2038_SC D_GWh_After Competition Groups_Smart Power Bar
Residential | Res ¦ Advanced BAS/Controllers | 2038 | SC D | GWh | After Competition Groups | 34.8861 | 0 | 0 | 4297.8627 | 0.0081171 | 25 | Residential_2038_SC D_GWh_After Competition Groups_25 | Advanced BAS/Controllers | 0.8117% | 0 | 34.8861 | Residential_2038_SC D_GWh_After Competition Groups_Advanced BAS/Controllers
Residential | Res ¦ Energy Star Freezer | 2038 | SC D | GWh | After Competition Groups | 32.9915 | 0 | 0 | 4297.8627 | 0.0076763 | 26 | Residential_2038_SC D_GWh_After Competition Groups_26 | Energy Star Freezer | 0.7676% | 0 | 32.9915 | Residential_2038_SC D_GWh_After Competition Groups_Energy Star Freezer
Residential | Res ¦ Outside Air Economizer | 2038 | SC D | GWh | After Competition Groups | 30.521 | 0 | 0 | 4297.8627 | 0.0071014 | 27 | Residential_2038_SC D_GWh_After Competition Groups_27 | Outside Air Economizer | 0.7101% | 0 | 30.521 | Residential_2038_SC D_GWh_After Competition Groups_Outside Air Economizer
Residential | Res ¦ Furnace Whistle | 2038 | SC D | GWh | After Competition Groups | 30.0403 | 0 | 0 | 4297.8627 | 0.0069896 | 28 | Residential_2038_SC D_GWh_After Competition Groups_28 | Furnace Whistle | 0.699% | 0 | 30.0403 | Residential_2038_SC D_GWh_After Competition Groups_Furnace Whistle
Residential | Res ¦ LED Tube Re-Lamp | 2038 | SC D | GWh | After Competition Groups | 29.6211 | 0 | 0 | 4297.8627 | 0.0068921 | 29 | Residential_2038_SC D_GWh_After Competition Groups_29 | LED Tube Re-Lamp | 0.6892% | 0 | 29.6211 | Residential_2038_SC D_GWh_After Competition Groups_LED Tube Re-Lamp
Residential | Res ¦ Minimize Hot and Warm Clothes Wash | 2038 | SC D | GWh | After Competition Groups | 23.6065 | 0 | 0 | 4297.8627 | 0.0054926 | 30 | Residential_2038_SC D_GWh_After Competition Groups_30 | Minimize Hot and Warm Clothes Wash | 0.5493% | 0 | 23.6065 | Residential_2038_SC D_GWh_After Competition Groups_Minimize Hot and Warm Clothes Wash
Residential | Res ¦ High Efficiency Chiller (avg of water and air cooled) | 2038 | SC D | GWh | After Competition Groups | 18.3165 | 0 | 0 | 4297.8627 | 0.0042618 | 31 | Residential_2038_SC D_GWh_After Competition Groups_31 | High Efficiency Chiller (avg of water and air cooled) | 0.4262% | 0 | 18.3165 | Residential_2038_SC D_GWh_After Competition Groups_High Efficiency Chiller (avg of water and air cooled)
Residential | Res ¦ ENERGY STAR LED LAMPS (REFLECTOR LAMPs/MR16/PAR 16) | 2038 | SC D | GWh | After Competition Groups | 16.9164 | 0 | 0 | 4297.8627 | 0.003936 | 32 | Residential_2038_SC D_GWh_After Competition Groups_32 | ENERGY STAR LED LAMPS (REFLECTOR LAMPs/MR16/PAR 16) | 0.3936% | 0 | 16.9164 | Residential_2038_SC D_GWh_After Competition Groups_ENERGY STAR LED LAMPS (REFLECTOR LAMPs/MR16/PAR 16)
Residential | Res ¦ LED Downlight | 2038 | SC D | GWh | After Competition Groups | 16.8986 | 0 | 0 | 4297.8627 | 0.0039319 | 33 | Residential_2038_SC D_GWh_After Competition Groups_33 | LED Downlight | 0.3932% | 0 | 16.8986 | Residential_2038_SC D_GWh_After Competition Groups_LED Downlight
Residential | Res ¦ CO Sensors for parking garage exhaust fans | 2038 | SC D | GWh | After Competition Groups | 10.4188 | 0 | 0 | 4297.8627 | 0.0024242 | 34 | Residential_2038_SC D_GWh_After Competition Groups_34 | CO Sensors for parking garage exhaust fans | 0.2424% | 0 | 10.4188 | Residential_2038_SC D_GWh_After Competition Groups_CO Sensors for parking garage exhaust fans
Residential | Res ¦ Variable Frequency Drive (VFD) | 2038 | SC D | GWh | After Competition Groups | 10.4121 | 0 | 0 | 4297.8627 | 0.0024226 | 35 | Residential_2038_SC D_GWh_After Competition Groups_35 | Variable Frequency Drive (VFD) | 0.2423% | 0 | 10.4121 | Residential_2038_SC D_GWh_After Competition Groups_Variable Frequency Drive (VFD)
Residential | Res ¦ Tankless Water Heater | 2038 | SC D | GWh | After Competition Groups | 9.0485 | 0 | 0 | 4297.8627 | 0.0021053 | 36 | Residential_2038_SC D_GWh_After Competition Groups_36 | Tankless Water Heater | 0.2105% | 0 | 9.0485 | Residential_2038_SC D_GWh_After Competition Groups_Tankless Water Heater
Residential | Res ¦ Water Heater Temperature Setback | 2038 | SC D | GWh | After Competition Groups | 8.9513 | 0 | 0 | 4297.8627 | 0.0020827 | 37 | Residential_2038_SC D_GWh_After Competition Groups_37 | Water Heater Temperature Setback | 0.2083% | 0 | 8.9513 | Residential_2038_SC D_GWh_After Competition Groups_Water Heater Temperature Setback
Residential | Res ¦ Demand Control Ventilation | 2038 | SC D | GWh | After Competition Groups | 7.2578 | 0 | 0 | 4297.8627 | 0.0016887 | 38 | Residential_2038_SC D_GWh_After Competition Groups_38 | Demand Control Ventilation | 0.1689% | 0 | 7.2578 | Residential_2038_SC D_GWh_After Competition Groups_Demand Control Ventilation
Residential | Res ¦ Energy Star Dehumidifier | 2038 | SC D | GWh | After Competition Groups | 5.772 | 0 | 0 | 4297.8627 | 0.001343 | 39 | Residential_2038_SC D_GWh_After Competition Groups_39 | Energy Star Dehumidifier | 0.1343% | 0 | 5.772 | Residential_2038_SC D_GWh_After Competition Groups_Energy Star Dehumidifier
Residential | Res ¦ Condensing Make Up Air Unit | 2038 | SC D | GWh | After Competition Groups | 4.6609 | 0 | 0 | 4297.8627 | 0.0010845 | 40 | Residential_2038_SC D_GWh_After Competition Groups_40 | Condensing Make Up Air Unit | 0.1084% | 0 | 4.6609 | Residential_2038_SC D_GWh_After Competition Groups_Condensing Make Up Air Unit
Residential | Res ¦ Clothes Drying Racks | 2038 | SC D | GWh | After Competition Groups | 4.0931 | 0 | 0 | 4297.8627 | 0.00095236 | 41 | Residential_2038_SC D_GWh_After Competition Groups_41 | Clothes Drying Racks | 0.09524% | 0 | 4.0931 | Residential_2038_SC D_GWh_After Competition Groups_Clothes Drying Racks
Residential | Res ¦ ENERGY STAR LED Lamps (General Service Lamps) | 2038 | SC D | GWh | After Competition Groups | 3.7215 | 0 | 0 | 4297.8627 | 0.0008659 | 42 | Residential_2038_SC D_GWh_After Competition Groups_42 | ENERGY STAR LED Lamps (General Service Lamps) | 0.08659% | 0 | 3.7215 | Residential_2038_SC D_GWh_After Competition Groups_ENERGY STAR LED Lamps (General Service Lamps)
Residential | Res ¦ VFD on Pumps | 2038 | SC D | GWh | After Competition Groups | 3.0016 | 0 | 0 | 4297.8627 | 0.00069839 | 43 | Residential_2038_SC D_GWh_After Competition Groups_43 | VFD on Pumps | 0.06984% | 0 | 3.0016 | Residential_2038_SC D_GWh_After Competition Groups_VFD on Pumps
Residential | Res ¦ Floor Insulation | 2038 | SC D | GWh | After Competition Groups | 2.9244 | 0 | 0 | 4297.8627 | 0.00068043 | 44 | Residential_2038_SC D_GWh_After Competition Groups_44 | Floor Insulation | 0.06804% | 0 | 2.9244 | Residential_2038_SC D_GWh_After Competition Groups_Floor Insulation
Residential | Res ¦ Heat Recovery Ventilator | 2038 | SC D | GWh | After Competition Groups | 2.8832 | 0 | 0 | 4297.8627 | 0.00067085 | 45 | Residential_2038_SC D_GWh_After Competition Groups_45 | Heat Recovery Ventilator | 0.06708% | 0 | 2.8832 | Residential_2038_SC D_GWh_After Competition Groups_Heat Recovery Ventilator
Residential | Res ¦ ECM MOTORS FOR HVAC APPLICATION (FAN-POWERED VAV BOX) | 2038 | SC D | GWh | After Competition Groups | 1.9136 | 0 | 0 | 4297.8627 | 0.00044524 | 46 | Residential_2038_SC D_GWh_After Competition Groups_46 | ECM MOTORS FOR HVAC APPLICATION (FAN-POWERED VAV BOX) | 0.04452% | 0 | 1.9136 | Residential_2038_SC D_GWh_After Competition Groups_ECM MOTORS FOR HVAC APPLICATION (FAN-POWERED VAV BOX)
Residential | Res ¦ Duct Insulation | 2038 | SC D | GWh | After Competition Groups | 1.5987 | 0 | 0 | 4297.8627 | 0.00037198 | 47 | Residential_2038_SC D_GWh_After Competition Groups_47 | Duct Insulation | 0.0372% | 0 | 1.5987 | Residential_2038_SC D_GWh_After Competition Groups_Duct Insulation
Residential | Res ¦ Beverage Vending Machine Controls | 2038 | SC D | GWh | After Competition Groups | 1.3884 | 0 | 0 | 4297.8627 | 0.00032303 | 48 | Residential_2038_SC D_GWh_After Competition Groups_48 | Beverage Vending Machine Controls | 0.0323% | 0 | 1.3884 | Residential_2038_SC D_GWh_After Competition Groups_Beverage Vending Machine Controls
Residential | Res ¦ Duct Insulation MF | 2038 | SC D | GWh | After Competition Groups | 0.98811 | 0 | 0 | 4297.8627 | 0.00022991 | 49 | Residential_2038_SC D_GWh_After Competition Groups_49 | Duct Insulation MF | 0.02299% | 0 | 0.98811 | Residential_2038_SC D_GWh_After Competition Groups_Duct Insulation MF
Residential | Res ¦ Chilled Water Optimization | 2038 | SC D | GWh | After Competition Groups | 0.32591 | 0 | 0 | 4297.8627 | 7.5831e-05 | 50 | Residential_2038_SC D_GWh_After Competition Groups_50 | Chilled Water Optimization | 0.007583% | 0 | 0.32591 | Residential_2038_SC D_GWh_After Competition Groups_Chilled Water Optimization
Residential | Res ¦ LED High Bay Fixture | 2038 | SC D | GWh | After Competition Groups | 0.10524 | 0 | 0 | 4297.8627 | 2.4486e-05 | 51 | Residential_2038_SC D_GWh_After Competition Groups_51 | LED High Bay Fixture | 0.002449% | 0 | 0.10524 | Residential_2038_SC D_GWh_After Competition Groups_LED High Bay Fixture
Residential | Res ¦ Wall Insulation | 2038 | SC D | GWh | After Competition Groups | 0.069295 | 0 | 0 | 4297.8627 | 1.6123e-05 | 52 | Residential_2038_SC D_GWh_After Competition Groups_52 | Wall Insulation | 0.001612% | 0 | 0.069295 | Residential_2038_SC D_GWh_After Competition Groups_Wall Insulation
Residential | Res ¦ Wall Insulation MF | 2038 | SC D | GWh | After Competition Groups | 0.013339 | 0 | 0 | 4297.8627 | 3.1037e-06 | 53 | Residential_2038_SC D_GWh_After Competition Groups_53 | Wall Insulation MF | 0.0003104% | 0 | 0.013339 | Residential_2038_SC D_GWh_After Competition Groups_Wall Insulation MF
Residential | Res ¦ Freezer Recycling | 2038 | SC D | GWh | After Competition Groups | 0.0040156 | 0 | 0 | 4297.8627 | 9.3433e-07 | 54 | Residential_2038_SC D_GWh_After Competition Groups_54 | Freezer Recycling | 9.343e-05% | 0 | 0.0040156 | Residential_2038_SC D_GWh_After Competition Groups_Freezer Recycling
Residential | Res ¦ Smart Power Bar | 2038 | Technical | GWh | After Competition Groups | 1201.8024 | 0 | 0 | 15751.3885 | 0.076298 | 1 | Residential_2038_Technical_GWh_After Competition Groups_1 | Smart Power Bar | 7.63% | 0 | 1201.8024 | Residential_2038_Technical_GWh_After Competition Groups_Smart Power Bar
Residential | Res ¦ Energy Star LED Bulbs General Purpose LEDs | 2038 | Technical | GWh | After Competition Groups | 1176.1014 | 0 | 0 | 15751.3885 | 0.074667 | 2 | Residential_2038_Technical_GWh_After Competition Groups_2 | Energy Star LED Bulbs General Purpose LEDs | 7.467% | 0 | 1176.1014 | Residential_2038_Technical_GWh_After Competition Groups_Energy Star LED Bulbs General Purpose LEDs
Residential | Res ¦ Energy Star A Line, PAR, MR Lamps | 2038 | Technical | GWh | After Competition Groups | 1026.2399 | 0 | 0 | 15751.3885 | 0.065152 | 3 | Residential_2038_Technical_GWh_After Competition Groups_3 | Energy Star A Line, PAR, MR Lamps | 6.515% | 0 | 1026.2399 | Residential_2038_Technical_GWh_After Competition Groups_Energy Star A Line, PAR, MR Lamps
Residential | Res ¦ Energy Star Refrigerator | 2038 | Technical | GWh | After Competition Groups | 1005.1532 | 0 | 0 | 15751.3885 | 0.063814 | 4 | Residential_2038_Technical_GWh_After Competition Groups_4 | Energy Star Refrigerator | 6.381% | 0 | 1005.1532 | Residential_2038_Technical_GWh_After Competition Groups_Energy Star Refrigerator
Residential | Res ¦ Smart Burners | 2038 | Technical | GWh | After Competition Groups | 913.5556 | 0 | 0 | 15751.3885 | 0.057998 | 5 | Residential_2038_Technical_GWh_After Competition Groups_5 | Smart Burners | 5.8% | 0 | 913.5556 | Residential_2038_Technical_GWh_After Competition Groups_Smart Burners
Residential | Res ¦ Energy Star Ground Source Heat Pump | 2038 | Technical | GWh | After Competition Groups | 807.7084 | 0 | 0 | 15751.3885 | 0.051279 | 6 | Residential_2038_Technical_GWh_After Competition Groups_6 | Energy Star Ground Source Heat Pump | 5.128% | 0 | 807.7084 | Residential_2038_Technical_GWh_After Competition Groups_Energy Star Ground Source Heat Pump
Residential | Res ¦ Ductless Mini-Split Heat Pump | 2038 | Technical | GWh | After Competition Groups | 803.9346 | 0 | 0 | 15751.3885 | 0.051039 | 7 | Residential_2038_Technical_GWh_After Competition Groups_7 | Ductless Mini-Split Heat Pump | 5.104% | 0 | 803.9346 | Residential_2038_Technical_GWh_After Competition Groups_Ductless Mini-Split Heat Pump
Residential | Res ¦ Energy Star Clothes Washer | 2038 | Technical | GWh | After Competition Groups | 800.6158 | 0 | 0 | 15751.3885 | 0.050828 | 8 | Residential_2038_Technical_GWh_After Competition Groups_8 | Energy Star Clothes Washer | 5.083% | 0 | 800.6158 | Residential_2038_Technical_GWh_After Competition Groups_Energy Star Clothes Washer
Residential | Res ¦ Adaptive Thermostat | 2038 | Technical | GWh | After Competition Groups | 699.5026 | 0 | 0 | 15751.3885 | 0.044409 | 9 | Residential_2038_Technical_GWh_After Competition Groups_9 | Adaptive Thermostat | 4.441% | 0 | 699.5026 | Residential_2038_Technical_GWh_After Competition Groups_Adaptive Thermostat
Residential | Res ¦ Heat Pump Clothes Dryer | 2038 | Technical | GWh | After Competition Groups | 682.5276 | 0 | 0 | 15751.3885 | 0.043331 | 10 | Residential_2038_Technical_GWh_After Competition Groups_10 | Heat Pump Clothes Dryer | 4.333% | 0 | 682.5276 | Residential_2038_Technical_GWh_After Competition Groups_Heat Pump Clothes Dryer
Residential | Res ¦ Energy Star Central Air Conditioner | 2038 | Technical | GWh | After Competition Groups | 435.9265 | 0 | 0 | 15751.3885 | 0.027675 | 11 | Residential_2038_Technical_GWh_After Competition Groups_11 | Energy Star Central Air Conditioner | 2.768% | 0 | 435.9265 | Residential_2038_Technical_GWh_After Competition Groups_Energy Star Central Air Conditioner
Residential | Res ¦ Air Sealing | 2038 | Technical | GWh | After Competition Groups | 432.287 | 0 | 0 | 15751.3885 | 0.027444 | 12 | Residential_2038_Technical_GWh_After Competition Groups_12 | Air Sealing | 2.744% | 0 | 432.287 | Residential_2038_Technical_GWh_After Competition Groups_Air Sealing
Residential | Res ¦ Energy Star Light Fixture | 2038 | Technical | GWh | After Competition Groups | 400.535 | 0 | 0 | 15751.3885 | 0.025429 | 13 | Residential_2038_Technical_GWh_After Competition Groups_13 | Energy Star Light Fixture | 2.543% | 0 | 400.535 | Residential_2038_Technical_GWh_After Competition Groups_Energy Star Light Fixture
Residential | Res ¦ Car Block Heater Timer | 2038 | Technical | GWh | After Competition Groups | 371.0067 | 0 | 0 | 15751.3885 | 0.023554 | 14 | Residential_2038_Technical_GWh_After Competition Groups_14 | Car Block Heater Timer | 2.355% | 0 | 371.0067 | Residential_2038_Technical_GWh_After Competition Groups_Car Block Heater Timer
Residential | Res ¦ Ductless Mini-Split Air Conditioner | 2038 | Technical | GWh | After Competition Groups | 369.1437 | 0 | 0 | 15751.3885 | 0.023436 | 15 | Residential_2038_Technical_GWh_After Competition Groups_15 | Ductless Mini-Split Air Conditioner | 2.344% | 0 | 369.1437 | Residential_2038_Technical_GWh_After Competition Groups_Ductless Mini-Split Air Conditioner
Residential | Res ¦ Energy Star Torchiere | 2038 | Technical | GWh | After Competition Groups | 326.0232 | 0 | 0 | 15751.3885 | 0.020698 | 16 | Residential_2038_Technical_GWh_After Competition Groups_16 | Energy Star Torchiere | 2.07% | 0 | 326.0232 | Residential_2038_Technical_GWh_After Competition Groups_Energy Star Torchiere
Residential | Res ¦ Variable Speed Pool Pump Motor | 2038 | Technical | GWh | After Competition Groups | 317.46 | 0 | 0 | 15751.3885 | 0.020154 | 17 | Residential_2038_Technical_GWh_After Competition Groups_17 | Variable Speed Pool Pump Motor | 2.015% | 0 | 317.46 | Residential_2038_Technical_GWh_After Competition Groups_Variable Speed Pool Pump Motor
Residential | Res ¦ Passive Attic Ventilation | 2038 | Technical | GWh | After Competition Groups | 255.9733 | 0 | 0 | 15751.3885 | 0.016251 | 18 | Residential_2038_Technical_GWh_After Competition Groups_18 | Passive Attic Ventilation | 1.625% | 0 | 255.9733 | Residential_2038_Technical_GWh_After Competition Groups_Passive Attic Ventilation
Residential | Res ¦ Building Recommissioning, Operations and Maintenance (O&M) Improvements | 2038 | Technical | GWh | After Competition Groups | 246.0258 | 0 | 0 | 15751.3885 | 0.015619 | 19 | Residential_2038_Technical_GWh_After Competition Groups_19 | Building Recommissioning, Operations and Maintenance (O&M) Improvements | 1.562% | 0 | 246.0258 | Residential_2038_Technical_GWh_After Competition Groups_Building Recommissioning, Operations and Maintenance (O&M) Improvements
Residential | Res ¦ Energy Star Windows | 2038 | Technical | GWh | After Competition Groups | 234.461 | 0 | 0 | 15751.3885 | 0.014885 | 20 | Residential_2038_Technical_GWh_After Competition Groups_20 | Energy Star Windows | 1.489% | 0 | 234.461 | Residential_2038_Technical_GWh_After Competition Groups_Energy Star Windows
Residential | Res ¦ Basement Wall Insulation | 2038 | Technical | GWh | After Competition Groups | 226.9236 | 0 | 0 | 15751.3885 | 0.014407 | 21 | Residential_2038_Technical_GWh_After Competition Groups_21 | Basement Wall Insulation | 1.441% | 0 | 226.9236 | Residential_2038_Technical_GWh_After Competition Groups_Basement Wall Insulation
Residential | Res ¦ Basement or Crawlspace Insulation | 2038 | Technical | GWh | After Competition Groups | 188.4437 | 0 | 0 | 15751.3885 | 0.011964 | 22 | Residential_2038_Technical_GWh_After Competition Groups_22 | Basement or Crawlspace Insulation | 1.196% | 0 | 188.4437 | Residential_2038_Technical_GWh_After Competition Groups_Basement or Crawlspace Insulation
Residential | Res ¦ Attic Insulation | 2038 | Technical | GWh | After Competition Groups | 175.057 | 0 | 0 | 15751.3885 | 0.011114 | 23 | Residential_2038_Technical_GWh_After Competition Groups_23 | Attic Insulation | 1.111% | 0 | 175.057 | Residential_2038_Technical_GWh_After Competition Groups_Attic Insulation
Residential | Res ¦ Lighting Motion Sensors, Timers, Dimmers | 2038 | Technical | GWh | After Competition Groups | 174.0037 | 0 | 0 | 15751.3885 | 0.011047 | 24 | Residential_2038_Technical_GWh_After Competition Groups_24 | Lighting Motion Sensors, Timers, Dimmers | 1.105% | 0 | 174.0037 | Residential_2038_Technical_GWh_After Competition Groups_Lighting Motion Sensors, Timers, Dimmers
Residential | Res ¦ Solar Powered Attic Fan | 2038 | Technical | GWh | After Competition Groups | 150.3566 | 0 | 0 | 15751.3885 | 0.0095456 | 25 | Residential_2038_Technical_GWh_After Competition Groups_25 | Solar Powered Attic Fan | 0.9546% | 0 | 150.3566 | Residential_2038_Technical_GWh_After Competition Groups_Solar Powered Attic Fan
Residential | Res ¦ Wall Insulation | 2038 | Technical | GWh | After Competition Groups | 136.7731 | 0 | 0 | 15751.3885 | 0.0086832 | 26 | Residential_2038_Technical_GWh_After Competition Groups_26 | Wall Insulation | 0.8683% | 0 | 136.7731 | Residential_2038_Technical_GWh_After Competition Groups_Wall Insulation
Residential | Res ¦ Comprehensive Draft Proofing | 2038 | Technical | GWh | After Competition Groups | 125.1318 | 0 | 0 | 15751.3885 | 0.0079442 | 27 | Residential_2038_Technical_GWh_After Competition Groups_27 | Comprehensive Draft Proofing | 0.7944% | 0 | 125.1318 | Residential_2038_Technical_GWh_After Competition Groups_Comprehensive Draft Proofing
Residential | Res ¦ Variable Refrigerant Flow Heat Pump | 2038 | Technical | GWh | After Competition Groups | 118.91 | 0 | 0 | 15751.3885 | 0.0075492 | 28 | Residential_2038_Technical_GWh_After Competition Groups_28 | Variable Refrigerant Flow Heat Pump | 0.7549% | 0 | 118.91 | Residential_2038_Technical_GWh_After Competition Groups_Variable Refrigerant Flow Heat Pump
Residential | Res ¦ Home Energy Reports | 2038 | Technical | GWh | After Competition Groups | 108.85 | 0 | 0 | 15751.3885 | 0.0069105 | 29 | Residential_2038_Technical_GWh_After Competition Groups_29 | Home Energy Reports | 0.691% | 0 | 108.85 | Residential_2038_Technical_GWh_After Competition Groups_Home Energy Reports
Residential | Res ¦ Energy Star Ceiling Fan/Lighting | 2038 | Technical | GWh | After Competition Groups | 99.8204 | 0 | 0 | 15751.3885 | 0.0063372 | 30 | Residential_2038_Technical_GWh_After Competition Groups_30 | Energy Star Ceiling Fan/Lighting | 0.6337% | 0 | 99.8204 | Residential_2038_Technical_GWh_After Competition Groups_Energy Star Ceiling Fan/Lighting
Residential | Res ¦ Furnace with ECM | 2038 | Technical | GWh | After Competition Groups | 94.2832 | 0 | 0 | 15751.3885 | 0.0059857 | 31 | Residential_2038_Technical_GWh_After Competition Groups_31 | Furnace with ECM | 0.5986% | 0 | 94.2832 | Residential_2038_Technical_GWh_After Competition Groups_Furnace with ECM
Residential | Res ¦ Energy Star Freezer | 2038 | Technical | GWh | After Competition Groups | 90.473 | 0 | 0 | 15751.3885 | 0.0057438 | 32 | Residential_2038_Technical_GWh_After Competition Groups_32 | Energy Star Freezer | 0.5744% | 0 | 90.473 | Residential_2038_Technical_GWh_After Competition Groups_Energy Star Freezer
Residential | Res ¦ LED Downlight | 2038 | Technical | GWh | After Competition Groups | 89.6206 | 0 | 0 | 15751.3885 | 0.0056897 | 33 | Residential_2038_Technical_GWh_After Competition Groups_33 | LED Downlight | 0.569% | 0 | 89.6206 | Residential_2038_Technical_GWh_After Competition Groups_LED Downlight
Residential | Res ¦ Radiant Barrier | 2038 | Technical | GWh | After Competition Groups | 87.5306 | 0 | 0 | 15751.3885 | 0.005557 | 34 | Residential_2038_Technical_GWh_After Competition Groups_34 | Radiant Barrier | 0.5557% | 0 | 87.5306 | Residential_2038_Technical_GWh_After Competition Groups_Radiant Barrier
Residential | Res ¦ LED Parking Lot Fixture | 2038 | Technical | GWh | After Competition Groups | 81.3868 | 0 | 0 | 15751.3885 | 0.005167 | 35 | Residential_2038_Technical_GWh_After Competition Groups_35 | LED Parking Lot Fixture | 0.5167% | 0 | 81.3868 | Residential_2038_Technical_GWh_After Competition Groups_LED Parking Lot Fixture
Residential | Res ¦ Heavy Duty Outdoor/Holiday Plug-in Timers | 2038 | Technical | GWh | After Competition Groups | 79.7591 | 0 | 0 | 15751.3885 | 0.0050636 | 36 | Residential_2038_Technical_GWh_After Competition Groups_36 | Heavy Duty Outdoor/Holiday Plug-in Timers | 0.5064% | 0 | 79.7591 | Residential_2038_Technical_GWh_After Competition Groups_Heavy Duty Outdoor/Holiday Plug-in Timers
Residential | Res ¦ Heat Pump Water Heater | 2038 | Technical | GWh | After Competition Groups | 71.0972 | 0 | 0 | 15751.3885 | 0.0045137 | 37 | Residential_2038_Technical_GWh_After Competition Groups_37 | Heat Pump Water Heater | 0.4514% | 0 | 71.0972 | Residential_2038_Technical_GWh_After Competition Groups_Heat Pump Water Heater
Residential | Res ¦ Ceiling Insulation | 2038 | Technical | GWh | After Competition Groups | 68.5607 | 0 | 0 | 15751.3885 | 0.0043527 | 38 | Residential_2038_Technical_GWh_After Competition Groups_38 | Ceiling Insulation | 0.4353% | 0 | 68.5607 | Residential_2038_Technical_GWh_After Competition Groups_Ceiling Insulation
Residential | Res ¦ Window Film | 2038 | Technical | GWh | After Competition Groups | 67.1927 | 0 | 0 | 15751.3885 | 0.0042658 | 39 | Residential_2038_Technical_GWh_After Competition Groups_39 | Window Film | 0.4266% | 0 | 67.1927 | Residential_2038_Technical_GWh_After Competition Groups_Window Film
Residential | Res ¦ Refrigerator Recycling | 2038 | Technical | GWh | After Competition Groups | 64.4917 | 0 | 0 | 15751.3885 | 0.0040944 | 40 | Residential_2038_Technical_GWh_After Competition Groups_40 | Refrigerator Recycling | 0.4094% | 0 | 64.4917 | Residential_2038_Technical_GWh_After Competition Groups_Refrigerator Recycling
Residential | Res ¦ Clothes Drying Racks | 2038 | Technical | GWh | After Competition Groups | 58.8902 | 0 | 0 | 15751.3885 | 0.0037387 | 41 | Residential_2038_Technical_GWh_After Competition Groups_41 | Clothes Drying Racks | 0.3739% | 0 | 58.8902 | Residential_2038_Technical_GWh_After Competition Groups_Clothes Drying Racks
Residential | Res ¦ Heat Recovery Ventilator | 2038 | Technical | GWh | After Competition Groups | 56.8607 | 0 | 0 | 15751.3885 | 0.0036099 | 42 | Residential_2038_Technical_GWh_After Competition Groups_42 | Heat Recovery Ventilator | 0.361% | 0 | 56.8607 | Residential_2038_Technical_GWh_After Competition Groups_Heat Recovery Ventilator
Residential | Res ¦ Freezer Recycling | 2038 | Technical | GWh | After Competition Groups | 56.5874 | 0 | 0 | 15751.3885 | 0.0035925 | 43 | Residential_2038_Technical_GWh_After Competition Groups_43 | Freezer Recycling | 0.3593% | 0 | 56.5874 | Residential_2038_Technical_GWh_After Competition Groups_Freezer Recycling
Residential | Res ¦ Duct Insulation | 2038 | Technical | GWh | After Competition Groups | 56.3621 | 0 | 0 | 15751.3885 | 0.0035782 | 44 | Residential_2038_Technical_GWh_After Competition Groups_44 | Duct Insulation | 0.3578% | 0 | 56.3621 | Residential_2038_Technical_GWh_After Competition Groups_Duct Insulation
Residential | Res ¦ Occupancy Sensors MF | 2038 | Technical | GWh | After Competition Groups | 52.8735 | 0 | 0 | 15751.3885 | 0.0033567 | 45 | Residential_2038_Technical_GWh_After Competition Groups_45 | Occupancy Sensors MF | 0.3357% | 0 | 52.8735 | Residential_2038_Technical_GWh_After Competition Groups_Occupancy Sensors MF
Residential | Res ¦ Floor Insulation | 2038 | Technical | GWh | After Competition Groups | 45.8799 | 0 | 0 | 15751.3885 | 0.0029127 | 46 | Residential_2038_Technical_GWh_After Competition Groups_46 | Floor Insulation | 0.2913% | 0 | 45.8799 | Residential_2038_Technical_GWh_After Competition Groups_Floor Insulation
Residential | Res ¦ Central Lighting Control System | 2038 | Technical | GWh | After Competition Groups | 44.8304 | 0 | 0 | 15751.3885 | 0.0028461 | 47 | Residential_2038_Technical_GWh_After Competition Groups_47 | Central Lighting Control System | 0.2846% | 0 | 44.8304 | Residential_2038_Technical_GWh_After Competition Groups_Central Lighting Control System
Residential | Res ¦ Dehumidifier Recycling | 2038 | Technical | GWh | After Competition Groups | 39.2387 | 0 | 0 | 15751.3885 | 0.0024911 | 48 | Residential_2038_Technical_GWh_After Competition Groups_48 | Dehumidifier Recycling | 0.2491% | 0 | 39.2387 | Residential_2038_Technical_GWh_After Competition Groups_Dehumidifier Recycling
Residential | Res ¦ LED Exterior Area Lights - LED Fixture (200W) | 2038 | Technical | GWh | After Competition Groups | 38.3472 | 0 | 0 | 15751.3885 | 0.0024345 | 49 | Residential_2038_Technical_GWh_After Competition Groups_49 | LED Exterior Area Lights - LED Fixture (200W) | 0.2435% | 0 | 38.3472 | Residential_2038_Technical_GWh_After Competition Groups_LED Exterior Area Lights - LED Fixture (200W)
Residential | Res ¦ Advanced BAS/Controllers | 2038 | Technical | GWh | After Competition Groups | 36.0088 | 0 | 0 | 15751.3885 | 0.0022861 | 50 | Residential_2038_Technical_GWh_After Competition Groups_50 | Advanced BAS/Controllers | 0.2286% | 0 | 36.0088 | Residential_2038_Technical_GWh_After Competition Groups_Advanced BAS/Controllers
Residential | Res ¦ LED Tube Re-Lamp | 2038 | Technical | GWh | After Competition Groups | 34.4242 | 0 | 0 | 15751.3885 | 0.0021855 | 51 | Residential_2038_Technical_GWh_After Competition Groups_51 | LED Tube Re-Lamp | 0.2185% | 0 | 34.4242 | Residential_2038_Technical_GWh_After Competition Groups_LED Tube Re-Lamp
Residential | Res ¦ Minimize Hot and Warm Clothes Wash | 2038 | Technical | GWh | After Competition Groups | 31.4754 | 0 | 0 | 15751.3885 | 0.0019983 | 52 | Residential_2038_Technical_GWh_After Competition Groups_52 | Minimize Hot and Warm Clothes Wash | 0.1998% | 0 | 31.4754 | Residential_2038_Technical_GWh_After Competition Groups_Minimize Hot and Warm Clothes Wash
Residential | Res ¦ Outside Air Economizer | 2038 | Technical | GWh | After Competition Groups | 31.4744 | 0 | 0 | 15751.3885 | 0.0019982 | 53 | Residential_2038_Technical_GWh_After Competition Groups_53 | Outside Air Economizer | 0.1998% | 0 | 31.4744 | Residential_2038_Technical_GWh_After Competition Groups_Outside Air Economizer
Residential | Res ¦ Furnace Whistle | 2038 | Technical | GWh | After Competition Groups | 31.007 | 0 | 0 | 15751.3885 | 0.0019685 | 54 | Residential_2038_Technical_GWh_After Competition Groups_54 | Furnace Whistle | 0.1969% | 0 | 31.007 | Residential_2038_Technical_GWh_After Competition Groups_Furnace Whistle
Residential | Res ¦ Energy Star Dishwasher | 2038 | Technical | GWh | After Competition Groups | 30.6534 | 0 | 0 | 15751.3885 | 0.0019461 | 55 | Residential_2038_Technical_GWh_After Competition Groups_55 | Energy Star Dishwasher | 0.1946% | 0 | 30.6534 | Residential_2038_Technical_GWh_After Competition Groups_Energy Star Dishwasher
Residential | Res ¦ INTEGRAL LED TROFFERS | 2038 | Technical | GWh | After Competition Groups | 28.9286 | 0 | 0 | 15751.3885 | 0.0018366 | 56 | Residential_2038_Technical_GWh_After Competition Groups_56 | INTEGRAL LED TROFFERS | 0.1837% | 0 | 28.9286 | Residential_2038_Technical_GWh_After Competition Groups_INTEGRAL LED TROFFERS
Residential | Res ¦ Early Hot Water Heater Replacement | 2038 | Technical | GWh | After Competition Groups | 28.0863 | 0 | 0 | 15751.3885 | 0.0017831 | 57 | Residential_2038_Technical_GWh_After Competition Groups_57 | Early Hot Water Heater Replacement | 0.1783% | 0 | 28.0863 | Residential_2038_Technical_GWh_After Competition Groups_Early Hot Water Heater Replacement
Residential | Res ¦ Duct Insulation MF | 2038 | Technical | GWh | After Competition Groups | 24.8644 | 0 | 0 | 15751.3885 | 0.0015786 | 58 | Residential_2038_Technical_GWh_After Competition Groups_58 | Duct Insulation MF | 0.1579% | 0 | 24.8644 | Residential_2038_Technical_GWh_After Competition Groups_Duct Insulation MF
Residential | Res ¦ Energy Star Dehumidifier | 2038 | Technical | GWh | After Competition Groups | 23.0552 | 0 | 0 | 15751.3885 | 0.0014637 | 59 | Residential_2038_Technical_GWh_After Competition Groups_59 | Energy Star Dehumidifier | 0.1464% | 0 | 23.0552 | Residential_2038_Technical_GWh_After Competition Groups_Energy Star Dehumidifier
Residential | Res ¦ Central Air Conditioner Maintenance | 2038 | Technical | GWh | After Competition Groups | 22.9451 | 0 | 0 | 15751.3885 | 0.0014567 | 60 | Residential_2038_Technical_GWh_After Competition Groups_60 | Central Air Conditioner Maintenance | 0.1457% | 0 | 22.9451 | Residential_2038_Technical_GWh_After Competition Groups_Central Air Conditioner Maintenance
Residential | Res ¦ Condensing Make Up Air Unit | 2038 | Technical | GWh | After Competition Groups | 21.4533 | 0 | 0 | 15751.3885 | 0.001362 | 61 | Residential_2038_Technical_GWh_After Competition Groups_61 | Condensing Make Up Air Unit | 0.1362% | 0 | 21.4533 | Residential_2038_Technical_GWh_After Competition Groups_Condensing Make Up Air Unit
Residential | Res ¦ High Efficiency Chiller (avg of water and air cooled) | 2038 | Technical | GWh | After Competition Groups | 20.5682 | 0 | 0 | 15751.3885 | 0.0013058 | 62 | Residential_2038_Technical_GWh_After Competition Groups_62 | High Efficiency Chiller (avg of water and air cooled) | 0.1306% | 0 | 20.5682 | Residential_2038_Technical_GWh_After Competition Groups_High Efficiency Chiller (avg of water and air cooled)
Residential | Res ¦ CO Sensors for parking garage exhaust fans | 2038 | Technical | GWh | After Competition Groups | 19.8579 | 0 | 0 | 15751.3885 | 0.0012607 | 63 | Residential_2038_Technical_GWh_After Competition Groups_63 | CO Sensors for parking garage exhaust fans | 0.1261% | 0 | 19.8579 | Residential_2038_Technical_GWh_After Competition Groups_CO Sensors for parking garage exhaust fans
Residential | Res ¦ Drain Water Heat Recovery | 2038 | Technical | GWh | After Competition Groups | 18.8644 | 0 | 0 | 15751.3885 | 0.0011976 | 64 | Residential_2038_Technical_GWh_After Competition Groups_64 | Drain Water Heat Recovery | 0.1198% | 0 | 18.8644 | Residential_2038_Technical_GWh_After Competition Groups_Drain Water Heat Recovery
Residential | Res ¦ Demand Control Ventilation | 2038 | Technical | GWh | After Competition Groups | 16.6073 | 0 | 0 | 15751.3885 | 0.0010543 | 65 | Residential_2038_Technical_GWh_After Competition Groups_65 | Demand Control Ventilation | 0.1054% | 0 | 16.6073 | Residential_2038_Technical_GWh_After Competition Groups_Demand Control Ventilation
Residential | Res ¦ ENERGY STAR LED LAMPS (REFLECTOR LAMPs/MR16/PAR 16) | 2038 | Technical | GWh | After Competition Groups | 15.0904 | 0 | 0 | 15751.3885 | 0.00095803 | 66 | Residential_2038_Technical_GWh_After Competition Groups_66 | ENERGY STAR LED LAMPS (REFLECTOR LAMPs/MR16/PAR 16) | 0.0958% | 0 | 15.0904 | Residential_2038_Technical_GWh_After Competition Groups_ENERGY STAR LED LAMPS (REFLECTOR LAMPs/MR16/PAR 16)
Residential | Res ¦ Variable Frequency Drive (VFD) | 2038 | Technical | GWh | After Competition Groups | 13.1532 | 0 | 0 | 15751.3885 | 0.00083505 | 67 | Residential_2038_Technical_GWh_After Competition Groups_67 | Variable Frequency Drive (VFD) | 0.0835% | 0 | 13.1532 | Residential_2038_Technical_GWh_After Competition Groups_Variable Frequency Drive (VFD)
Residential | Res ¦ Water Heater Temperature Setback | 2038 | Technical | GWh | After Competition Groups | 9.8288 | 0 | 0 | 15751.3885 | 0.000624 | 68 | Residential_2038_Technical_GWh_After Competition Groups_68 | Water Heater Temperature Setback | 0.0624% | 0 | 9.8288 | Residential_2038_Technical_GWh_After Competition Groups_Water Heater Temperature Setback
Residential | Res ¦ DHW Recirculation Systems | 2038 | Technical | GWh | After Competition Groups | 8.874 | 0 | 0 | 15751.3885 | 0.00056338 | 69 | Residential_2038_Technical_GWh_After Competition Groups_69 | DHW Recirculation Systems | 0.05634% | 0 | 8.874 | Residential_2038_Technical_GWh_After Competition Groups_DHW Recirculation Systems
Residential | Res ¦ Air Source Heat Pump Maintenance | 2038 | Technical | GWh | After Competition Groups | 8.0254 | 0 | 0 | 15751.3885 | 0.0005095 | 70 | Residential_2038_Technical_GWh_After Competition Groups_70 | Air Source Heat Pump Maintenance | 0.05095% | 0 | 8.0254 | Residential_2038_Technical_GWh_After Competition Groups_Air Source Heat Pump Maintenance
Residential | Res ¦ VFD on Pumps | 2038 | Technical | GWh | After Competition Groups | 4.0447 | 0 | 0 | 15751.3885 | 0.00025679 | 71 | Residential_2038_Technical_GWh_After Competition Groups_71 | VFD on Pumps | 0.02568% | 0 | 4.0447 | Residential_2038_Technical_GWh_After Competition Groups_VFD on Pumps
Residential | Res ¦ Tankless Water Heater | 2038 | Technical | GWh | After Competition Groups | 3.8609 | 0 | 0 | 15751.3885 | 0.00024512 | 72 | Residential_2038_Technical_GWh_After Competition Groups_72 | Tankless Water Heater | 0.02451% | 0 | 3.8609 | Residential_2038_Technical_GWh_After Competition Groups_Tankless Water Heater
Residential | Res ¦ ENERGY STAR LED Lamps (General Service Lamps) | 2038 | Technical | GWh | After Competition Groups | 3.5602 | 0 | 0 | 15751.3885 | 0.00022603 | 73 | Residential_2038_Technical_GWh_After Competition Groups_73 | ENERGY STAR LED Lamps (General Service Lamps) | 0.0226% | 0 | 3.5602 | Residential_2038_Technical_GWh_After Competition Groups_ENERGY STAR LED Lamps (General Service Lamps)
Residential | Res ¦ HVAC Optimization | 2038 | Technical | GWh | After Competition Groups | 3.2443 | 0 | 0 | 15751.3885 | 0.00020597 | 74 | Residential_2038_Technical_GWh_After Competition Groups_74 | HVAC Optimization | 0.0206% | 0 | 3.2443 | Residential_2038_Technical_GWh_After Competition Groups_HVAC Optimization
Residential | Res ¦ ECM MOTORS FOR HVAC APPLICATION (FAN-POWERED VAV BOX) | 2038 | Technical | GWh | After Competition Groups | 3.2028 | 0 | 0 | 15751.3885 | 0.00020334 | 75 | Residential_2038_Technical_GWh_After Competition Groups_75 | ECM MOTORS FOR HVAC APPLICATION (FAN-POWERED VAV BOX) | 0.02033% | 0 | 3.2028 | Residential_2038_Technical_GWh_After Competition Groups_ECM MOTORS FOR HVAC APPLICATION (FAN-POWERED VAV BOX)
Residential | Res ¦ Beverage Vending Machine Controls | 2038 | Technical | GWh | After Competition Groups | 2.2856 | 0 | 0 | 15751.3885 | 0.00014511 | 76 | Residential_2038_Technical_GWh_After Competition Groups_76 | Beverage Vending Machine Controls | 0.01451% | 0 | 2.2856 | Residential_2038_Technical_GWh_After Competition Groups_Beverage Vending Machine Controls
Residential | Res ¦ Chilled Water Optimization | 2038 | Technical | GWh | After Competition Groups | 0.50876 | 0 | 0 | 15751.3885 | 3.23e-05 | 77 | Residential_2038_Technical_GWh_After Competition Groups_77 | Chilled Water Optimization | 0.00323% | 0 | 0.50876 | Residential_2038_Technical_GWh_After Competition Groups_Chilled Water Optimization
Residential | Res ¦ Wall Insulation MF | 2038 | Technical | GWh | After Competition Groups | 0.49938 | 0 | 0 | 15751.3885 | 3.1704e-05 | 78 | Residential_2038_Technical_GWh_After Competition Groups_78 | Wall Insulation MF | 0.00317% | 0 | 0.49938 | Residential_2038_Technical_GWh_After Competition Groups_Wall Insulation MF
Residential | Res ¦ LED Recessed Downlights | 2038 | Technical | GWh | After Competition Groups | 0.15615 | 0 | 0 | 15751.3885 | 9.9131e-06 | 79 | Residential_2038_Technical_GWh_After Competition Groups_79 | LED Recessed Downlights | 0.0009913% | 0 | 0.15615 | Residential_2038_Technical_GWh_After Competition Groups_LED Recessed Downlights
Residential | Res ¦ LED High Bay Fixture | 2038 | Technical | GWh | After Competition Groups | 0.13343 | 0 | 0 | 15751.3885 | 8.4713e-06 | 80 | Residential_2038_Technical_GWh_After Competition Groups_80 | LED High Bay Fixture | 0.0008471% | 0 | 0.13343 | Residential_2038_Technical_GWh_After Competition Groups_LED High Bay Fixture
Residential | Res ¦ Solar Water Preheat (Pools/DHW) | 2038 | Technical | GWh | After Competition Groups | 0.12724 | 0 | 0 | 15751.3885 | 8.0782e-06 | 81 | Residential_2038_Technical_GWh_After Competition Groups_81 | Solar Water Preheat (Pools/DHW) | 0.0008078% | 0 | 0.12724 | Residential_2038_Technical_GWh_After Competition Groups_Solar Water Preheat (Pools/DHW)
Residential | Res ¦ Photocell Controls (Outdoor) | 2038 | Technical | GWh | After Competition Groups | 0.00016522 | 0 | 0 | 15751.3885 | 1.0489e-08 | 82 | Residential_2038_Technical_GWh_After Competition Groups_82 | Photocell Controls (Outdoor) | 1.049e-06% | 0 | 0.00016522 | Residential_2038_Technical_GWh_After Competition Groups_Photocell Controls (Outdoor)
Residential | Res ¦ Air Sealing | 2019 | Economic | million_m3 | After Competition Groups | 683.9538 | 0 | 0 | 2074.9636 | 0.32962 | 1 | Residential_2019_Economic_million_m3_After Competition Groups_1 | Air Sealing | 32.96% | 0 | 683.9538 | Residential_2019_Economic_million_m3_After Competition Groups_Air Sealing
Residential | Res ¦ Adaptive Thermostat | 2019 | Economic | million_m3 | After Competition Groups | 492.5816 | 0 | 0 | 2074.9636 | 0.23739 | 2 | Residential_2019_Economic_million_m3_After Competition Groups_2 | Adaptive Thermostat | 23.74% | 0 | 492.5816 | Residential_2019_Economic_million_m3_After Competition Groups_Adaptive Thermostat
Residential | Res ¦ Comprehensive Draft Proofing | 2019 | Economic | million_m3 | After Competition Groups | 205.968 | 0 | 0 | 2074.9636 | 0.099263 | 3 | Residential_2019_Economic_million_m3_After Competition Groups_3 | Comprehensive Draft Proofing | 9.926% | 0 | 205.968 | Residential_2019_Economic_million_m3_After Competition Groups_Comprehensive Draft Proofing
Residential | Res ¦ Attic Insulation | 2019 | Economic | million_m3 | After Competition Groups | 166.9985 | 0 | 0 | 2074.9636 | 0.080483 | 4 | Residential_2019_Economic_million_m3_After Competition Groups_4 | Attic Insulation | 8.048% | 0 | 166.9985 | Residential_2019_Economic_million_m3_After Competition Groups_Attic Insulation
Residential | Res ¦ Basement Wall Insulation | 2019 | Economic | million_m3 | After Competition Groups | 138.8208 | 0 | 0 | 2074.9636 | 0.066903 | 5 | Residential_2019_Economic_million_m3_After Competition Groups_5 | Basement Wall Insulation | 6.69% | 0 | 138.8208 | Residential_2019_Economic_million_m3_After Competition Groups_Basement Wall Insulation
Residential | Res ¦ Advanced BAS/Controllers | 2019 | Economic | million_m3 | After Competition Groups | 84.8354 | 0 | 0 | 2074.9636 | 0.040885 | 6 | Residential_2019_Economic_million_m3_After Competition Groups_6 | Advanced BAS/Controllers | 4.089% | 0 | 84.8354 | Residential_2019_Economic_million_m3_After Competition Groups_Advanced BAS/Controllers
Residential | Res ¦ Building Recommissioning, Operations and Maintenance (O&M) Improvements | 2019 | Economic | million_m3 | After Competition Groups | 70.1048 | 0 | 0 | 2074.9636 | 0.033786 | 7 | Residential_2019_Economic_million_m3_After Competition Groups_7 | Building Recommissioning, Operations and Maintenance (O&M) Improvements | 3.379% | 0 | 70.1048 | Residential_2019_Economic_million_m3_After Competition Groups_Building Recommissioning, Operations and Maintenance (O&M) Improvements
Residential | Res ¦ Floor Insulation | 2019 | Economic | million_m3 | After Competition Groups | 54.6828 | 0 | 0 | 2074.9636 | 0.026354 | 8 | Residential_2019_Economic_million_m3_After Competition Groups_8 | Floor Insulation | 2.635% | 0 | 54.6828 | Residential_2019_Economic_million_m3_After Competition Groups_Floor Insulation
Residential | Res ¦ Duct Insulation MF | 2019 | Economic | million_m3 | After Competition Groups | 39.3572 | 0 | 0 | 2074.9636 | 0.018968 | 9 | Residential_2019_Economic_million_m3_After Competition Groups_9 | Duct Insulation MF | 1.897% | 0 | 39.3572 | Residential_2019_Economic_million_m3_After Competition Groups_Duct Insulation MF
Residential | Res ¦ Demand Control Ventilation | 2019 | Economic | million_m3 | After Competition Groups | 38.0251 | 0 | 0 | 2074.9636 | 0.018326 | 10 | Residential_2019_Economic_million_m3_After Competition Groups_10 | Demand Control Ventilation | 1.833% | 0 | 38.0251 | Residential_2019_Economic_million_m3_After Competition Groups_Demand Control Ventilation
Residential | Res ¦ Duct Insulation | 2019 | Economic | million_m3 | After Competition Groups | 37.6383 | 0 | 0 | 2074.9636 | 0.018139 | 11 | Residential_2019_Economic_million_m3_After Competition Groups_11 | Duct Insulation | 1.814% | 0 | 37.6383 | Residential_2019_Economic_million_m3_After Competition Groups_Duct Insulation
Residential | Res ¦ Wall Insulation | 2019 | Economic | million_m3 | After Competition Groups | 16.877 | 0 | 0 | 2074.9636 | 0.0081336 | 12 | Residential_2019_Economic_million_m3_After Competition Groups_12 | Wall Insulation | 0.8134% | 0 | 16.877 | Residential_2019_Economic_million_m3_After Competition Groups_Wall Insulation
Residential | Res ¦ High Efficiency Fireplace with Pilotless Ignition | 2019 | Economic | million_m3 | After Competition Groups | 10.0724 | 0 | 0 | 2074.9636 | 0.0048543 | 13 | Residential_2019_Economic_million_m3_After Competition Groups_13 | High Efficiency Fireplace with Pilotless Ignition | 0.4854% | 0 | 10.0724 | Residential_2019_Economic_million_m3_After Competition Groups_High Efficiency Fireplace with Pilotless Ignition
Residential | Res ¦ Heat Recovery Ventilator | 2019 | Economic | million_m3 | After Competition Groups | 9.9187 | 0 | 0 | 2074.9636 | 0.0047802 | 14 | Residential_2019_Economic_million_m3_After Competition Groups_14 | Heat Recovery Ventilator | 0.478% | 0 | 9.9187 | Residential_2019_Economic_million_m3_After Competition Groups_Heat Recovery Ventilator
Residential | Res ¦ Wall Insulation MF | 2019 | Economic | million_m3 | After Competition Groups | 8.5939 | 0 | 0 | 2074.9636 | 0.0041417 | 15 | Residential_2019_Economic_million_m3_After Competition Groups_15 | Wall Insulation MF | 0.4142% | 0 | 8.5939 | Residential_2019_Economic_million_m3_After Competition Groups_Wall Insulation MF
Residential | Res ¦ Condensing Boiler | 2019 | Economic | million_m3 | After Competition Groups | 7.1199 | 0 | 0 | 2074.9636 | 0.0034313 | 16 | Residential_2019_Economic_million_m3_After Competition Groups_16 | Condensing Boiler | 0.3431% | 0 | 7.1199 | Residential_2019_Economic_million_m3_After Competition Groups_Condensing Boiler
Residential | Res ¦ Condensing Make Up Air Unit | 2019 | Economic | million_m3 | After Competition Groups | 6.9376 | 0 | 0 | 2074.9636 | 0.0033435 | 17 | Residential_2019_Economic_million_m3_After Competition Groups_17 | Condensing Make Up Air Unit | 0.3343% | 0 | 6.9376 | Residential_2019_Economic_million_m3_After Competition Groups_Condensing Make Up Air Unit
Residential | Res ¦ Clothes Drying Racks | 2019 | Economic | million_m3 | After Competition Groups | 1.3281 | 0 | 0 | 2074.9636 | 0.00064005 | 18 | Residential_2019_Economic_million_m3_After Competition Groups_18 | Clothes Drying Racks | 0.06401% | 0 | 1.3281 | Residential_2019_Economic_million_m3_After Competition Groups_Clothes Drying Racks
Residential | Res ¦ Minimize Hot and Warm Clothes Wash | 2019 | Economic | million_m3 | After Competition Groups | 1.15 | 0 | 0 | 2074.9636 | 0.0005542 | 19 | Residential_2019_Economic_million_m3_After Competition Groups_19 | Minimize Hot and Warm Clothes Wash | 0.05542% | 0 | 1.15 | Residential_2019_Economic_million_m3_After Competition Groups_Minimize Hot and Warm Clothes Wash
Residential | Res ¦ Energy Star Clothes Washer | 2019 | Economic | million_m3 | After Competition Groups | 0 | 0 | 0 | 2074.9636 | 0 | 20 | Residential_2019_Economic_million_m3_After Competition Groups_20 | Energy Star Clothes Washer | 0% | 0 | 0 | Residential_2019_Economic_million_m3_After Competition Groups_Energy Star Clothes Washer
Residential | Res ¦ High Efficiency Condensing Furnace | 2019 | Economic | million_m3 | After Competition Groups | 0 | 0 | 0 | 2074.9636 | 0 | 21 | Residential_2019_Economic_million_m3_After Competition Groups_21 | High Efficiency Condensing Furnace | 0% | 0 | 0 | Residential_2019_Economic_million_m3_After Competition Groups_High Efficiency Condensing Furnace
Residential | Res ¦ Home Energy Reports | 2019 | Economic | million_m3 | After Competition Groups | 0 | 0 | 0 | 2074.9636 | 0 | 22 | Residential_2019_Economic_million_m3_After Competition Groups_22 | Home Energy Reports | 0% | 0 | 0 | Residential_2019_Economic_million_m3_After Competition Groups_Home Energy Reports
Residential | Res ¦ Pool Cover | 2019 | Economic | million_m3 | After Competition Groups | 0 | 0 | 0 | 2074.9636 | 0 | 23 | Residential_2019_Economic_million_m3_After Competition Groups_23 | Pool Cover | 0% | 0 | 0 | Residential_2019_Economic_million_m3_After Competition Groups_Pool Cover
Residential | Res ¦ Water Heater Temperature Setback | 2019 | Economic | million_m3 | After Competition Groups | 0 | 0 | 0 | 2074.9636 | 0 | 24 | Residential_2019_Economic_million_m3_After Competition Groups_24 | Water Heater Temperature Setback | 0% | 0 | 0 | Residential_2019_Economic_million_m3_After Competition Groups_Water Heater Temperature Setback
Residential | Res ¦ Adaptive Thermostat | 2019 | SC A | million_m3 | After Competition Groups | 4.541 | 3389104.2419 | 3.3891 | 24.2549 | 0.18722 | 1 | Residential_2019_SC A_million_m3_After Competition Groups_1 | Adaptive Thermostat | 18.72% | 3.3891 | 4.541 | Residential_2019_SC A_million_m3_After Competition Groups_Adaptive Thermostat
Residential | Res ¦ Comprehensive Draft Proofing | 2019 | SC A | million_m3 | After Competition Groups | 4.2032 | 306075.9576 | 0.30608 | 24.2549 | 0.17329 | 2 | Residential_2019_SC A_million_m3_After Competition Groups_2 | Comprehensive Draft Proofing | 17.33% | 0.30608 | 4.2032 | Residential_2019_SC A_million_m3_After Competition Groups_Comprehensive Draft Proofing
Residential | Res ¦ High Efficiency Fireplace with Pilotless Ignition | 2019 | SC A | million_m3 | After Competition Groups | 4.1985 | 3037871.689 | 3.0379 | 24.2549 | 0.1731 | 3 | Residential_2019_SC A_million_m3_After Competition Groups_3 | High Efficiency Fireplace with Pilotless Ignition | 17.31% | 3.0379 | 4.1985 | Residential_2019_SC A_million_m3_After Competition Groups_High Efficiency Fireplace with Pilotless Ignition
Residential | Res ¦ Air Sealing | 2019 | SC A | million_m3 | After Competition Groups | 3.3218 | 2479163.3506 | 2.4792 | 24.2549 | 0.13695 | 4 | Residential_2019_SC A_million_m3_After Competition Groups_4 | Air Sealing | 13.7% | 2.4792 | 3.3218 | Residential_2019_SC A_million_m3_After Competition Groups_Air Sealing
Residential | Res ¦ Advanced BAS/Controllers | 2019 | SC A | million_m3 | After Competition Groups | 1.7534 | 316704.4921 | 0.3167 | 24.2549 | 0.07229 | 5 | Residential_2019_SC A_million_m3_After Competition Groups_5 | Advanced BAS/Controllers | 7.229% | 0.3167 | 1.7534 | Residential_2019_SC A_million_m3_After Competition Groups_Advanced BAS/Controllers
Residential | Res ¦ Building Recommissioning, Operations and Maintenance (O&M) Improvements | 2019 | SC A | million_m3 | After Competition Groups | 1.4489 | 253401.9176 | 0.2534 | 24.2549 | 0.059738 | 6 | Residential_2019_SC A_million_m3_After Competition Groups_6 | Building Recommissioning, Operations and Maintenance (O&M) Improvements | 5.974% | 0.2534 | 1.4489 | Residential_2019_SC A_million_m3_After Competition Groups_Building Recommissioning, Operations and Maintenance (O&M) Improvements
Residential | Res ¦ Basement Wall Insulation | 2019 | SC A | million_m3 | After Competition Groups | 1.3663 | 1526759.8587 | 1.5268 | 24.2549 | 0.05633 | 7 | Residential_2019_SC A_million_m3_After Competition Groups_7 | Basement Wall Insulation | 5.633% | 1.5268 | 1.3663 | Residential_2019_SC A_million_m3_After Competition Groups_Basement Wall Insulation
Residential | Res ¦ Attic Insulation | 2019 | SC A | million_m3 | After Competition Groups | 1.0488 | 1105651.6036 | 1.1057 | 24.2549 | 0.043239 | 8 | Residential_2019_SC A_million_m3_After Competition Groups_8 | Attic Insulation | 4.324% | 1.1057 | 1.0488 | Residential_2019_SC A_million_m3_After Competition Groups_Attic Insulation
Residential | Res ¦ Condensing Make Up Air Unit | 2019 | SC A | million_m3 | After Competition Groups | 1.0195 | 856904.3106 | 0.8569 | 24.2549 | 0.042032 | 9 | Residential_2019_SC A_million_m3_After Competition Groups_9 | Condensing Make Up Air Unit | 4.203% | 0.8569 | 1.0195 | Residential_2019_SC A_million_m3_After Competition Groups_Condensing Make Up Air Unit
Residential | Res ¦ Demand Control Ventilation | 2019 | SC A | million_m3 | After Competition Groups | 0.63743 | 475735.7587 | 0.47574 | 24.2549 | 0.026281 | 10 | Residential_2019_SC A_million_m3_After Competition Groups_10 | Demand Control Ventilation | 2.628% | 0.47574 | 0.63743 | Residential_2019_SC A_million_m3_After Competition Groups_Demand Control Ventilation
Residential | Res ¦ Condensing Boiler | 2019 | SC A | million_m3 | After Competition Groups | 0.30589 | 299778.4419 | 0.29978 | 24.2549 | 0.012612 | 11 | Residential_2019_SC A_million_m3_After Competition Groups_11 | Condensing Boiler | 1.261% | 0.29978 | 0.30589 | Residential_2019_SC A_million_m3_After Competition Groups_Condensing Boiler
Residential | Res ¦ Duct Insulation MF | 2019 | SC A | million_m3 | After Competition Groups | 0.11304 | 99516.7887 | 0.099517 | 24.2549 | 0.0046604 | 12 | Residential_2019_SC A_million_m3_After Competition Groups_12 | Duct Insulation MF | 0.466% | 0.099517 | 0.11304 | Residential_2019_SC A_million_m3_After Competition Groups_Duct Insulation MF
Residential | Res ¦ Wall Insulation MF | 2019 | SC A | million_m3 | After Competition Groups | 0.084581 | 37090.5717 | 0.037091 | 24.2549 | 0.0034872 | 13 | Residential_2019_SC A_million_m3_After Competition Groups_13 | Wall Insulation MF | 0.3487% | 0.037091 | 0.084581 | Residential_2019_SC A_million_m3_After Competition Groups_Wall Insulation MF
Residential | Res ¦ Heat Recovery Ventilator | 2019 | SC A | million_m3 | After Competition Groups | 0.057572 | 50679.5982 | 0.05068 | 24.2549 | 0.0023736 | 14 | Residential_2019_SC A_million_m3_After Competition Groups_14 | Heat Recovery Ventilator | 0.2374% | 0.05068 | 0.057572 | Residential_2019_SC A_million_m3_After Competition Groups_Heat Recovery Ventilator
Residential | Res ¦ Duct Insulation | 2019 | SC A | million_m3 | After Competition Groups | 0.05301 | 61593.2189 | 0.061593 | 24.2549 | 0.0021855 | 15 | Residential_2019_SC A_million_m3_After Competition Groups_15 | Duct Insulation | 0.2186% | 0.061593 | 0.05301 | Residential_2019_SC A_million_m3_After Competition Groups_Duct Insulation
Residential | Res ¦ Floor Insulation | 2019 | SC A | million_m3 | After Competition Groups | 0.045711 | 55996.2453 | 0.055996 | 24.2549 | 0.0018846 | 16 | Residential_2019_SC A_million_m3_After Competition Groups_16 | Floor Insulation | 0.1885% | 0.055996 | 0.045711 | Residential_2019_SC A_million_m3_After Competition Groups_Floor Insulation
Residential | Res ¦ Minimize Hot and Warm Clothes Wash | 2019 | SC A | million_m3 | After Competition Groups | 0.042485 | 0 | 0 | 24.2549 | 0.0017516 | 17 | Residential_2019_SC A_million_m3_After Competition Groups_17 | Minimize Hot and Warm Clothes Wash | 0.1752% | 0 | 0.042485 | Residential_2019_SC A_million_m3_After Competition Groups_Minimize Hot and Warm Clothes Wash
Residential | Res ¦ Wall Insulation | 2019 | SC A | million_m3 | After Competition Groups | 0.013724 | 19737.8596 | 0.019738 | 24.2549 | 0.00056583 | 18 | Residential_2019_SC A_million_m3_After Competition Groups_18 | Wall Insulation | 0.05658% | 0.019738 | 0.013724 | Residential_2019_SC A_million_m3_After Competition Groups_Wall Insulation
Residential | Res ¦ Clothes Drying Racks | 2019 | SC A | million_m3 | After Competition Groups | 7.2712e-06 | 0 | 0 | 24.2549 | 2.9978e-07 | 19 | Residential_2019_SC A_million_m3_After Competition Groups_19 | Clothes Drying Racks | 2.998e-05% | 0 | 7.2712e-06 | Residential_2019_SC A_million_m3_After Competition Groups_Clothes Drying Racks
Residential | Res ¦ Energy Star Clothes Washer | 2019 | SC A | million_m3 | After Competition Groups | 0 | 0 | 0 | 24.2549 | 0 | 20 | Residential_2019_SC A_million_m3_After Competition Groups_20 | Energy Star Clothes Washer | 0% | 0 | 0 | Residential_2019_SC A_million_m3_After Competition Groups_Energy Star Clothes Washer
Residential | Res ¦ High Efficiency Condensing Furnace | 2019 | SC A | million_m3 | After Competition Groups | 0 | 0 | 0 | 24.2549 | 0 | 21 | Residential_2019_SC A_million_m3_After Competition Groups_21 | High Efficiency Condensing Furnace | 0% | 0 | 0 | Residential_2019_SC A_million_m3_After Competition Groups_High Efficiency Condensing Furnace
Residential | Res ¦ Home Energy Reports | 2019 | SC A | million_m3 | After Competition Groups | 0 | 0 | 0 | 24.2549 | 0 | 22 | Residential_2019_SC A_million_m3_After Competition Groups_22 | Home Energy Reports | 0% | 0 | 0 | Residential_2019_SC A_million_m3_After Competition Groups_Home Energy Reports
Residential | Res ¦ Pool Cover | 2019 | SC A | million_m3 | After Competition Groups | 0 | 0 | 0 | 24.2549 | 0 | 23 | Residential_2019_SC A_million_m3_After Competition Groups_23 | Pool Cover | 0% | 0 | 0 | Residential_2019_SC A_million_m3_After Competition Groups_Pool Cover
Residential | Res ¦ Water Heater Temperature Setback | 2019 | SC A | million_m3 | After Competition Groups | 0 | 0 | 0 | 24.2549 | 0 | 24 | Residential_2019_SC A_million_m3_After Competition Groups_24 | Water Heater Temperature Setback | 0% | 0 | 0 | Residential_2019_SC A_million_m3_After Competition Groups_Water Heater Temperature Setback
Residential | Res ¦ Comprehensive Draft Proofing | 2019 | SC B | million_m3 | After Competition Groups | 11.1492 | 944749.2471 | 0.94475 | 47.4353 | 0.23504 | 1 | Residential_2019_SC B_million_m3_After Competition Groups_1 | Comprehensive Draft Proofing | 23.5% | 0.94475 | 11.1492 | Residential_2019_SC B_million_m3_After Competition Groups_Comprehensive Draft Proofing
Residential | Res ¦ Adaptive Thermostat | 2019 | SC B | million_m3 | After Competition Groups | 8.2015 | 13564982.5951 | 13.565 | 47.4353 | 0.1729 | 2 | Residential_2019_SC B_million_m3_After Competition Groups_2 | Adaptive Thermostat | 17.29% | 13.565 | 8.2015 | Residential_2019_SC B_million_m3_After Competition Groups_Adaptive Thermostat
Residential | Res ¦ Air Sealing | 2019 | SC B | million_m3 | After Competition Groups | 6.7299 | 11095019.8465 | 11.095 | 47.4353 | 0.14187 | 3 | Residential_2019_SC B_million_m3_After Competition Groups_3 | Air Sealing | 14.19% | 11.095 | 6.7299 | Residential_2019_SC B_million_m3_After Competition Groups_Air Sealing
Residential | Res ¦ Advanced BAS/Controllers | 2019 | SC B | million_m3 | After Competition Groups | 4.5921 | 829355.0269 | 0.82936 | 47.4353 | 0.096807 | 4 | Residential_2019_SC B_million_m3_After Competition Groups_4 | Advanced BAS/Controllers | 9.681% | 0.82936 | 4.5921 | Residential_2019_SC B_million_m3_After Competition Groups_Advanced BAS/Controllers
Residential | Res ¦ High Efficiency Fireplace with Pilotless Ignition | 2019 | SC B | million_m3 | After Competition Groups | 4.198 | 3037193.2334 | 3.0372 | 47.4353 | 0.088499 | 5 | Residential_2019_SC B_million_m3_After Competition Groups_5 | High Efficiency Fireplace with Pilotless Ignition | 8.85% | 3.0372 | 4.198 | Residential_2019_SC B_million_m3_After Competition Groups_High Efficiency Fireplace with Pilotless Ignition
Residential | Res ¦ Building Recommissioning, Operations and Maintenance (O&M) Improvements | 2019 | SC B | million_m3 | After Competition Groups | 3.7948 | 663597.0466 | 0.6636 | 47.4353 | 0.079999 | 6 | Residential_2019_SC B_million_m3_After Competition Groups_6 | Building Recommissioning, Operations and Maintenance (O&M) Improvements | 8% | 0.6636 | 3.7948 | Residential_2019_SC B_million_m3_After Competition Groups_Building Recommissioning, Operations and Maintenance (O&M) Improvements
Residential | Res ¦ Demand Control Ventilation | 2019 | SC B | million_m3 | After Competition Groups | 2.0581 | 1931486.9285 | 1.9315 | 47.4353 | 0.043388 | 7 | Residential_2019_SC B_million_m3_After Competition Groups_7 | Demand Control Ventilation | 4.339% | 1.9315 | 2.0581 | Residential_2019_SC B_million_m3_After Competition Groups_Demand Control Ventilation
Residential | Res ¦ Attic Insulation | 2019 | SC B | million_m3 | After Competition Groups | 1.6432 | 2492009.6873 | 2.492 | 47.4353 | 0.034642 | 8 | Residential_2019_SC B_million_m3_After Competition Groups_8 | Attic Insulation | 3.464% | 2.492 | 1.6432 | Residential_2019_SC B_million_m3_After Competition Groups_Attic Insulation
Residential | Res ¦ Basement Wall Insulation | 2019 | SC B | million_m3 | After Competition Groups | 1.3661 | 1526357.6842 | 1.5264 | 47.4353 | 0.028798 | 9 | Residential_2019_SC B_million_m3_After Competition Groups_9 | Basement Wall Insulation | 2.88% | 1.5264 | 1.3661 | Residential_2019_SC B_million_m3_After Competition Groups_Basement Wall Insulation
Residential | Res ¦ Condensing Make Up Air Unit | 2019 | SC B | million_m3 | After Competition Groups | 1.0194 | 856729.8502 | 0.85673 | 47.4353 | 0.02149 | 10 | Residential_2019_SC B_million_m3_After Competition Groups_10 | Condensing Make Up Air Unit | 2.149% | 0.85673 | 1.0194 | Residential_2019_SC B_million_m3_After Competition Groups_Condensing Make Up Air Unit
Residential | Res ¦ Condensing Boiler | 2019 | SC B | million_m3 | After Competition Groups | 0.78435 | 1863087.2311 | 1.8631 | 47.4353 | 0.016535 | 11 | Residential_2019_SC B_million_m3_After Competition Groups_11 | Condensing Boiler | 1.654% | 1.8631 | 0.78435 | Residential_2019_SC B_million_m3_After Competition Groups_Condensing Boiler
Residential | Res ¦ Floor Insulation | 2019 | SC B | million_m3 | After Competition Groups | 0.53778 | 2706233.4343 | 2.7062 | 47.4353 | 0.011337 | 12 | Residential_2019_SC B_million_m3_After Competition Groups_12 | Floor Insulation | 1.134% | 2.7062 | 0.53778 | Residential_2019_SC B_million_m3_After Competition Groups_Floor Insulation
Residential | Res ¦ Duct Insulation MF | 2019 | SC B | million_m3 | After Competition Groups | 0.38719 | 992755.3618 | 0.99276 | 47.4353 | 0.0081624 | 13 | Residential_2019_SC B_million_m3_After Competition Groups_13 | Duct Insulation MF | 0.8162% | 0.99276 | 0.38719 | Residential_2019_SC B_million_m3_After Competition Groups_Duct Insulation MF
Residential | Res ¦ Duct Insulation | 2019 | SC B | million_m3 | After Competition Groups | 0.3702 | 1853643.954 | 1.8536 | 47.4353 | 0.0078044 | 14 | Residential_2019_SC B_million_m3_After Competition Groups_14 | Duct Insulation | 0.7804% | 1.8536 | 0.3702 | Residential_2019_SC B_million_m3_After Competition Groups_Duct Insulation
Residential | Res ¦ Heat Recovery Ventilator | 2019 | SC B | million_m3 | After Competition Groups | 0.23886 | 731611.1768 | 0.73161 | 47.4353 | 0.0050355 | 15 | Residential_2019_SC B_million_m3_After Competition Groups_15 | Heat Recovery Ventilator | 0.5035% | 0.73161 | 0.23886 | Residential_2019_SC B_million_m3_After Competition Groups_Heat Recovery Ventilator
Residential | Res ¦ Wall Insulation | 2019 | SC B | million_m3 | After Competition Groups | 0.16599 | 954816.2732 | 0.95482 | 47.4353 | 0.0034994 | 16 | Residential_2019_SC B_million_m3_After Competition Groups_16 | Wall Insulation | 0.3499% | 0.95482 | 0.16599 | Residential_2019_SC B_million_m3_After Competition Groups_Wall Insulation
Residential | Res ¦ Wall Insulation MF | 2019 | SC B | million_m3 | After Competition Groups | 0.084577 | 37084.9144 | 0.037085 | 47.4353 | 0.001783 | 17 | Residential_2019_SC B_million_m3_After Competition Groups_17 | Wall Insulation MF | 0.1783% | 0.037085 | 0.084577 | Residential_2019_SC B_million_m3_After Competition Groups_Wall Insulation MF
Residential | Res ¦ Clothes Drying Racks | 2019 | SC B | million_m3 | After Competition Groups | 0.071703 | 1187038.0472 | 1.187 | 47.4353 | 0.0015116 | 18 | Residential_2019_SC B_million_m3_After Competition Groups_18 | Clothes Drying Racks | 0.1512% | 1.187 | 0.071703 | Residential_2019_SC B_million_m3_After Competition Groups_Clothes Drying Racks
Residential | Res ¦ Minimize Hot and Warm Clothes Wash | 2019 | SC B | million_m3 | After Competition Groups | 0.042485 | 0 | 0 | 47.4353 | 0.00089564 | 19 | Residential_2019_SC B_million_m3_After Competition Groups_19 | Minimize Hot and Warm Clothes Wash | 0.08956% | 0 | 0.042485 | Residential_2019_SC B_million_m3_After Competition Groups_Minimize Hot and Warm Clothes Wash
Residential | Res ¦ Energy Star Clothes Washer | 2019 | SC B | million_m3 | After Competition Groups | 0 | 0 | 0 | 47.4353 | 0 | 20 | Residential_2019_SC B_million_m3_After Competition Groups_20 | Energy Star Clothes Washer | 0% | 0 | 0 | Residential_2019_SC B_million_m3_After Competition Groups_Energy Star Clothes Washer
Residential | Res ¦ High Efficiency Condensing Furnace | 2019 | SC B | million_m3 | After Competition Groups | 0 | 0 | 0 | 47.4353 | 0 | 21 | Residential_2019_SC B_million_m3_After Competition Groups_21 | High Efficiency Condensing Furnace | 0% | 0 | 0 | Residential_2019_SC B_million_m3_After Competition Groups_High Efficiency Condensing Furnace
Residential | Res ¦ Home Energy Reports | 2019 | SC B | million_m3 | After Competition Groups | 0 | 0 | 0 | 47.4353 | 0 | 22 | Residential_2019_SC B_million_m3_After Competition Groups_22 | Home Energy Reports | 0% | 0 | 0 | Residential_2019_SC B_million_m3_After Competition Groups_Home Energy Reports
Residential | Res ¦ Pool Cover | 2019 | SC B | million_m3 | After Competition Groups | 0 | 0 | 0 | 47.4353 | 0 | 23 | Residential_2019_SC B_million_m3_After Competition Groups_23 | Pool Cover | 0% | 0 | 0 | Residential_2019_SC B_million_m3_After Competition Groups_Pool Cover
Residential | Res ¦ Water Heater Temperature Setback | 2019 | SC B | million_m3 | After Competition Groups | 0 | 0 | 0 | 47.4353 | 0 | 24 | Residential_2019_SC B_million_m3_After Competition Groups_24 | Water Heater Temperature Setback | 0% | 0 | 0 | Residential_2019_SC B_million_m3_After Competition Groups_Water Heater Temperature Setback
Residential | Res ¦ Adaptive Thermostat | 2019 | SC C | million_m3 | After Competition Groups | 5.261 | 5235293.7497 | 5.2353 | 26.0755 | 0.20176 | 1 | Residential_2019_SC C_million_m3_After Competition Groups_1 | Adaptive Thermostat | 20.18% | 5.2353 | 5.261 | Residential_2019_SC C_million_m3_After Competition Groups_Adaptive Thermostat
Residential | Res ¦ Comprehensive Draft Proofing | 2019 | SC C | million_m3 | After Competition Groups | 4.257 | 360761.7519 | 0.36076 | 26.0755 | 0.16326 | 2 | Residential_2019_SC C_million_m3_After Competition Groups_2 | Comprehensive Draft Proofing | 16.33% | 0.36076 | 4.257 | Residential_2019_SC C_million_m3_After Competition Groups_Comprehensive Draft Proofing
Residential | Res ¦ High Efficiency Fireplace with Pilotless Ignition | 2019 | SC C | million_m3 | After Competition Groups | 4.1985 | 3037871.689 | 3.0379 | 26.0755 | 0.16101 | 3 | Residential_2019_SC C_million_m3_After Competition Groups_3 | High Efficiency Fireplace with Pilotless Ignition | 16.1% | 3.0379 | 4.1985 | Residential_2019_SC C_million_m3_After Competition Groups_High Efficiency Fireplace with Pilotless Ignition
Residential | Res ¦ Air Sealing | 2019 | SC C | million_m3 | After Competition Groups | 3.8414 | 3822640.4769 | 3.8226 | 26.0755 | 0.14732 | 4 | Residential_2019_SC C_million_m3_After Competition Groups_4 | Air Sealing | 14.73% | 3.8226 | 3.8414 | Residential_2019_SC C_million_m3_After Competition Groups_Air Sealing
Residential | Res ¦ Advanced BAS/Controllers | 2019 | SC C | million_m3 | After Competition Groups | 1.7534 | 316704.4921 | 0.3167 | 26.0755 | 0.067243 | 5 | Residential_2019_SC C_million_m3_After Competition Groups_5 | Advanced BAS/Controllers | 6.724% | 0.3167 | 1.7534 | Residential_2019_SC C_million_m3_After Competition Groups_Advanced BAS/Controllers
Residential | Res ¦ Building Recommissioning, Operations and Maintenance (O&M) Improvements | 2019 | SC C | million_m3 | After Competition Groups | 1.4489 | 253401.9176 | 0.2534 | 26.0755 | 0.055567 | 6 | Residential_2019_SC C_million_m3_After Competition Groups_6 | Building Recommissioning, Operations and Maintenance (O&M) Improvements | 5.557% | 0.2534 | 1.4489 | Residential_2019_SC C_million_m3_After Competition Groups_Building Recommissioning, Operations and Maintenance (O&M) Improvements
Residential | Res ¦ Basement Wall Insulation | 2019 | SC C | million_m3 | After Competition Groups | 1.3663 | 1526759.8587 | 1.5268 | 26.0755 | 0.052397 | 7 | Residential_2019_SC C_million_m3_After Competition Groups_7 | Basement Wall Insulation | 5.24% | 1.5268 | 1.3663 | Residential_2019_SC C_million_m3_After Competition Groups_Basement Wall Insulation
Residential | Res ¦ Attic Insulation | 2019 | SC C | million_m3 | After Competition Groups | 1.3287 | 1833392.7544 | 1.8334 | 26.0755 | 0.050957 | 8 | Residential_2019_SC C_million_m3_After Competition Groups_8 | Attic Insulation | 5.096% | 1.8334 | 1.3287 | Residential_2019_SC C_million_m3_After Competition Groups_Attic Insulation
Residential | Res ¦ Condensing Make Up Air Unit | 2019 | SC C | million_m3 | After Competition Groups | 1.0195 | 856904.3106 | 0.8569 | 26.0755 | 0.039097 | 9 | Residential_2019_SC C_million_m3_After Competition Groups_9 | Condensing Make Up Air Unit | 3.91% | 0.8569 | 1.0195 | Residential_2019_SC C_million_m3_After Competition Groups_Condensing Make Up Air Unit
Residential | Res ¦ Demand Control Ventilation | 2019 | SC C | million_m3 | After Competition Groups | 0.78591 | 737623.3308 | 0.73762 | 26.0755 | 0.03014 | 10 | Residential_2019_SC C_million_m3_After Competition Groups_10 | Demand Control Ventilation | 3.014% | 0.73762 | 0.78591 | Residential_2019_SC C_million_m3_After Competition Groups_Demand Control Ventilation
Residential | Res ¦ Condensing Boiler | 2019 | SC C | million_m3 | After Competition Groups | 0.36849 | 481493.5558 | 0.48149 | 26.0755 | 0.014132 | 11 | Residential_2019_SC C_million_m3_After Competition Groups_11 | Condensing Boiler | 1.413% | 0.48149 | 0.36849 | Residential_2019_SC C_million_m3_After Competition Groups_Condensing Boiler
Residential | Res ¦ Duct Insulation MF | 2019 | SC C | million_m3 | After Competition Groups | 0.1347 | 158099.8464 | 0.1581 | 26.0755 | 0.0051658 | 12 | Residential_2019_SC C_million_m3_After Competition Groups_12 | Duct Insulation MF | 0.5166% | 0.1581 | 0.1347 | Residential_2019_SC C_million_m3_After Competition Groups_Duct Insulation MF
Residential | Res ¦ Wall Insulation MF | 2019 | SC C | million_m3 | After Competition Groups | 0.084581 | 37090.5717 | 0.037091 | 26.0755 | 0.0032437 | 13 | Residential_2019_SC C_million_m3_After Competition Groups_13 | Wall Insulation MF | 0.3244% | 0.037091 | 0.084581 | Residential_2019_SC C_million_m3_After Competition Groups_Wall Insulation MF
Residential | Res ¦ Heat Recovery Ventilator | 2019 | SC C | million_m3 | After Competition Groups | 0.067775 | 79548.3532 | 0.079548 | 26.0755 | 0.0025992 | 14 | Residential_2019_SC C_million_m3_After Competition Groups_14 | Heat Recovery Ventilator | 0.2599% | 0.079548 | 0.067775 | Residential_2019_SC C_million_m3_After Competition Groups_Heat Recovery Ventilator
Residential | Res ¦ Duct Insulation | 2019 | SC C | million_m3 | After Competition Groups | 0.054915 | 69881.4383 | 0.069881 | 26.0755 | 0.002106 | 15 | Residential_2019_SC C_million_m3_After Competition Groups_15 | Duct Insulation | 0.2106% | 0.069881 | 0.054915 | Residential_2019_SC C_million_m3_After Competition Groups_Duct Insulation
Residential | Res ¦ Floor Insulation | 2019 | SC C | million_m3 | After Competition Groups | 0.048164 | 63290.6996 | 0.063291 | 26.0755 | 0.0018471 | 16 | Residential_2019_SC C_million_m3_After Competition Groups_16 | Floor Insulation | 0.1847% | 0.063291 | 0.048164 | Residential_2019_SC C_million_m3_After Competition Groups_Floor Insulation
Residential | Res ¦ Minimize Hot and Warm Clothes Wash | 2019 | SC C | million_m3 | After Competition Groups | 0.042485 | 0 | 0 | 26.0755 | 0.0016293 | 17 | Residential_2019_SC C_million_m3_After Competition Groups_17 | Minimize Hot and Warm Clothes Wash | 0.1629% | 0 | 0.042485 | Residential_2019_SC C_million_m3_After Competition Groups_Minimize Hot and Warm Clothes Wash
Residential | Res ¦ Wall Insulation | 2019 | SC C | million_m3 | After Competition Groups | 0.013724 | 19737.8596 | 0.019738 | 26.0755 | 0.00052632 | 18 | Residential_2019_SC C_million_m3_After Competition Groups_18 | Wall Insulation | 0.05263% | 0.019738 | 0.013724 | Residential_2019_SC C_million_m3_After Competition Groups_Wall Insulation
Residential | Res ¦ Clothes Drying Racks | 2019 | SC C | million_m3 | After Competition Groups | 7.2712e-06 | 0 | 0 | 26.0755 | 2.7885e-07 | 19 | Residential_2019_SC C_million_m3_After Competition Groups_19 | Clothes Drying Racks | 2.789e-05% | 0 | 7.2712e-06 | Residential_2019_SC C_million_m3_After Competition Groups_Clothes Drying Racks
Residential | Res ¦ Energy Star Clothes Washer | 2019 | SC C | million_m3 | After Competition Groups | 0 | 0 | 0 | 26.0755 | 0 | 20 | Residential_2019_SC C_million_m3_After Competition Groups_20 | Energy Star Clothes Washer | 0% | 0 | 0 | Residential_2019_SC C_million_m3_After Competition Groups_Energy Star Clothes Washer
Residential | Res ¦ High Efficiency Condensing Furnace | 2019 | SC C | million_m3 | After Competition Groups | 0 | 0 | 0 | 26.0755 | 0 | 21 | Residential_2019_SC C_million_m3_After Competition Groups_21 | High Efficiency Condensing Furnace | 0% | 0 | 0 | Residential_2019_SC C_million_m3_After Competition Groups_High Efficiency Condensing Furnace
Residential | Res ¦ Home Energy Reports | 2019 | SC C | million_m3 | After Competition Groups | 0 | 0 | 0 | 26.0755 | 0 | 22 | Residential_2019_SC C_million_m3_After Competition Groups_22 | Home Energy Reports | 0% | 0 | 0 | Residential_2019_SC C_million_m3_After Competition Groups_Home Energy Reports
Residential | Res ¦ Pool Cover | 2019 | SC C | million_m3 | After Competition Groups | 0 | 0 | 0 | 26.0755 | 0 | 23 | Residential_2019_SC C_million_m3_After Competition Groups_23 | Pool Cover | 0% | 0 | 0 | Residential_2019_SC C_million_m3_After Competition Groups_Pool Cover
Residential | Res ¦ Water Heater Temperature Setback | 2019 | SC C | million_m3 | After Competition Groups | 0 | 0 | 0 | 26.0755 | 0 | 24 | Residential_2019_SC C_million_m3_After Competition Groups_24 | Water Heater Temperature Setback | 0% | 0 | 0 | Residential_2019_SC C_million_m3_After Competition Groups_Water Heater Temperature Setback
Residential | Res ¦ Air Sealing | 2019 | Technical | million_m3 | After Competition Groups | 683.9538 | 0 | 0 | 3272.425 | 0.20901 | 1 | Residential_2019_Technical_million_m3_After Competition Groups_1 | Air Sealing | 20.9% | 0 | 683.9538 | Residential_2019_Technical_million_m3_After Competition Groups_Air Sealing
Residential | Res ¦ Adaptive Thermostat | 2019 | Technical | million_m3 | After Competition Groups | 492.5816 | 0 | 0 | 3272.425 | 0.15052 | 2 | Residential_2019_Technical_million_m3_After Competition Groups_2 | Adaptive Thermostat | 15.05% | 0 | 492.5816 | Residential_2019_Technical_million_m3_After Competition Groups_Adaptive Thermostat
Residential | Res ¦ Energy Star Windows | 2019 | Technical | million_m3 | After Competition Groups | 260.2395 | 0 | 0 | 3272.425 | 0.079525 | 3 | Residential_2019_Technical_million_m3_After Competition Groups_3 | Energy Star Windows | 7.952% | 0 | 260.2395 | Residential_2019_Technical_million_m3_After Competition Groups_Energy Star Windows
Residential | Res ¦ Comprehensive Draft Proofing | 2019 | Technical | million_m3 | After Competition Groups | 205.968 | 0 | 0 | 3272.425 | 0.06294 | 4 | Residential_2019_Technical_million_m3_After Competition Groups_4 | Comprehensive Draft Proofing | 6.294% | 0 | 205.968 | Residential_2019_Technical_million_m3_After Competition Groups_Comprehensive Draft Proofing
Residential | Res ¦ Wall Insulation | 2019 | Technical | million_m3 | After Competition Groups | 189.1149 | 0 | 0 | 3272.425 | 0.05779 | 5 | Residential_2019_Technical_million_m3_After Competition Groups_5 | Wall Insulation | 5.779% | 0 | 189.1149 | Residential_2019_Technical_million_m3_After Competition Groups_Wall Insulation
Residential | Res ¦ Attic Insulation | 2019 | Technical | million_m3 | After Competition Groups | 166.9985 | 0 | 0 | 3272.425 | 0.051032 | 6 | Residential_2019_Technical_million_m3_After Competition Groups_6 | Attic Insulation | 5.103% | 0 | 166.9985 | Residential_2019_Technical_million_m3_After Competition Groups_Attic Insulation
Residential | Res ¦ DHW Recirculation Systems | 2019 | Technical | million_m3 | After Competition Groups | 158.0002 | 0 | 0 | 3272.425 | 0.048282 | 7 | Residential_2019_Technical_million_m3_After Competition Groups_7 | DHW Recirculation Systems | 4.828% | 0 | 158.0002 | Residential_2019_Technical_million_m3_After Competition Groups_DHW Recirculation Systems
Residential | Res ¦ Basement or Crawlspace Insulation | 2019 | Technical | million_m3 | After Competition Groups | 141.859 | 0 | 0 | 3272.425 | 0.04335 | 8 | Residential_2019_Technical_million_m3_After Competition Groups_8 | Basement or Crawlspace Insulation | 4.335% | 0 | 141.859 | Residential_2019_Technical_million_m3_After Competition Groups_Basement or Crawlspace Insulation
Residential | Res ¦ Basement Wall Insulation | 2019 | Technical | million_m3 | After Competition Groups | 138.8208 | 0 | 0 | 3272.425 | 0.042421 | 9 | Residential_2019_Technical_million_m3_After Competition Groups_9 | Basement Wall Insulation | 4.242% | 0 | 138.8208 | Residential_2019_Technical_million_m3_After Competition Groups_Basement Wall Insulation
Residential | Res ¦ Window Film | 2019 | Technical | million_m3 | After Competition Groups | 97.5948 | 0 | 0 | 3272.425 | 0.029823 | 10 | Residential_2019_Technical_million_m3_After Competition Groups_10 | Window Film | 2.982% | 0 | 97.5948 | Residential_2019_Technical_million_m3_After Competition Groups_Window Film
Residential | Res ¦ Furnace Tune Up | 2019 | Technical | million_m3 | After Competition Groups | 94.3334 | 0 | 0 | 3272.425 | 0.028827 | 11 | Residential_2019_Technical_million_m3_After Competition Groups_11 | Furnace Tune Up | 2.883% | 0 | 94.3334 | Residential_2019_Technical_million_m3_After Competition Groups_Furnace Tune Up
Residential | Res ¦ Advanced BAS/Controllers | 2019 | Technical | million_m3 | After Competition Groups | 84.8354 | 0 | 0 | 3272.425 | 0.025924 | 12 | Residential_2019_Technical_million_m3_After Competition Groups_12 | Advanced BAS/Controllers | 2.592% | 0 | 84.8354 | Residential_2019_Technical_million_m3_After Competition Groups_Advanced BAS/Controllers
Residential | Res ¦ Ceiling Insulation | 2019 | Technical | million_m3 | After Competition Groups | 70.2908 | 0 | 0 | 3272.425 | 0.02148 | 13 | Residential_2019_Technical_million_m3_After Competition Groups_13 | Ceiling Insulation | 2.148% | 0 | 70.2908 | Residential_2019_Technical_million_m3_After Competition Groups_Ceiling Insulation
Residential | Res ¦ Building Recommissioning, Operations and Maintenance (O&M) Improvements | 2019 | Technical | million_m3 | After Competition Groups | 70.1048 | 0 | 0 | 3272.425 | 0.021423 | 14 | Residential_2019_Technical_million_m3_After Competition Groups_14 | Building Recommissioning, Operations and Maintenance (O&M) Improvements | 2.142% | 0 | 70.1048 | Residential_2019_Technical_million_m3_After Competition Groups_Building Recommissioning, Operations and Maintenance (O&M) Improvements
Residential | Res ¦ Duct Insulation MF | 2019 | Technical | million_m3 | After Competition Groups | 55.4776 | 0 | 0 | 3272.425 | 0.016953 | 15 | Residential_2019_Technical_million_m3_After Competition Groups_15 | Duct Insulation MF | 1.695% | 0 | 55.4776 | Residential_2019_Technical_million_m3_After Competition Groups_Duct Insulation MF
Residential | Res ¦ Floor Insulation | 2019 | Technical | million_m3 | After Competition Groups | 54.6828 | 0 | 0 | 3272.425 | 0.01671 | 16 | Residential_2019_Technical_million_m3_After Competition Groups_16 | Floor Insulation | 1.671% | 0 | 54.6828 | Residential_2019_Technical_million_m3_After Competition Groups_Floor Insulation
Residential | Res ¦ Duct Insulation | 2019 | Technical | million_m3 | After Competition Groups | 51.9716 | 0 | 0 | 3272.425 | 0.015882 | 17 | Residential_2019_Technical_million_m3_After Competition Groups_17 | Duct Insulation | 1.588% | 0 | 51.9716 | Residential_2019_Technical_million_m3_After Competition Groups_Duct Insulation
Residential | Res ¦ Condensing Boiler | 2019 | Technical | million_m3 | After Competition Groups | 45.9785 | 0 | 0 | 3272.425 | 0.01405 | 18 | Residential_2019_Technical_million_m3_After Competition Groups_18 | Condensing Boiler | 1.405% | 0 | 45.9785 | Residential_2019_Technical_million_m3_After Competition Groups_Condensing Boiler
Residential | Res ¦ Demand Control Ventilation | 2019 | Technical | million_m3 | After Competition Groups | 38.0251 | 0 | 0 | 3272.425 | 0.01162 | 19 | Residential_2019_Technical_million_m3_After Competition Groups_19 | Demand Control Ventilation | 1.162% | 0 | 38.0251 | Residential_2019_Technical_million_m3_After Competition Groups_Demand Control Ventilation
Residential | Res ¦ Early Hot Water Heater Replacement | 2019 | Technical | million_m3 | After Competition Groups | 30.9613 | 0 | 0 | 3272.425 | 0.0094613 | 20 | Residential_2019_Technical_million_m3_After Competition Groups_20 | Early Hot Water Heater Replacement | 0.9461% | 0 | 30.9613 | Residential_2019_Technical_million_m3_After Competition Groups_Early Hot Water Heater Replacement
Residential | Res ¦ Drain Water Heat Recovery | 2019 | Technical | million_m3 | After Competition Groups | 26.424 | 0 | 0 | 3272.425 | 0.0080748 | 21 | Residential_2019_Technical_million_m3_After Competition Groups_21 | Drain Water Heat Recovery | 0.8075% | 0 | 26.424 | Residential_2019_Technical_million_m3_After Competition Groups_Drain Water Heat Recovery
Residential | Res ¦ Condensing Storage Water Heater | 2019 | Technical | million_m3 | After Competition Groups | 19.8811 | 0 | 0 | 3272.425 | 0.0060753 | 22 | Residential_2019_Technical_million_m3_After Competition Groups_22 | Condensing Storage Water Heater | 0.6075% | 0 | 19.8811 | Residential_2019_Technical_million_m3_After Competition Groups_Condensing Storage Water Heater
Residential | Res ¦ Pool Cover | 2019 | Technical | million_m3 | After Competition Groups | 17.316 | 0 | 0 | 3272.425 | 0.0052915 | 23 | Residential_2019_Technical_million_m3_After Competition Groups_23 | Pool Cover | 0.5291% | 0 | 17.316 | Residential_2019_Technical_million_m3_After Competition Groups_Pool Cover
Residential | Res ¦ Tankless Water Heater | 2019 | Technical | million_m3 | After Competition Groups | 16.4841 | 0 | 0 | 3272.425 | 0.0050373 | 24 | Residential_2019_Technical_million_m3_After Competition Groups_24 | Tankless Water Heater | 0.5037% | 0 | 16.4841 | Residential_2019_Technical_million_m3_After Competition Groups_Tankless Water Heater
Residential | Res ¦ High Efficiency Condensing Furnace | 2019 | Technical | million_m3 | After Competition Groups | 10.503 | 0 | 0 | 3272.425 | 0.0032096 | 25 | Residential_2019_Technical_million_m3_After Competition Groups_25 | High Efficiency Condensing Furnace | 0.321% | 0 | 10.503 | Residential_2019_Technical_million_m3_After Competition Groups_High Efficiency Condensing Furnace
Residential | Res ¦ High Efficiency Fireplace with Pilotless Ignition | 2019 | Technical | million_m3 | After Competition Groups | 10.0724 | 0 | 0 | 3272.425 | 0.003078 | 26 | Residential_2019_Technical_million_m3_After Competition Groups_26 | High Efficiency Fireplace with Pilotless Ignition | 0.3078% | 0 | 10.0724 | Residential_2019_Technical_million_m3_After Competition Groups_High Efficiency Fireplace with Pilotless Ignition
Residential | Res ¦ Heat Recovery Ventilator | 2019 | Technical | million_m3 | After Competition Groups | 9.9187 | 0 | 0 | 3272.425 | 0.003031 | 27 | Residential_2019_Technical_million_m3_After Competition Groups_27 | Heat Recovery Ventilator | 0.3031% | 0 | 9.9187 | Residential_2019_Technical_million_m3_After Competition Groups_Heat Recovery Ventilator
Residential | Res ¦ Wall Insulation MF | 2019 | Technical | million_m3 | After Competition Groups | 8.5939 | 0 | 0 | 3272.425 | 0.0026261 | 28 | Residential_2019_Technical_million_m3_After Competition Groups_28 | Wall Insulation MF | 0.2626% | 0 | 8.5939 | Residential_2019_Technical_million_m3_After Competition Groups_Wall Insulation MF
Residential | Res ¦ Water Heater Temperature Setback | 2019 | Technical | million_m3 | After Competition Groups | 7.7054 | 0 | 0 | 3272.425 | 0.0023546 | 29 | Residential_2019_Technical_million_m3_After Competition Groups_29 | Water Heater Temperature Setback | 0.2355% | 0 | 7.7054 | Residential_2019_Technical_million_m3_After Competition Groups_Water Heater Temperature Setback
Residential | Res ¦ Condensing Make Up Air Unit | 2019 | Technical | million_m3 | After Competition Groups | 6.9376 | 0 | 0 | 3272.425 | 0.00212 | 30 | Residential_2019_Technical_million_m3_After Competition Groups_30 | Condensing Make Up Air Unit | 0.212% | 0 | 6.9376 | Residential_2019_Technical_million_m3_After Competition Groups_Condensing Make Up Air Unit
Residential | Res ¦ Home Energy Reports | 2019 | Technical | million_m3 | After Competition Groups | 2.0884 | 0 | 0 | 3272.425 | 0.00063818 | 31 | Residential_2019_Technical_million_m3_After Competition Groups_31 | Home Energy Reports | 0.06382% | 0 | 2.0884 | Residential_2019_Technical_million_m3_After Competition Groups_Home Energy Reports
Residential | Res ¦ High Efficiency Gas Pool Heater | 2019 | Technical | million_m3 | After Competition Groups | 1.7827 | 0 | 0 | 3272.425 | 0.00054476 | 32 | Residential_2019_Technical_million_m3_After Competition Groups_32 | High Efficiency Gas Pool Heater | 0.05448% | 0 | 1.7827 | Residential_2019_Technical_million_m3_After Competition Groups_High Efficiency Gas Pool Heater
Residential | Res ¦ Clothes Drying Racks | 2019 | Technical | million_m3 | After Competition Groups | 1.3281 | 0 | 0 | 3272.425 | 0.00040584 | 33 | Residential_2019_Technical_million_m3_After Competition Groups_33 | Clothes Drying Racks | 0.04058% | 0 | 1.3281 | Residential_2019_Technical_million_m3_After Competition Groups_Clothes Drying Racks
Residential | Res ¦ Minimize Hot and Warm Clothes Wash | 2019 | Technical | million_m3 | After Competition Groups | 1.15 | 0 | 0 | 3272.425 | 0.00035141 | 34 | Residential_2019_Technical_million_m3_After Competition Groups_34 | Minimize Hot and Warm Clothes Wash | 0.03514% | 0 | 1.15 | Residential_2019_Technical_million_m3_After Competition Groups_Minimize Hot and Warm Clothes Wash
Residential | Res ¦ Energy Star Clothes Dryer | 2019 | Technical | million_m3 | After Competition Groups | 0.19716 | 0 | 0 | 3272.425 | 6.0249e-05 | 35 | Residential_2019_Technical_million_m3_After Competition Groups_35 | Energy Star Clothes Dryer | 0.006025% | 0 | 0.19716 | Residential_2019_Technical_million_m3_After Competition Groups_Energy Star Clothes Dryer
Residential | Res ¦ Solar Water Preheat (Pools/DHW) | 2019 | Technical | million_m3 | After Competition Groups | 0.13544 | 0 | 0 | 3272.425 | 4.1389e-05 | 36 | Residential_2019_Technical_million_m3_After Competition Groups_36 | Solar Water Preheat (Pools/DHW) | 0.004139% | 0 | 0.13544 | Residential_2019_Technical_million_m3_After Competition Groups_Solar Water Preheat (Pools/DHW)
Residential | Res ¦ Energy Star Clothes Washer | 2019 | Technical | million_m3 | After Competition Groups | 0.11465 | 0 | 0 | 3272.425 | 3.5035e-05 | 37 | Residential_2019_Technical_million_m3_After Competition Groups_37 | Energy Star Clothes Washer | 0.003504% | 0 | 0.11465 | Residential_2019_Technical_million_m3_After Competition Groups_Energy Star Clothes Washer
Residential | Res ¦ Air Sealing | 2020 | Economic | million_m3 | After Competition Groups | 673.1474 | 0 | 0 | 2098.1863 | 0.32082 | 1 | Residential_2020_Economic_million_m3_After Competition Groups_1 | Air Sealing | 32.08% | 0 | 673.1474 | Residential_2020_Economic_million_m3_After Competition Groups_Air Sealing
Residential | Res ¦ Adaptive Thermostat | 2020 | Economic | million_m3 | After Competition Groups | 493.5673 | 0 | 0 | 2098.1863 | 0.23524 | 2 | Residential_2020_Economic_million_m3_After Competition Groups_2 | Adaptive Thermostat | 23.52% | 0 | 493.5673 | Residential_2020_Economic_million_m3_After Competition Groups_Adaptive Thermostat
Residential | Res ¦ Comprehensive Draft Proofing | 2020 | Economic | million_m3 | After Competition Groups | 202.7137 | 0 | 0 | 2098.1863 | 0.096614 | 3 | Residential_2020_Economic_million_m3_After Competition Groups_3 | Comprehensive Draft Proofing | 9.661% | 0 | 202.7137 | Residential_2020_Economic_million_m3_After Competition Groups_Comprehensive Draft Proofing
Residential | Res ¦ Attic Insulation | 2020 | Economic | million_m3 | After Competition Groups | 164.3599 | 0 | 0 | 2098.1863 | 0.078334 | 4 | Residential_2020_Economic_million_m3_After Competition Groups_4 | Attic Insulation | 7.833% | 0 | 164.3599 | Residential_2020_Economic_million_m3_After Competition Groups_Attic Insulation
Residential | Res ¦ Basement Wall Insulation | 2020 | Economic | million_m3 | After Competition Groups | 136.6274 | 0 | 0 | 2098.1863 | 0.065117 | 5 | Residential_2020_Economic_million_m3_After Competition Groups_5 | Basement Wall Insulation | 6.512% | 0 | 136.6274 | Residential_2020_Economic_million_m3_After Competition Groups_Basement Wall Insulation
Residential | Res ¦ Advanced BAS/Controllers | 2020 | Economic | million_m3 | After Competition Groups | 83.495 | 0 | 0 | 2098.1863 | 0.039794 | 6 | Residential_2020_Economic_million_m3_After Competition Groups_6 | Advanced BAS/Controllers | 3.979% | 0 | 83.495 | Residential_2020_Economic_million_m3_After Competition Groups_Advanced BAS/Controllers
Residential | Res ¦ Building Recommissioning, Operations and Maintenance (O&M) Improvements | 2020 | Economic | million_m3 | After Competition Groups | 68.9971 | 0 | 0 | 2098.1863 | 0.032884 | 7 | Residential_2020_Economic_million_m3_After Competition Groups_7 | Building Recommissioning, Operations and Maintenance (O&M) Improvements | 3.288% | 0 | 68.9971 | Residential_2020_Economic_million_m3_After Competition Groups_Building Recommissioning, Operations and Maintenance (O&M) Improvements
Residential | Res ¦ Floor Insulation | 2020 | Economic | million_m3 | After Competition Groups | 53.8188 | 0 | 0 | 2098.1863 | 0.02565 | 8 | Residential_2020_Economic_million_m3_After Competition Groups_8 | Floor Insulation | 2.565% | 0 | 53.8188 | Residential_2020_Economic_million_m3_After Competition Groups_Floor Insulation
Residential | Res ¦ Duct Insulation | 2020 | Economic | million_m3 | After Competition Groups | 40.1283 | 0 | 0 | 2098.1863 | 0.019125 | 9 | Residential_2020_Economic_million_m3_After Competition Groups_9 | Duct Insulation | 1.913% | 0 | 40.1283 | Residential_2020_Economic_million_m3_After Competition Groups_Duct Insulation
Residential | Res ¦ Duct Insulation MF | 2020 | Economic | million_m3 | After Competition Groups | 38.7353 | 0 | 0 | 2098.1863 | 0.018461 | 10 | Residential_2020_Economic_million_m3_After Competition Groups_10 | Duct Insulation MF | 1.846% | 0 | 38.7353 | Residential_2020_Economic_million_m3_After Competition Groups_Duct Insulation MF
Residential | Res ¦ Demand Control Ventilation | 2020 | Economic | million_m3 | After Competition Groups | 37.4243 | 0 | 0 | 2098.1863 | 0.017836 | 11 | Residential_2020_Economic_million_m3_After Competition Groups_11 | Demand Control Ventilation | 1.784% | 0 | 37.4243 | Residential_2020_Economic_million_m3_After Competition Groups_Demand Control Ventilation
Residential | Res ¦ Heat Recovery Ventilator | 2020 | Economic | million_m3 | After Competition Groups | 19.8757 | 0 | 0 | 2098.1863 | 0.0094728 | 12 | Residential_2020_Economic_million_m3_After Competition Groups_12 | Heat Recovery Ventilator | 0.9473% | 0 | 19.8757 | Residential_2020_Economic_million_m3_After Competition Groups_Heat Recovery Ventilator
Residential | Res ¦ High Efficiency Fireplace with Pilotless Ignition | 2020 | Economic | million_m3 | After Competition Groups | 19.8502 | 0 | 0 | 2098.1863 | 0.0094607 | 13 | Residential_2020_Economic_million_m3_After Competition Groups_13 | High Efficiency Fireplace with Pilotless Ignition | 0.9461% | 0 | 19.8502 | Residential_2020_Economic_million_m3_After Competition Groups_High Efficiency Fireplace with Pilotless Ignition
Residential | Res ¦ Wall Insulation | 2020 | Economic | million_m3 | After Competition Groups | 16.6103 | 0 | 0 | 2098.1863 | 0.0079165 | 14 | Residential_2020_Economic_million_m3_After Competition Groups_14 | Wall Insulation | 0.7917% | 0 | 16.6103 | Residential_2020_Economic_million_m3_After Competition Groups_Wall Insulation
Residential | Res ¦ Condensing Boiler | 2020 | Economic | million_m3 | After Competition Groups | 14.0758 | 0 | 0 | 2098.1863 | 0.0067086 | 15 | Residential_2020_Economic_million_m3_After Competition Groups_15 | Condensing Boiler | 0.6709% | 0 | 14.0758 | Residential_2020_Economic_million_m3_After Competition Groups_Condensing Boiler
Residential | Res ¦ Condensing Make Up Air Unit | 2020 | Economic | million_m3 | After Competition Groups | 13.6965 | 0 | 0 | 2098.1863 | 0.0065278 | 16 | Residential_2020_Economic_million_m3_After Competition Groups_16 | Condensing Make Up Air Unit | 0.6528% | 0 | 13.6965 | Residential_2020_Economic_million_m3_After Competition Groups_Condensing Make Up Air Unit
Residential | Res ¦ High Efficiency Condensing Furnace | 2020 | Economic | million_m3 | After Competition Groups | 10.1221 | 0 | 0 | 2098.1863 | 0.0048242 | 17 | Residential_2020_Economic_million_m3_After Competition Groups_17 | High Efficiency Condensing Furnace | 0.4824% | 0 | 10.1221 | Residential_2020_Economic_million_m3_After Competition Groups_High Efficiency Condensing Furnace
Residential | Res ¦ Wall Insulation MF | 2020 | Economic | million_m3 | After Competition Groups | 8.4581 | 0 | 0 | 2098.1863 | 0.0040311 | 18 | Residential_2020_Economic_million_m3_After Competition Groups_18 | Wall Insulation MF | 0.4031% | 0 | 8.4581 | Residential_2020_Economic_million_m3_After Competition Groups_Wall Insulation MF
Residential | Res ¦ Clothes Drying Racks | 2020 | Economic | million_m3 | After Competition Groups | 1.3071 | 0 | 0 | 2098.1863 | 0.00062297 | 19 | Residential_2020_Economic_million_m3_After Competition Groups_19 | Clothes Drying Racks | 0.0623% | 0 | 1.3071 | Residential_2020_Economic_million_m3_After Competition Groups_Clothes Drying Racks
Residential | Res ¦ Minimize Hot and Warm Clothes Wash | 2020 | Economic | million_m3 | After Competition Groups | 1.1318 | 0 | 0 | 2098.1863 | 0.00053941 | 20 | Residential_2020_Economic_million_m3_After Competition Groups_20 | Minimize Hot and Warm Clothes Wash | 0.05394% | 0 | 1.1318 | Residential_2020_Economic_million_m3_After Competition Groups_Minimize Hot and Warm Clothes Wash
Residential | Res ¦ Home Energy Reports | 2020 | Economic | million_m3 | After Competition Groups | 0.044024 | 0 | 0 | 2098.1863 | 2.0982e-05 | 21 | Residential_2020_Economic_million_m3_After Competition Groups_21 | Home Energy Reports | 0.002098% | 0 | 0.044024 | Residential_2020_Economic_million_m3_After Competition Groups_Home Energy Reports
Residential | Res ¦ Energy Star Clothes Washer | 2020 | Economic | million_m3 | After Competition Groups | 0 | 0 | 0 | 2098.1863 | 0 | 22 | Residential_2020_Economic_million_m3_After Competition Groups_22 | Energy Star Clothes Washer | 0% | 0 | 0 | Residential_2020_Economic_million_m3_After Competition Groups_Energy Star Clothes Washer
Residential | Res ¦ Pool Cover | 2020 | Economic | million_m3 | After Competition Groups | 0 | 0 | 0 | 2098.1863 | 0 | 23 | Residential_2020_Economic_million_m3_After Competition Groups_23 | Pool Cover | 0% | 0 | 0 | Residential_2020_Economic_million_m3_After Competition Groups_Pool Cover
Residential | Res ¦ Water Heater Temperature Setback | 2020 | Economic | million_m3 | After Competition Groups | 0 | 0 | 0 | 2098.1863 | 0 | 24 | Residential_2020_Economic_million_m3_After Competition Groups_24 | Water Heater Temperature Setback | 0% | 0 | 0 | Residential_2020_Economic_million_m3_After Competition Groups_Water Heater Temperature Setback
Residential | Res ¦ Adaptive Thermostat | 2020 | SC A | million_m3 | After Competition Groups | 9.1546 | 3043850.8502 | 3.0439 | 50.6556 | 0.18072 | 1 | Residential_2020_SC A_million_m3_After Competition Groups_1 | Adaptive Thermostat | 18.07% | 3.0439 | 9.1546 | Residential_2020_SC A_million_m3_After Competition Groups_Adaptive Thermostat
Residential | Res ¦ Comprehensive Draft Proofing | 2020 | SC A | million_m3 | After Competition Groups | 8.9379 | 304781.4865 | 0.30478 | 50.6556 | 0.17645 | 2 | Residential_2020_SC A_million_m3_After Competition Groups_2 | Comprehensive Draft Proofing | 17.64% | 0.30478 | 8.9379 | Residential_2020_SC A_million_m3_After Competition Groups_Comprehensive Draft Proofing
Residential | Res ¦ High Efficiency Fireplace with Pilotless Ignition | 2020 | SC A | million_m3 | After Competition Groups | 8.6314 | 3271610.0649 | 3.2716 | 50.6556 | 0.17039 | 3 | Residential_2020_SC A_million_m3_After Competition Groups_3 | High Efficiency Fireplace with Pilotless Ignition | 17.04% | 3.2716 | 8.6314 | Residential_2020_SC A_million_m3_After Competition Groups_High Efficiency Fireplace with Pilotless Ignition
Residential | Res ¦ Air Sealing | 2020 | SC A | million_m3 | After Competition Groups | 6.7008 | 2229306.9762 | 2.2293 | 50.6556 | 0.13228 | 4 | Residential_2020_SC A_million_m3_After Competition Groups_4 | Air Sealing | 13.23% | 2.2293 | 6.7008 | Residential_2020_SC A_million_m3_After Competition Groups_Air Sealing
Residential | Res ¦ Advanced BAS/Controllers | 2020 | SC A | million_m3 | After Competition Groups | 3.7503 | 367906.8925 | 0.36791 | 50.6556 | 0.074036 | 5 | Residential_2020_SC A_million_m3_After Competition Groups_5 | Advanced BAS/Controllers | 7.404% | 0.36791 | 3.7503 | Residential_2020_SC A_million_m3_After Competition Groups_Advanced BAS/Controllers
Residential | Res ¦ Building Recommissioning, Operations and Maintenance (O&M) Improvements | 2020 | SC A | million_m3 | After Competition Groups | 3.0991 | 294370.0339 | 0.29437 | 50.6556 | 0.06118 | 6 | Residential_2020_SC A_million_m3_After Competition Groups_6 | Building Recommissioning, Operations and Maintenance (O&M) Improvements | 6.118% | 0.29437 | 3.0991 | Residential_2020_SC A_million_m3_After Competition Groups_Building Recommissioning, Operations and Maintenance (O&M) Improvements
Residential | Res ¦ Basement Wall Insulation | 2020 | SC A | million_m3 | After Competition Groups | 2.8666 | 1710067.9838 | 1.7101 | 50.6556 | 0.05659 | 7 | Residential_2020_SC A_million_m3_After Competition Groups_7 | Basement Wall Insulation | 5.659% | 1.7101 | 2.8666 | Residential_2020_SC A_million_m3_After Competition Groups_Basement Wall Insulation
Residential | Res ¦ Condensing Make Up Air Unit | 2020 | SC A | million_m3 | After Competition Groups | 2.1168 | 853930.3581 | 0.85393 | 50.6556 | 0.041789 | 8 | Residential_2020_SC A_million_m3_After Competition Groups_8 | Condensing Make Up Air Unit | 4.179% | 0.85393 | 2.1168 | Residential_2020_SC A_million_m3_After Competition Groups_Condensing Make Up Air Unit
Residential | Res ¦ Attic Insulation | 2020 | SC A | million_m3 | After Competition Groups | 2.0855 | 966163.5679 | 0.96616 | 50.6556 | 0.04117 | 9 | Residential_2020_SC A_million_m3_After Competition Groups_9 | Attic Insulation | 4.117% | 0.96616 | 2.0855 | Residential_2020_SC A_million_m3_After Competition Groups_Attic Insulation
Residential | Res ¦ Demand Control Ventilation | 2020 | SC A | million_m3 | After Competition Groups | 1.3188 | 449556.5781 | 0.44956 | 50.6556 | 0.026035 | 10 | Residential_2020_SC A_million_m3_After Competition Groups_10 | Demand Control Ventilation | 2.604% | 0.44956 | 1.3188 | Residential_2020_SC A_million_m3_After Competition Groups_Demand Control Ventilation
Residential | Res ¦ Condensing Boiler | 2020 | SC A | million_m3 | After Competition Groups | 0.65759 | 304680.0114 | 0.30468 | 50.6556 | 0.012982 | 11 | Residential_2020_SC A_million_m3_After Competition Groups_11 | Condensing Boiler | 1.298% | 0.30468 | 0.65759 | Residential_2020_SC A_million_m3_After Competition Groups_Condensing Boiler
Residential | Res ¦ High Efficiency Condensing Furnace | 2020 | SC A | million_m3 | After Competition Groups | 0.49965 | 545306.5425 | 0.54531 | 50.6556 | 0.0098637 | 12 | Residential_2020_SC A_million_m3_After Competition Groups_12 | High Efficiency Condensing Furnace | 0.9864% | 0.54531 | 0.49965 | Residential_2020_SC A_million_m3_After Competition Groups_High Efficiency Condensing Furnace
Residential | Res ¦ Duct Insulation MF | 2020 | SC A | million_m3 | After Competition Groups | 0.22734 | 89002.6805 | 0.089003 | 50.6556 | 0.004488 | 13 | Residential_2020_SC A_million_m3_After Competition Groups_13 | Duct Insulation MF | 0.4488% | 0.089003 | 0.22734 | Residential_2020_SC A_million_m3_After Competition Groups_Duct Insulation MF
Residential | Res ¦ Wall Insulation MF | 2020 | SC A | million_m3 | After Competition Groups | 0.17746 | 41543.7953 | 0.041544 | 50.6556 | 0.0035033 | 14 | Residential_2020_SC A_million_m3_After Competition Groups_14 | Wall Insulation MF | 0.3503% | 0.041544 | 0.17746 | Residential_2020_SC A_million_m3_After Competition Groups_Wall Insulation MF
Residential | Res ¦ Heat Recovery Ventilator | 2020 | SC A | million_m3 | After Competition Groups | 0.11557 | 45306.9354 | 0.045307 | 50.6556 | 0.0022816 | 15 | Residential_2020_SC A_million_m3_After Competition Groups_15 | Heat Recovery Ventilator | 0.2282% | 0.045307 | 0.11557 | Residential_2020_SC A_million_m3_After Competition Groups_Heat Recovery Ventilator
Residential | Res ¦ Duct Insulation | 2020 | SC A | million_m3 | After Competition Groups | 0.10729 | 48881.6329 | 0.048882 | 50.6556 | 0.002118 | 16 | Residential_2020_SC A_million_m3_After Competition Groups_16 | Duct Insulation | 0.2118% | 0.048882 | 0.10729 | Residential_2020_SC A_million_m3_After Competition Groups_Duct Insulation
Residential | Res ¦ Floor Insulation | 2020 | SC A | million_m3 | After Competition Groups | 0.094814 | 58831.8168 | 0.058832 | 50.6556 | 0.0018717 | 17 | Residential_2020_SC A_million_m3_After Competition Groups_17 | Floor Insulation | 0.1872% | 0.058832 | 0.094814 | Residential_2020_SC A_million_m3_After Competition Groups_Floor Insulation
Residential | Res ¦ Minimize Hot and Warm Clothes Wash | 2020 | SC A | million_m3 | After Competition Groups | 0.08497 | 0 | 0 | 50.6556 | 0.0016774 | 18 | Residential_2020_SC A_million_m3_After Competition Groups_18 | Minimize Hot and Warm Clothes Wash | 0.1677% | 0 | 0.08497 | Residential_2020_SC A_million_m3_After Competition Groups_Minimize Hot and Warm Clothes Wash
Residential | Res ¦ Wall Insulation | 2020 | SC A | million_m3 | After Competition Groups | 0.02896 | 22350.1423 | 0.02235 | 50.6556 | 0.00057171 | 19 | Residential_2020_SC A_million_m3_After Competition Groups_19 | Wall Insulation | 0.05717% | 0.02235 | 0.02896 | Residential_2020_SC A_million_m3_After Competition Groups_Wall Insulation
Residential | Res ¦ Clothes Drying Racks | 2020 | SC A | million_m3 | After Competition Groups | 1.8392e-05 | 0 | 0 | 50.6556 | 3.6308e-07 | 20 | Residential_2020_SC A_million_m3_After Competition Groups_20 | Clothes Drying Racks | 3.631e-05% | 0 | 1.8392e-05 | Residential_2020_SC A_million_m3_After Competition Groups_Clothes Drying Racks
Residential | Res ¦ Energy Star Clothes Washer | 2020 | SC A | million_m3 | After Competition Groups | 0 | 0 | 0 | 50.6556 | 0 | 21 | Residential_2020_SC A_million_m3_After Competition Groups_21 | Energy Star Clothes Washer | 0% | 0 | 0 | Residential_2020_SC A_million_m3_After Competition Groups_Energy Star Clothes Washer
Residential | Res ¦ Home Energy Reports | 2020 | SC A | million_m3 | After Competition Groups | 0 | 0 | 0 | 50.6556 | 0 | 22 | Residential_2020_SC A_million_m3_After Competition Groups_22 | Home Energy Reports | 0% | 0 | 0 | Residential_2020_SC A_million_m3_After Competition Groups_Home Energy Reports
Residential | Res ¦ Pool Cover | 2020 | SC A | million_m3 | After Competition Groups | 0 | 0 | 0 | 50.6556 | 0 | 23 | Residential_2020_SC A_million_m3_After Competition Groups_23 | Pool Cover | 0% | 0 | 0 | Residential_2020_SC A_million_m3_After Competition Groups_Pool Cover
Residential | Res ¦ Water Heater Temperature Setback | 2020 | SC A | million_m3 | After Competition Groups | 0 | 0 | 0 | 50.6556 | 0 | 24 | Residential_2020_SC A_million_m3_After Competition Groups_24 | Water Heater Temperature Setback | 0% | 0 | 0 | Residential_2020_SC A_million_m3_After Competition Groups_Water Heater Temperature Setback
Residential | Res ¦ Comprehensive Draft Proofing | 2020 | SC B | million_m3 | After Competition Groups | 24.2043 | 1128384.8322 | 1.1284 | 105.4957 | 0.22943 | 1 | Residential_2020_SC B_million_m3_After Competition Groups_1 | Comprehensive Draft Proofing | 22.94% | 1.1284 | 24.2043 | Residential_2020_SC B_million_m3_After Competition Groups_Comprehensive Draft Proofing
Residential | Res ¦ Adaptive Thermostat | 2020 | SC B | million_m3 | After Competition Groups | 16.8835 | 14565427.7314 | 14.5654 | 105.4957 | 0.16004 | 2 | Residential_2020_SC B_million_m3_After Competition Groups_2 | Adaptive Thermostat | 16% | 14.5654 | 16.8835 | Residential_2020_SC B_million_m3_After Competition Groups_Adaptive Thermostat
Residential | Res ¦ Air Sealing | 2020 | SC B | million_m3 | After Competition Groups | 14.1199 | 12426996.183 | 12.427 | 105.4957 | 0.13384 | 3 | Residential_2020_SC B_million_m3_After Competition Groups_3 | Air Sealing | 13.38% | 12.427 | 14.1199 | Residential_2020_SC B_million_m3_After Competition Groups_Air Sealing
Residential | Res ¦ Advanced BAS/Controllers | 2020 | SC B | million_m3 | After Competition Groups | 9.9692 | 990559.0679 | 0.99056 | 105.4957 | 0.094499 | 4 | Residential_2020_SC B_million_m3_After Competition Groups_4 | Advanced BAS/Controllers | 9.45% | 0.99056 | 9.9692 | Residential_2020_SC B_million_m3_After Competition Groups_Advanced BAS/Controllers
Residential | Res ¦ High Efficiency Fireplace with Pilotless Ignition | 2020 | SC B | million_m3 | After Competition Groups | 8.8667 | 3445347.8408 | 3.4453 | 105.4957 | 0.084048 | 5 | Residential_2020_SC B_million_m3_After Competition Groups_5 | High Efficiency Fireplace with Pilotless Ignition | 8.405% | 3.4453 | 8.8667 | Residential_2020_SC B_million_m3_After Competition Groups_High Efficiency Fireplace with Pilotless Ignition
Residential | Res ¦ Building Recommissioning, Operations and Maintenance (O&M) Improvements | 2020 | SC B | million_m3 | After Competition Groups | 8.2383 | 792583.2215 | 0.79258 | 105.4957 | 0.078092 | 6 | Residential_2020_SC B_million_m3_After Competition Groups_6 | Building Recommissioning, Operations and Maintenance (O&M) Improvements | 7.809% | 0.79258 | 8.2383 | Residential_2020_SC B_million_m3_After Competition Groups_Building Recommissioning, Operations and Maintenance (O&M) Improvements
Residential | Res ¦ Demand Control Ventilation | 2020 | SC B | million_m3 | After Competition Groups | 4.4681 | 2306900.2396 | 2.3069 | 105.4957 | 0.042353 | 7 | Residential_2020_SC B_million_m3_After Competition Groups_7 | Demand Control Ventilation | 4.235% | 2.3069 | 4.4681 | Residential_2020_SC B_million_m3_After Competition Groups_Demand Control Ventilation
Residential | Res ¦ High Efficiency Condensing Furnace | 2020 | SC B | million_m3 | After Competition Groups | 4.2518 | 18559399.2983 | 18.5594 | 105.4957 | 0.040303 | 8 | Residential_2020_SC B_million_m3_After Competition Groups_8 | High Efficiency Condensing Furnace | 4.03% | 18.5594 | 4.2518 | Residential_2020_SC B_million_m3_After Competition Groups_High Efficiency Condensing Furnace
Residential | Res ¦ Attic Insulation | 2020 | SC B | million_m3 | After Competition Groups | 3.4477 | 2791181.7556 | 2.7912 | 105.4957 | 0.03268 | 9 | Residential_2020_SC B_million_m3_After Competition Groups_9 | Attic Insulation | 3.268% | 2.7912 | 3.4477 | Residential_2020_SC B_million_m3_After Competition Groups_Attic Insulation
Residential | Res ¦ Basement Wall Insulation | 2020 | SC B | million_m3 | After Competition Groups | 2.8661 | 1709605.3575 | 1.7096 | 105.4957 | 0.027168 | 10 | Residential_2020_SC B_million_m3_After Competition Groups_10 | Basement Wall Insulation | 2.717% | 1.7096 | 2.8661 | Residential_2020_SC B_million_m3_After Competition Groups_Basement Wall Insulation
Residential | Res ¦ Condensing Make Up Air Unit | 2020 | SC B | million_m3 | After Competition Groups | 2.3467 | 1137872.7286 | 1.1379 | 105.4957 | 0.022245 | 11 | Residential_2020_SC B_million_m3_After Competition Groups_11 | Condensing Make Up Air Unit | 2.224% | 1.1379 | 2.3467 | Residential_2020_SC B_million_m3_After Competition Groups_Condensing Make Up Air Unit
Residential | Res ¦ Condensing Boiler | 2020 | SC B | million_m3 | After Competition Groups | 1.8395 | 2556329.0772 | 2.5563 | 105.4957 | 0.017436 | 12 | Residential_2020_SC B_million_m3_After Competition Groups_12 | Condensing Boiler | 1.744% | 2.5563 | 1.8395 | Residential_2020_SC B_million_m3_After Competition Groups_Condensing Boiler
Residential | Res ¦ Floor Insulation | 2020 | SC B | million_m3 | After Competition Groups | 1.1283 | 3031046.073 | 3.031 | 105.4957 | 0.010695 | 13 | Residential_2020_SC B_million_m3_After Competition Groups_13 | Floor Insulation | 1.07% | 3.031 | 1.1283 | Residential_2020_SC B_million_m3_After Competition Groups_Floor Insulation
Residential | Res ¦ Duct Insulation MF | 2020 | SC B | million_m3 | After Competition Groups | 0.81235 | 1111928.7759 | 1.1119 | 105.4957 | 0.0077003 | 14 | Residential_2020_SC B_million_m3_After Competition Groups_14 | Duct Insulation MF | 0.77% | 1.1119 | 0.81235 | Residential_2020_SC B_million_m3_After Competition Groups_Duct Insulation MF
Residential | Res ¦ Duct Insulation | 2020 | SC B | million_m3 | After Competition Groups | 0.80742 | 2276036.7978 | 2.276 | 105.4957 | 0.0076535 | 15 | Residential_2020_SC B_million_m3_After Competition Groups_15 | Duct Insulation | 0.7654% | 2.276 | 0.80742 | Residential_2020_SC B_million_m3_After Competition Groups_Duct Insulation
Residential | Res ¦ Heat Recovery Ventilator | 2020 | SC B | million_m3 | After Competition Groups | 0.47952 | 751862.1895 | 0.75186 | 105.4957 | 0.0045454 | 16 | Residential_2020_SC B_million_m3_After Competition Groups_16 | Heat Recovery Ventilator | 0.4545% | 0.75186 | 0.47952 | Residential_2020_SC B_million_m3_After Competition Groups_Heat Recovery Ventilator
Residential | Res ¦ Wall Insulation | 2020 | SC B | million_m3 | After Competition Groups | 0.34826 | 1069415.0425 | 1.0694 | 105.4957 | 0.0033012 | 17 | Residential_2020_SC B_million_m3_After Competition Groups_17 | Wall Insulation | 0.3301% | 1.0694 | 0.34826 | Residential_2020_SC B_million_m3_After Competition Groups_Wall Insulation
Residential | Res ¦ Wall Insulation MF | 2020 | SC B | million_m3 | After Competition Groups | 0.17745 | 41537.3697 | 0.041537 | 105.4957 | 0.0016821 | 18 | Residential_2020_SC B_million_m3_After Competition Groups_18 | Wall Insulation MF | 0.1682% | 0.041537 | 0.17745 | Residential_2020_SC B_million_m3_After Competition Groups_Wall Insulation MF
Residential | Res ¦ Clothes Drying Racks | 2020 | SC B | million_m3 | After Competition Groups | 0.15565 | 1417462.4743 | 1.4175 | 105.4957 | 0.0014754 | 19 | Residential_2020_SC B_million_m3_After Competition Groups_19 | Clothes Drying Racks | 0.1475% | 1.4175 | 0.15565 | Residential_2020_SC B_million_m3_After Competition Groups_Clothes Drying Racks
Residential | Res ¦ Minimize Hot and Warm Clothes Wash | 2020 | SC B | million_m3 | After Competition Groups | 0.08497 | 0 | 0 | 105.4957 | 0.00080543 | 20 | Residential_2020_SC B_million_m3_After Competition Groups_20 | Minimize Hot and Warm Clothes Wash | 0.08054% | 0 | 0.08497 | Residential_2020_SC B_million_m3_After Competition Groups_Minimize Hot and Warm Clothes Wash
Residential | Res ¦ Energy Star Clothes Washer | 2020 | SC B | million_m3 | After Competition Groups | 0 | 0 | 0 | 105.4957 | 0 | 21 | Residential_2020_SC B_million_m3_After Competition Groups_21 | Energy Star Clothes Washer | 0% | 0 | 0 | Residential_2020_SC B_million_m3_After Competition Groups_Energy Star Clothes Washer
Residential | Res ¦ Home Energy Reports | 2020 | SC B | million_m3 | After Competition Groups | 0 | 0 | 0 | 105.4957 | 0 | 22 | Residential_2020_SC B_million_m3_After Competition Groups_22 | Home Energy Reports | 0% | 0 | 0 | Residential_2020_SC B_million_m3_After Competition Groups_Home Energy Reports
Residential | Res ¦ Pool Cover | 2020 | SC B | million_m3 | After Competition Groups | 0 | 0 | 0 | 105.4957 | 0 | 23 | Residential_2020_SC B_million_m3_After Competition Groups_23 | Pool Cover | 0% | 0 | 0 | Residential_2020_SC B_million_m3_After Competition Groups_Pool Cover
Residential | Res ¦ Water Heater Temperature Setback | 2020 | SC B | million_m3 | After Competition Groups | 0 | 0 | 0 | 105.4957 | 0 | 24 | Residential_2020_SC B_million_m3_After Competition Groups_24 | Water Heater Temperature Setback | 0% | 0 | 0 | Residential_2020_SC B_million_m3_After Competition Groups_Water Heater Temperature Setback
Residential | Res ¦ Adaptive Thermostat | 2020 | SC C | million_m3 | After Competition Groups | 10.7657 | 5587296.5009 | 5.5873 | 55.0832 | 0.19544 | 1 | Residential_2020_SC C_million_m3_After Competition Groups_1 | Adaptive Thermostat | 19.54% | 5.5873 | 10.7657 | Residential_2020_SC C_million_m3_After Competition Groups_Adaptive Thermostat
Residential | Res ¦ Comprehensive Draft Proofing | 2020 | SC C | million_m3 | After Competition Groups | 9.1053 | 419086.9988 | 0.41909 | 55.0832 | 0.1653 | 2 | Residential_2020_SC C_million_m3_After Competition Groups_2 | Comprehensive Draft Proofing | 16.53% | 0.41909 | 9.1053 | Residential_2020_SC C_million_m3_After Competition Groups_Comprehensive Draft Proofing
Residential | Res ¦ High Efficiency Fireplace with Pilotless Ignition | 2020 | SC C | million_m3 | After Competition Groups | 8.6314 | 3271610.0649 | 3.2716 | 55.0832 | 0.1567 | 3 | Residential_2020_SC C_million_m3_After Competition Groups_3 | High Efficiency Fireplace with Pilotless Ignition | 15.67% | 3.2716 | 8.6314 | Residential_2020_SC C_million_m3_After Competition Groups_High Efficiency Fireplace with Pilotless Ignition
Residential | Res ¦ Air Sealing | 2020 | SC C | million_m3 | After Competition Groups | 7.9695 | 4190046.213 | 4.19 | 55.0832 | 0.14468 | 4 | Residential_2020_SC C_million_m3_After Competition Groups_4 | Air Sealing | 14.47% | 4.19 | 7.9695 | Residential_2020_SC C_million_m3_After Competition Groups_Air Sealing
Residential | Res ¦ Advanced BAS/Controllers | 2020 | SC C | million_m3 | After Competition Groups | 3.7503 | 367906.8925 | 0.36791 | 55.0832 | 0.068085 | 5 | Residential_2020_SC C_million_m3_After Competition Groups_5 | Advanced BAS/Controllers | 6.808% | 0.36791 | 3.7503 | Residential_2020_SC C_million_m3_After Competition Groups_Advanced BAS/Controllers
Residential | Res ¦ Building Recommissioning, Operations and Maintenance (O&M) Improvements | 2020 | SC C | million_m3 | After Competition Groups | 3.0991 | 294370.0339 | 0.29437 | 55.0832 | 0.056263 | 6 | Residential_2020_SC C_million_m3_After Competition Groups_6 | Building Recommissioning, Operations and Maintenance (O&M) Improvements | 5.626% | 0.29437 | 3.0991 | Residential_2020_SC C_million_m3_After Competition Groups_Building Recommissioning, Operations and Maintenance (O&M) Improvements
Residential | Res ¦ Basement Wall Insulation | 2020 | SC C | million_m3 | After Competition Groups | 2.8666 | 1710067.9838 | 1.7101 | 55.0832 | 0.052041 | 7 | Residential_2020_SC C_million_m3_After Competition Groups_7 | Basement Wall Insulation | 5.204% | 1.7101 | 2.8666 | Residential_2020_SC C_million_m3_After Competition Groups_Basement Wall Insulation
Residential | Res ¦ Attic Insulation | 2020 | SC C | million_m3 | After Competition Groups | 2.7789 | 2040746.0491 | 2.0407 | 55.0832 | 0.050449 | 8 | Residential_2020_SC C_million_m3_After Competition Groups_8 | Attic Insulation | 5.045% | 2.0407 | 2.7789 | Residential_2020_SC C_million_m3_After Competition Groups_Attic Insulation
Residential | Res ¦ Condensing Make Up Air Unit | 2020 | SC C | million_m3 | After Competition Groups | 2.1888 | 1002469.2117 | 1.0025 | 55.0832 | 0.039735 | 9 | Residential_2020_SC C_million_m3_After Competition Groups_9 | Condensing Make Up Air Unit | 3.974% | 1.0025 | 2.1888 | Residential_2020_SC C_million_m3_After Competition Groups_Condensing Make Up Air Unit
Residential | Res ¦ Demand Control Ventilation | 2020 | SC C | million_m3 | After Competition Groups | 1.681 | 856876.7235 | 0.85688 | 55.0832 | 0.030517 | 10 | Residential_2020_SC C_million_m3_After Competition Groups_10 | Demand Control Ventilation | 3.052% | 0.85688 | 1.681 | Residential_2020_SC C_million_m3_After Competition Groups_Demand Control Ventilation
Residential | Res ¦ Condensing Boiler | 2020 | SC C | million_m3 | After Competition Groups | 0.80771 | 585402.8898 | 0.5854 | 55.0832 | 0.014664 | 11 | Residential_2020_SC C_million_m3_After Competition Groups_11 | Condensing Boiler | 1.466% | 0.5854 | 0.80771 | Residential_2020_SC C_million_m3_After Competition Groups_Condensing Boiler
Residential | Res ¦ High Efficiency Condensing Furnace | 2020 | SC C | million_m3 | After Competition Groups | 0.51069 | 577434.3137 | 0.57743 | 55.0832 | 0.0092713 | 12 | Residential_2020_SC C_million_m3_After Competition Groups_12 | High Efficiency Condensing Furnace | 0.9271% | 0.57743 | 0.51069 | Residential_2020_SC C_million_m3_After Competition Groups_High Efficiency Condensing Furnace
Residential | Res ¦ Duct Insulation MF | 2020 | SC C | million_m3 | After Competition Groups | 0.27981 | 173725.2992 | 0.17373 | 55.0832 | 0.0050798 | 13 | Residential_2020_SC C_million_m3_After Competition Groups_13 | Duct Insulation MF | 0.508% | 0.17373 | 0.27981 | Residential_2020_SC C_million_m3_After Competition Groups_Duct Insulation MF
Residential | Res ¦ Wall Insulation MF | 2020 | SC C | million_m3 | After Competition Groups | 0.17746 | 41543.7953 | 0.041544 | 55.0832 | 0.0032217 | 14 | Residential_2020_SC C_million_m3_After Competition Groups_14 | Wall Insulation MF | 0.3222% | 0.041544 | 0.17746 | Residential_2020_SC C_million_m3_After Competition Groups_Wall Insulation MF
Residential | Res ¦ Heat Recovery Ventilator | 2020 | SC C | million_m3 | After Competition Groups | 0.13606 | 81745.0159 | 0.081745 | 55.0832 | 0.00247 | 15 | Residential_2020_SC C_million_m3_After Competition Groups_15 | Heat Recovery Ventilator | 0.247% | 0.081745 | 0.13606 | Residential_2020_SC C_million_m3_After Competition Groups_Heat Recovery Ventilator
Residential | Res ¦ Duct Insulation | 2020 | SC C | million_m3 | After Competition Groups | 0.11915 | 84911.6378 | 0.084912 | 55.0832 | 0.0021631 | 16 | Residential_2020_SC C_million_m3_After Competition Groups_16 | Duct Insulation | 0.2163% | 0.084912 | 0.11915 | Residential_2020_SC C_million_m3_After Competition Groups_Duct Insulation
Residential | Res ¦ Floor Insulation | 2020 | SC C | million_m3 | After Competition Groups | 0.10185 | 71968.0156 | 0.071968 | 55.0832 | 0.0018489 | 17 | Residential_2020_SC C_million_m3_After Competition Groups_17 | Floor Insulation | 0.1849% | 0.071968 | 0.10185 | Residential_2020_SC C_million_m3_After Competition Groups_Floor Insulation
Residential | Res ¦ Minimize Hot and Warm Clothes Wash | 2020 | SC C | million_m3 | After Competition Groups | 0.08497 | 0 | 0 | 55.0832 | 0.0015426 | 18 | Residential_2020_SC C_million_m3_After Competition Groups_18 | Minimize Hot and Warm Clothes Wash | 0.1543% | 0 | 0.08497 | Residential_2020_SC C_million_m3_After Competition Groups_Minimize Hot and Warm Clothes Wash
Residential | Res ¦ Wall Insulation | 2020 | SC C | million_m3 | After Competition Groups | 0.02896 | 22350.1423 | 0.02235 | 55.0832 | 0.00052575 | 19 | Residential_2020_SC C_million_m3_After Competition Groups_19 | Wall Insulation | 0.05258% | 0.02235 | 0.02896 | Residential_2020_SC C_million_m3_After Competition Groups_Wall Insulation
Residential | Res ¦ Clothes Drying Racks | 2020 | SC C | million_m3 | After Competition Groups | 1.8392e-05 | 0 | 0 | 55.0832 | 3.3389e-07 | 20 | Residential_2020_SC C_million_m3_After Competition Groups_20 | Clothes Drying Racks | 3.339e-05% | 0 | 1.8392e-05 | Residential_2020_SC C_million_m3_After Competition Groups_Clothes Drying Racks
Residential | Res ¦ Energy Star Clothes Washer | 2020 | SC C | million_m3 | After Competition Groups | 0 | 0 | 0 | 55.0832 | 0 | 21 | Residential_2020_SC C_million_m3_After Competition Groups_21 | Energy Star Clothes Washer | 0% | 0 | 0 | Residential_2020_SC C_million_m3_After Competition Groups_Energy Star Clothes Washer
Residential | Res ¦ Home Energy Reports | 2020 | SC C | million_m3 | After Competition Groups | 0 | 0 | 0 | 55.0832 | 0 | 22 | Residential_2020_SC C_million_m3_After Competition Groups_22 | Home Energy Reports | 0% | 0 | 0 | Residential_2020_SC C_million_m3_After Competition Groups_Home Energy Reports
Residential | Res ¦ Pool Cover | 2020 | SC C | million_m3 | After Competition Groups | 0 | 0 | 0 | 55.0832 | 0 | 23 | Residential_2020_SC C_million_m3_After Competition Groups_23 | Pool Cover | 0% | 0 | 0 | Residential_2020_SC C_million_m3_After Competition Groups_Pool Cover
Residential | Res ¦ Water Heater Temperature Setback | 2020 | SC C | million_m3 | After Competition Groups | 0 | 0 | 0 | 55.0832 | 0 | 24 | Residential_2020_SC C_million_m3_After Competition Groups_24 | Water Heater Temperature Setback | 0% | 0 | 0 | Residential_2020_SC C_million_m3_After Competition Groups_Water Heater Temperature Setback
Residential | Res ¦ Air Sealing | 2020 | Technical | million_m3 | After Competition Groups | 673.1474 | 0 | 0 | 3315.9704 | 0.203 | 1 | Residential_2020_Technical_million_m3_After Competition Groups_1 | Air Sealing | 20.3% | 0 | 673.1474 | Residential_2020_Technical_million_m3_After Competition Groups_Air Sealing
Residential | Res ¦ Adaptive Thermostat | 2020 | Technical | million_m3 | After Competition Groups | 493.5673 | 0 | 0 | 3315.9704 | 0.14885 | 2 | Residential_2020_Technical_million_m3_After Competition Groups_2 | Adaptive Thermostat | 14.88% | 0 | 493.5673 | Residential_2020_Technical_million_m3_After Competition Groups_Adaptive Thermostat
Residential | Res ¦ Energy Star Windows | 2020 | Technical | million_m3 | After Competition Groups | 256.1278 | 0 | 0 | 3315.9704 | 0.077241 | 3 | Residential_2020_Technical_million_m3_After Competition Groups_3 | Energy Star Windows | 7.724% | 0 | 256.1278 | Residential_2020_Technical_million_m3_After Competition Groups_Energy Star Windows
Residential | Res ¦ Comprehensive Draft Proofing | 2020 | Technical | million_m3 | After Competition Groups | 202.7137 | 0 | 0 | 3315.9704 | 0.061133 | 4 | Residential_2020_Technical_million_m3_After Competition Groups_4 | Comprehensive Draft Proofing | 6.113% | 0 | 202.7137 | Residential_2020_Technical_million_m3_After Competition Groups_Comprehensive Draft Proofing
Residential | Res ¦ Wall Insulation | 2020 | Technical | million_m3 | After Competition Groups | 186.1269 | 0 | 0 | 3315.9704 | 0.05613 | 5 | Residential_2020_Technical_million_m3_After Competition Groups_5 | Wall Insulation | 5.613% | 0 | 186.1269 | Residential_2020_Technical_million_m3_After Competition Groups_Wall Insulation
Residential | Res ¦ Attic Insulation | 2020 | Technical | million_m3 | After Competition Groups | 164.3599 | 0 | 0 | 3315.9704 | 0.049566 | 6 | Residential_2020_Technical_million_m3_After Competition Groups_6 | Attic Insulation | 4.957% | 0 | 164.3599 | Residential_2020_Technical_million_m3_After Competition Groups_Attic Insulation
Residential | Res ¦ DHW Recirculation Systems | 2020 | Technical | million_m3 | After Competition Groups | 155.5038 | 0 | 0 | 3315.9704 | 0.046895 | 7 | Residential_2020_Technical_million_m3_After Competition Groups_7 | DHW Recirculation Systems | 4.69% | 0 | 155.5038 | Residential_2020_Technical_million_m3_After Competition Groups_DHW Recirculation Systems
Residential | Res ¦ Basement or Crawlspace Insulation | 2020 | Technical | million_m3 | After Competition Groups | 139.6177 | 0 | 0 | 3315.9704 | 0.042105 | 8 | Residential_2020_Technical_million_m3_After Competition Groups_8 | Basement or Crawlspace Insulation | 4.21% | 0 | 139.6177 | Residential_2020_Technical_million_m3_After Competition Groups_Basement or Crawlspace Insulation
Residential | Res ¦ Basement Wall Insulation | 2020 | Technical | million_m3 | After Competition Groups | 136.6274 | 0 | 0 | 3315.9704 | 0.041203 | 9 | Residential_2020_Technical_million_m3_After Competition Groups_9 | Basement Wall Insulation | 4.12% | 0 | 136.6274 | Residential_2020_Technical_million_m3_After Competition Groups_Basement Wall Insulation
Residential | Res ¦ Window Film | 2020 | Technical | million_m3 | After Competition Groups | 96.0528 | 0 | 0 | 3315.9704 | 0.028967 | 10 | Residential_2020_Technical_million_m3_After Competition Groups_10 | Window Film | 2.897% | 0 | 96.0528 | Residential_2020_Technical_million_m3_After Competition Groups_Window Film
Residential | Res ¦ Furnace Tune Up | 2020 | Technical | million_m3 | After Competition Groups | 92.8429 | 0 | 0 | 3315.9704 | 0.027999 | 11 | Residential_2020_Technical_million_m3_After Competition Groups_11 | Furnace Tune Up | 2.8% | 0 | 92.8429 | Residential_2020_Technical_million_m3_After Competition Groups_Furnace Tune Up
Residential | Res ¦ Advanced BAS/Controllers | 2020 | Technical | million_m3 | After Competition Groups | 83.495 | 0 | 0 | 3315.9704 | 0.02518 | 12 | Residential_2020_Technical_million_m3_After Competition Groups_12 | Advanced BAS/Controllers | 2.518% | 0 | 83.495 | Residential_2020_Technical_million_m3_After Competition Groups_Advanced BAS/Controllers
Residential | Res ¦ Ceiling Insulation | 2020 | Technical | million_m3 | After Competition Groups | 69.1802 | 0 | 0 | 3315.9704 | 0.020863 | 13 | Residential_2020_Technical_million_m3_After Competition Groups_13 | Ceiling Insulation | 2.086% | 0 | 69.1802 | Residential_2020_Technical_million_m3_After Competition Groups_Ceiling Insulation
Residential | Res ¦ Building Recommissioning, Operations and Maintenance (O&M) Improvements | 2020 | Technical | million_m3 | After Competition Groups | 68.9971 | 0 | 0 | 3315.9704 | 0.020808 | 14 | Residential_2020_Technical_million_m3_After Competition Groups_14 | Building Recommissioning, Operations and Maintenance (O&M) Improvements | 2.081% | 0 | 68.9971 | Residential_2020_Technical_million_m3_After Competition Groups_Building Recommissioning, Operations and Maintenance (O&M) Improvements
Residential | Res ¦ Condensing Boiler | 2020 | Technical | million_m3 | After Competition Groups | 55.0263 | 0 | 0 | 3315.9704 | 0.016594 | 15 | Residential_2020_Technical_million_m3_After Competition Groups_15 | Condensing Boiler | 1.659% | 0 | 55.0263 | Residential_2020_Technical_million_m3_After Competition Groups_Condensing Boiler
Residential | Res ¦ Duct Insulation MF | 2020 | Technical | million_m3 | After Competition Groups | 54.6011 | 0 | 0 | 3315.9704 | 0.016466 | 16 | Residential_2020_Technical_million_m3_After Competition Groups_16 | Duct Insulation MF | 1.647% | 0 | 54.6011 | Residential_2020_Technical_million_m3_After Competition Groups_Duct Insulation MF
Residential | Res ¦ Floor Insulation | 2020 | Technical | million_m3 | After Competition Groups | 53.8188 | 0 | 0 | 3315.9704 | 0.01623 | 17 | Residential_2020_Technical_million_m3_After Competition Groups_17 | Floor Insulation | 1.623% | 0 | 53.8188 | Residential_2020_Technical_million_m3_After Competition Groups_Floor Insulation
Residential | Res ¦ Duct Insulation | 2020 | Technical | million_m3 | After Competition Groups | 51.1504 | 0 | 0 | 3315.9704 | 0.015425 | 18 | Residential_2020_Technical_million_m3_After Competition Groups_18 | Duct Insulation | 1.543% | 0 | 51.1504 | Residential_2020_Technical_million_m3_After Competition Groups_Duct Insulation
Residential | Res ¦ Condensing Storage Water Heater | 2020 | Technical | million_m3 | After Competition Groups | 38.9578 | 0 | 0 | 3315.9704 | 0.011749 | 19 | Residential_2020_Technical_million_m3_After Competition Groups_19 | Condensing Storage Water Heater | 1.175% | 0 | 38.9578 | Residential_2020_Technical_million_m3_After Competition Groups_Condensing Storage Water Heater
Residential | Res ¦ Demand Control Ventilation | 2020 | Technical | million_m3 | After Competition Groups | 37.4243 | 0 | 0 | 3315.9704 | 0.011286 | 20 | Residential_2020_Technical_million_m3_After Competition Groups_20 | Demand Control Ventilation | 1.129% | 0 | 37.4243 | Residential_2020_Technical_million_m3_After Competition Groups_Demand Control Ventilation
Residential | Res ¦ Tankless Water Heater | 2020 | Technical | million_m3 | After Competition Groups | 32.3158 | 0 | 0 | 3315.9704 | 0.0097455 | 21 | Residential_2020_Technical_million_m3_After Competition Groups_21 | Tankless Water Heater | 0.9746% | 0 | 32.3158 | Residential_2020_Technical_million_m3_After Competition Groups_Tankless Water Heater
Residential | Res ¦ Early Hot Water Heater Replacement | 2020 | Technical | million_m3 | After Competition Groups | 30.4721 | 0 | 0 | 3315.9704 | 0.0091895 | 22 | Residential_2020_Technical_million_m3_After Competition Groups_22 | Early Hot Water Heater Replacement | 0.919% | 0 | 30.4721 | Residential_2020_Technical_million_m3_After Competition Groups_Early Hot Water Heater Replacement
Residential | Res ¦ Drain Water Heat Recovery | 2020 | Technical | million_m3 | After Competition Groups | 26.0065 | 0 | 0 | 3315.9704 | 0.0078428 | 23 | Residential_2020_Technical_million_m3_After Competition Groups_23 | Drain Water Heat Recovery | 0.7843% | 0 | 26.0065 | Residential_2020_Technical_million_m3_After Competition Groups_Drain Water Heat Recovery
Residential | Res ¦ High Efficiency Condensing Furnace | 2020 | Technical | million_m3 | After Competition Groups | 20.6547 | 0 | 0 | 3315.9704 | 0.0062288 | 24 | Residential_2020_Technical_million_m3_After Competition Groups_24 | High Efficiency Condensing Furnace | 0.6229% | 0 | 20.6547 | Residential_2020_Technical_million_m3_After Competition Groups_High Efficiency Condensing Furnace
Residential | Res ¦ Heat Recovery Ventilator | 2020 | Technical | million_m3 | After Competition Groups | 19.8757 | 0 | 0 | 3315.9704 | 0.0059939 | 25 | Residential_2020_Technical_million_m3_After Competition Groups_25 | Heat Recovery Ventilator | 0.5994% | 0 | 19.8757 | Residential_2020_Technical_million_m3_After Competition Groups_Heat Recovery Ventilator
Residential | Res ¦ High Efficiency Fireplace with Pilotless Ignition | 2020 | Technical | million_m3 | After Competition Groups | 19.8502 | 0 | 0 | 3315.9704 | 0.0059863 | 26 | Residential_2020_Technical_million_m3_After Competition Groups_26 | High Efficiency Fireplace with Pilotless Ignition | 0.5986% | 0 | 19.8502 | Residential_2020_Technical_million_m3_After Competition Groups_High Efficiency Fireplace with Pilotless Ignition
Residential | Res ¦ Pool Cover | 2020 | Technical | million_m3 | After Competition Groups | 17.0424 | 0 | 0 | 3315.9704 | 0.0051395 | 27 | Residential_2020_Technical_million_m3_After Competition Groups_27 | Pool Cover | 0.5139% | 0 | 17.0424 | Residential_2020_Technical_million_m3_After Competition Groups_Pool Cover
Residential | Res ¦ Condensing Make Up Air Unit | 2020 | Technical | million_m3 | After Competition Groups | 13.6965 | 0 | 0 | 3315.9704 | 0.0041305 | 28 | Residential_2020_Technical_million_m3_After Competition Groups_28 | Condensing Make Up Air Unit | 0.413% | 0 | 13.6965 | Residential_2020_Technical_million_m3_After Competition Groups_Condensing Make Up Air Unit
Residential | Res ¦ Wall Insulation MF | 2020 | Technical | million_m3 | After Competition Groups | 8.4581 | 0 | 0 | 3315.9704 | 0.0025507 | 29 | Residential_2020_Technical_million_m3_After Competition Groups_29 | Wall Insulation MF | 0.2551% | 0 | 8.4581 | Residential_2020_Technical_million_m3_After Competition Groups_Wall Insulation MF
Residential | Res ¦ Water Heater Temperature Setback | 2020 | Technical | million_m3 | After Competition Groups | 7.5836 | 0 | 0 | 3315.9704 | 0.002287 | 30 | Residential_2020_Technical_million_m3_After Competition Groups_30 | Water Heater Temperature Setback | 0.2287% | 0 | 7.5836 | Residential_2020_Technical_million_m3_After Competition Groups_Water Heater Temperature Setback
Residential | Res ¦ Home Energy Reports | 2020 | Technical | million_m3 | After Competition Groups | 4.1839 | 0 | 0 | 3315.9704 | 0.0012617 | 31 | Residential_2020_Technical_million_m3_After Competition Groups_31 | Home Energy Reports | 0.1262% | 0 | 4.1839 | Residential_2020_Technical_million_m3_After Competition Groups_Home Energy Reports
Residential | Res ¦ High Efficiency Gas Pool Heater | 2020 | Technical | million_m3 | After Competition Groups | 3.3107 | 0 | 0 | 3315.9704 | 0.00099842 | 32 | Residential_2020_Technical_million_m3_After Competition Groups_32 | High Efficiency Gas Pool Heater | 0.09984% | 0 | 3.3107 | Residential_2020_Technical_million_m3_After Competition Groups_High Efficiency Gas Pool Heater
Residential | Res ¦ Clothes Drying Racks | 2020 | Technical | million_m3 | After Competition Groups | 1.3071 | 0 | 0 | 3315.9704 | 0.00039419 | 33 | Residential_2020_Technical_million_m3_After Competition Groups_33 | Clothes Drying Racks | 0.03942% | 0 | 1.3071 | Residential_2020_Technical_million_m3_After Competition Groups_Clothes Drying Racks
Residential | Res ¦ Minimize Hot and Warm Clothes Wash | 2020 | Technical | million_m3 | After Competition Groups | 1.1318 | 0 | 0 | 3315.9704 | 0.00034131 | 34 | Residential_2020_Technical_million_m3_After Competition Groups_34 | Minimize Hot and Warm Clothes Wash | 0.03413% | 0 | 1.1318 | Residential_2020_Technical_million_m3_After Competition Groups_Minimize Hot and Warm Clothes Wash
Residential | Res ¦ Energy Star Clothes Dryer | 2020 | Technical | million_m3 | After Competition Groups | 0.38759 | 0 | 0 | 3315.9704 | 0.00011689 | 35 | Residential_2020_Technical_million_m3_After Competition Groups_35 | Energy Star Clothes Dryer | 0.01169% | 0 | 0.38759 | Residential_2020_Technical_million_m3_After Competition Groups_Energy Star Clothes Dryer
Residential | Res ¦ Energy Star Clothes Washer | 2020 | Technical | million_m3 | After Competition Groups | 0.22179 | 0 | 0 | 3315.9704 | 6.6884e-05 | 36 | Residential_2020_Technical_million_m3_After Competition Groups_36 | Energy Star Clothes Washer | 0.006688% | 0 | 0.22179 | Residential_2020_Technical_million_m3_After Competition Groups_Energy Star Clothes Washer
Residential | Res ¦ Solar Water Preheat (Pools/DHW) | 2020 | Technical | million_m3 | After Competition Groups | 0.1333 | 0 | 0 | 3315.9704 | 4.02e-05 | 37 | Residential_2020_Technical_million_m3_After Competition Groups_37 | Solar Water Preheat (Pools/DHW) | 0.00402% | 0 | 0.1333 | Residential_2020_Technical_million_m3_After Competition Groups_Solar Water Preheat (Pools/DHW)
Residential | Res ¦ Air Sealing | 2021 | Economic | million_m3 | After Competition Groups | 662.5116 | 0 | 0 | 2136.4412 | 0.3101 | 1 | Residential_2021_Economic_million_m3_After Competition Groups_1 | Air Sealing | 31.01% | 0 | 662.5116 | Residential_2021_Economic_million_m3_After Competition Groups_Air Sealing
Residential | Res ¦ Adaptive Thermostat | 2021 | Economic | million_m3 | After Competition Groups | 494.358 | 0 | 0 | 2136.4412 | 0.23139 | 2 | Residential_2021_Economic_million_m3_After Competition Groups_2 | Adaptive Thermostat | 23.14% | 0 | 494.358 | Residential_2021_Economic_million_m3_After Competition Groups_Adaptive Thermostat
Residential | Res ¦ Comprehensive Draft Proofing | 2021 | Economic | million_m3 | After Competition Groups | 199.5109 | 0 | 0 | 2136.4412 | 0.093385 | 3 | Residential_2021_Economic_million_m3_After Competition Groups_3 | Comprehensive Draft Proofing | 9.338% | 0 | 199.5109 | Residential_2021_Economic_million_m3_After Competition Groups_Comprehensive Draft Proofing
Residential | Res ¦ Attic Insulation | 2021 | Economic | million_m3 | After Competition Groups | 161.763 | 0 | 0 | 2136.4412 | 0.075716 | 4 | Residential_2021_Economic_million_m3_After Competition Groups_4 | Attic Insulation | 7.572% | 0 | 161.763 | Residential_2021_Economic_million_m3_After Competition Groups_Attic Insulation
Residential | Res ¦ Basement Wall Insulation | 2021 | Economic | million_m3 | After Competition Groups | 134.4687 | 0 | 0 | 2136.4412 | 0.06294 | 5 | Residential_2021_Economic_million_m3_After Competition Groups_5 | Basement Wall Insulation | 6.294% | 0 | 134.4687 | Residential_2021_Economic_million_m3_After Competition Groups_Basement Wall Insulation
Residential | Res ¦ Advanced BAS/Controllers | 2021 | Economic | million_m3 | After Competition Groups | 82.1757 | 0 | 0 | 2136.4412 | 0.038464 | 6 | Residential_2021_Economic_million_m3_After Competition Groups_6 | Advanced BAS/Controllers | 3.846% | 0 | 82.1757 | Residential_2021_Economic_million_m3_After Competition Groups_Advanced BAS/Controllers
Residential | Res ¦ Building Recommissioning, Operations and Maintenance (O&M) Improvements | 2021 | Economic | million_m3 | After Competition Groups | 67.907 | 0 | 0 | 2136.4412 | 0.031785 | 7 | Residential_2021_Economic_million_m3_After Competition Groups_7 | Building Recommissioning, Operations and Maintenance (O&M) Improvements | 3.179% | 0 | 67.907 | Residential_2021_Economic_million_m3_After Competition Groups_Building Recommissioning, Operations and Maintenance (O&M) Improvements
Residential | Res ¦ Floor Insulation | 2021 | Economic | million_m3 | After Competition Groups | 52.9685 | 0 | 0 | 2136.4412 | 0.024793 | 8 | Residential_2021_Economic_million_m3_After Competition Groups_8 | Floor Insulation | 2.479% | 0 | 52.9685 | Residential_2021_Economic_million_m3_After Competition Groups_Floor Insulation
Residential | Res ¦ Duct Insulation | 2021 | Economic | million_m3 | After Competition Groups | 42.5644 | 0 | 0 | 2136.4412 | 0.019923 | 9 | Residential_2021_Economic_million_m3_After Competition Groups_9 | Duct Insulation | 1.992% | 0 | 42.5644 | Residential_2021_Economic_million_m3_After Competition Groups_Duct Insulation
Residential | Res ¦ Duct Insulation MF | 2021 | Economic | million_m3 | After Competition Groups | 38.1233 | 0 | 0 | 2136.4412 | 0.017844 | 10 | Residential_2021_Economic_million_m3_After Competition Groups_10 | Duct Insulation MF | 1.784% | 0 | 38.1233 | Residential_2021_Economic_million_m3_After Competition Groups_Duct Insulation MF
Residential | Res ¦ Demand Control Ventilation | 2021 | Economic | million_m3 | After Competition Groups | 36.833 | 0 | 0 | 2136.4412 | 0.01724 | 11 | Residential_2021_Economic_million_m3_After Competition Groups_11 | Demand Control Ventilation | 1.724% | 0 | 36.833 | Residential_2021_Economic_million_m3_After Competition Groups_Demand Control Ventilation
Residential | Res ¦ Heat Recovery Ventilator | 2021 | Economic | million_m3 | After Competition Groups | 29.487 | 0 | 0 | 2136.4412 | 0.013802 | 12 | Residential_2021_Economic_million_m3_After Competition Groups_12 | Heat Recovery Ventilator | 1.38% | 0 | 29.487 | Residential_2021_Economic_million_m3_After Competition Groups_Heat Recovery Ventilator
Residential | Res ¦ High Efficiency Fireplace with Pilotless Ignition | 2021 | Economic | million_m3 | After Competition Groups | 29.2166 | 0 | 0 | 2136.4412 | 0.013675 | 13 | Residential_2021_Economic_million_m3_After Competition Groups_13 | High Efficiency Fireplace with Pilotless Ignition | 1.368% | 0 | 29.2166 | Residential_2021_Economic_million_m3_After Competition Groups_High Efficiency Fireplace with Pilotless Ignition
Residential | Res ¦ Condensing Boiler | 2021 | Economic | million_m3 | After Competition Groups | 20.7047 | 0 | 0 | 2136.4412 | 0.0096912 | 14 | Residential_2021_Economic_million_m3_After Competition Groups_14 | Condensing Boiler | 0.9691% | 0 | 20.7047 | Residential_2021_Economic_million_m3_After Competition Groups_Condensing Boiler
Residential | Res ¦ Condensing Make Up Air Unit | 2021 | Economic | million_m3 | After Competition Groups | 20.144 | 0 | 0 | 2136.4412 | 0.0094288 | 15 | Residential_2021_Economic_million_m3_After Competition Groups_15 | Condensing Make Up Air Unit | 0.9429% | 0 | 20.144 | Residential_2021_Economic_million_m3_After Competition Groups_Condensing Make Up Air Unit
Residential | Res ¦ High Efficiency Condensing Furnace | 2021 | Economic | million_m3 | After Competition Groups | 19.7708 | 0 | 0 | 2136.4412 | 0.0092541 | 16 | Residential_2021_Economic_million_m3_After Competition Groups_16 | High Efficiency Condensing Furnace | 0.9254% | 0 | 19.7708 | Residential_2021_Economic_million_m3_After Competition Groups_High Efficiency Condensing Furnace
Residential | Res ¦ Pool Cover | 2021 | Economic | million_m3 | After Competition Groups | 16.7731 | 0 | 0 | 2136.4412 | 0.007851 | 17 | Residential_2021_Economic_million_m3_After Competition Groups_17 | Pool Cover | 0.7851% | 0 | 16.7731 | Residential_2021_Economic_million_m3_After Competition Groups_Pool Cover
Residential | Res ¦ Wall Insulation | 2021 | Economic | million_m3 | After Competition Groups | 16.3479 | 0 | 0 | 2136.4412 | 0.0076519 | 18 | Residential_2021_Economic_million_m3_After Competition Groups_18 | Wall Insulation | 0.7652% | 0 | 16.3479 | Residential_2021_Economic_million_m3_After Competition Groups_Wall Insulation
Residential | Res ¦ Wall Insulation MF | 2021 | Economic | million_m3 | After Competition Groups | 8.3245 | 0 | 0 | 2136.4412 | 0.0038964 | 19 | Residential_2021_Economic_million_m3_After Competition Groups_19 | Wall Insulation MF | 0.3896% | 0 | 8.3245 | Residential_2021_Economic_million_m3_After Competition Groups_Wall Insulation MF
Residential | Res ¦ Clothes Drying Racks | 2021 | Economic | million_m3 | After Competition Groups | 1.2865 | 0 | 0 | 2136.4412 | 0.00060215 | 20 | Residential_2021_Economic_million_m3_After Competition Groups_20 | Clothes Drying Racks | 0.06021% | 0 | 1.2865 | Residential_2021_Economic_million_m3_After Competition Groups_Clothes Drying Racks
Residential | Res ¦ Minimize Hot and Warm Clothes Wash | 2021 | Economic | million_m3 | After Competition Groups | 1.1139 | 0 | 0 | 2136.4412 | 0.00052138 | 21 | Residential_2021_Economic_million_m3_After Competition Groups_21 | Minimize Hot and Warm Clothes Wash | 0.05214% | 0 | 1.1139 | Residential_2021_Economic_million_m3_After Competition Groups_Minimize Hot and Warm Clothes Wash
Residential | Res ¦ Home Energy Reports | 2021 | Economic | million_m3 | After Competition Groups | 0.088229 | 0 | 0 | 2136.4412 | 4.1297e-05 | 22 | Residential_2021_Economic_million_m3_After Competition Groups_22 | Home Energy Reports | 0.00413% | 0 | 0.088229 | Residential_2021_Economic_million_m3_After Competition Groups_Home Energy Reports
Residential | Res ¦ Energy Star Clothes Washer | 2021 | Economic | million_m3 | After Competition Groups | 0 | 0 | 0 | 2136.4412 | 0 | 23 | Residential_2021_Economic_million_m3_After Competition Groups_23 | Energy Star Clothes Washer | 0% | 0 | 0 | Residential_2021_Economic_million_m3_After Competition Groups_Energy Star Clothes Washer
Residential | Res ¦ Water Heater Temperature Setback | 2021 | Economic | million_m3 | After Competition Groups | 0 | 0 | 0 | 2136.4412 | 0 | 24 | Residential_2021_Economic_million_m3_After Competition Groups_24 | Water Heater Temperature Setback | 0% | 0 | 0 | Residential_2021_Economic_million_m3_After Competition Groups_Water Heater Temperature Setback
Residential | Res ¦ Comprehensive Draft Proofing | 2021 | SC A | million_m3 | After Competition Groups | 14.2235 | 282978.0801 | 0.28298 | 78.5598 | 0.18105 | 1 | Residential_2021_SC A_million_m3_After Competition Groups_1 | Comprehensive Draft Proofing | 18.11% | 0.28298 | 14.2235 | Residential_2021_SC A_million_m3_After Competition Groups_Comprehensive Draft Proofing
Residential | Res ¦ Adaptive Thermostat | 2021 | SC A | million_m3 | After Competition Groups | 13.8742 | 2589692.6999 | 2.5897 | 78.5598 | 0.17661 | 2 | Residential_2021_SC A_million_m3_After Competition Groups_2 | Adaptive Thermostat | 17.66% | 2.5897 | 13.8742 | Residential_2021_SC A_million_m3_After Competition Groups_Adaptive Thermostat
Residential | Res ¦ High Efficiency Fireplace with Pilotless Ignition | 2021 | SC A | million_m3 | After Competition Groups | 12.9517 | 2796120.6211 | 2.7961 | 78.5598 | 0.16486 | 3 | Residential_2021_SC A_million_m3_After Competition Groups_3 | High Efficiency Fireplace with Pilotless Ignition | 16.49% | 2.7961 | 12.9517 | Residential_2021_SC A_million_m3_After Competition Groups_High Efficiency Fireplace with Pilotless Ignition
Residential | Res ¦ Air Sealing | 2021 | SC A | million_m3 | After Competition Groups | 10.1216 | 1877024.5688 | 1.877 | 78.5598 | 0.12884 | 4 | Residential_2021_SC A_million_m3_After Competition Groups_4 | Air Sealing | 12.88% | 1.877 | 10.1216 | Residential_2021_SC A_million_m3_After Competition Groups_Air Sealing
Residential | Res ¦ Advanced BAS/Controllers | 2021 | SC A | million_m3 | After Competition Groups | 6.0084 | 424342.2361 | 0.42434 | 78.5598 | 0.076482 | 5 | Residential_2021_SC A_million_m3_After Competition Groups_5 | Advanced BAS/Controllers | 7.648% | 0.42434 | 6.0084 | Residential_2021_SC A_million_m3_After Competition Groups_Advanced BAS/Controllers
Residential | Res ¦ Building Recommissioning, Operations and Maintenance (O&M) Improvements | 2021 | SC A | million_m3 | After Competition Groups | 4.9651 | 339525.1379 | 0.33953 | 78.5598 | 0.063202 | 6 | Residential_2021_SC A_million_m3_After Competition Groups_6 | Building Recommissioning, Operations and Maintenance (O&M) Improvements | 6.32% | 0.33953 | 4.9651 | Residential_2021_SC A_million_m3_After Competition Groups_Building Recommissioning, Operations and Maintenance (O&M) Improvements
Residential | Res ¦ Basement Wall Insulation | 2021 | SC A | million_m3 | After Competition Groups | 4.4465 | 1786445.4219 | 1.7864 | 78.5598 | 0.0566 | 7 | Residential_2021_SC A_million_m3_After Competition Groups_7 | Basement Wall Insulation | 5.66% | 1.7864 | 4.4465 | Residential_2021_SC A_million_m3_After Competition Groups_Basement Wall Insulation
Residential | Res ¦ Condensing Make Up Air Unit | 2021 | SC A | million_m3 | After Competition Groups | 3.2887 | 758443.1999 | 0.75844 | 78.5598 | 0.041863 | 8 | Residential_2021_SC A_million_m3_After Competition Groups_8 | Condensing Make Up Air Unit | 4.186% | 0.75844 | 3.2887 | Residential_2021_SC A_million_m3_After Competition Groups_Condensing Make Up Air Unit
Residential | Res ¦ Attic Insulation | 2021 | SC A | million_m3 | After Competition Groups | 3.0745 | 766598.2478 | 0.7666 | 78.5598 | 0.039136 | 9 | Residential_2021_SC A_million_m3_After Competition Groups_9 | Attic Insulation | 3.914% | 0.7666 | 3.0745 | Residential_2021_SC A_million_m3_After Competition Groups_Attic Insulation
Residential | Res ¦ Demand Control Ventilation | 2021 | SC A | million_m3 | After Competition Groups | 2.0375 | 394327.9871 | 0.39433 | 78.5598 | 0.025935 | 10 | Residential_2021_SC A_million_m3_After Competition Groups_10 | Demand Control Ventilation | 2.594% | 0.39433 | 2.0375 | Residential_2021_SC A_million_m3_After Competition Groups_Demand Control Ventilation
Residential | Res ¦ High Efficiency Condensing Furnace | 2021 | SC A | million_m3 | After Competition Groups | 1.1056 | 0 | 0 | 78.5598 | 0.014074 | 11 | Residential_2021_SC A_million_m3_After Competition Groups_11 | High Efficiency Condensing Furnace | 1.407% | 0 | 1.1056 | Residential_2021_SC A_million_m3_After Competition Groups_High Efficiency Condensing Furnace
Residential | Res ¦ Condensing Boiler | 2021 | SC A | million_m3 | After Competition Groups | 1.0927 | 313479.1526 | 0.31348 | 78.5598 | 0.013909 | 12 | Residential_2021_SC A_million_m3_After Competition Groups_12 | Condensing Boiler | 1.391% | 0.31348 | 1.0927 | Residential_2021_SC A_million_m3_After Competition Groups_Condensing Boiler
Residential | Res ¦ Duct Insulation MF | 2021 | SC A | million_m3 | After Competition Groups | 0.34382 | 78015.824 | 0.078016 | 78.5598 | 0.0043765 | 13 | Residential_2021_SC A_million_m3_After Competition Groups_13 | Duct Insulation MF | 0.4377% | 0.078016 | 0.34382 | Residential_2021_SC A_million_m3_After Competition Groups_Duct Insulation MF
Residential | Res ¦ Wall Insulation MF | 2021 | SC A | million_m3 | After Competition Groups | 0.2792 | 46419.6278 | 0.04642 | 78.5598 | 0.003554 | 14 | Residential_2021_SC A_million_m3_After Competition Groups_14 | Wall Insulation MF | 0.3554% | 0.04642 | 0.2792 | Residential_2021_SC A_million_m3_After Competition Groups_Wall Insulation MF
Residential | Res ¦ Heat Recovery Ventilator | 2021 | SC A | million_m3 | After Competition Groups | 0.23413 | 94464.0991 | 0.094464 | 78.5598 | 0.0029803 | 15 | Residential_2021_SC A_million_m3_After Competition Groups_15 | Heat Recovery Ventilator | 0.298% | 0.094464 | 0.23413 | Residential_2021_SC A_million_m3_After Competition Groups_Heat Recovery Ventilator
Residential | Res ¦ Duct Insulation | 2021 | SC A | million_m3 | After Competition Groups | 0.15175 | 0 | 0 | 78.5598 | 0.0019316 | 16 | Residential_2021_SC A_million_m3_After Competition Groups_16 | Duct Insulation | 0.1932% | 0 | 0.15175 | Residential_2021_SC A_million_m3_After Competition Groups_Duct Insulation
Residential | Res ¦ Floor Insulation | 2021 | SC A | million_m3 | After Competition Groups | 0.12835 | 10214.5824 | 0.010215 | 78.5598 | 0.0016338 | 17 | Residential_2021_SC A_million_m3_After Competition Groups_17 | Floor Insulation | 0.1634% | 0.010215 | 0.12835 | Residential_2021_SC A_million_m3_After Competition Groups_Floor Insulation
Residential | Res ¦ Minimize Hot and Warm Clothes Wash | 2021 | SC A | million_m3 | After Competition Groups | 0.12745 | 0 | 0 | 78.5598 | 0.0016224 | 18 | Residential_2021_SC A_million_m3_After Competition Groups_18 | Minimize Hot and Warm Clothes Wash | 0.1622% | 0 | 0.12745 | Residential_2021_SC A_million_m3_After Competition Groups_Minimize Hot and Warm Clothes Wash
Residential | Res ¦ Pool Cover | 2021 | SC A | million_m3 | After Competition Groups | 0.058718 | 0 | 0 | 78.5598 | 0.00074743 | 19 | Residential_2021_SC A_million_m3_After Competition Groups_19 | Pool Cover | 0.07474% | 0 | 0.058718 | Residential_2021_SC A_million_m3_After Competition Groups_Pool Cover
Residential | Res ¦ Wall Insulation | 2021 | SC A | million_m3 | After Competition Groups | 0.037372 | 0 | 0 | 78.5598 | 0.00047571 | 20 | Residential_2021_SC A_million_m3_After Competition Groups_20 | Wall Insulation | 0.04757% | 0 | 0.037372 | Residential_2021_SC A_million_m3_After Competition Groups_Wall Insulation
Residential | Res ¦ Home Energy Reports | 2021 | SC A | million_m3 | After Competition Groups | 0.008832 | 12616.0154 | 0.012616 | 78.5598 | 0.00011242 | 21 | Residential_2021_SC A_million_m3_After Competition Groups_21 | Home Energy Reports | 0.01124% | 0.012616 | 0.008832 | Residential_2021_SC A_million_m3_After Competition Groups_Home Energy Reports
Residential | Res ¦ Clothes Drying Racks | 2021 | SC A | million_m3 | After Competition Groups | 5.1547e-05 | 0 | 0 | 78.5598 | 6.5615e-07 | 22 | Residential_2021_SC A_million_m3_After Competition Groups_22 | Clothes Drying Racks | 6.561e-05% | 0 | 5.1547e-05 | Residential_2021_SC A_million_m3_After Competition Groups_Clothes Drying Racks
Residential | Res ¦ Energy Star Clothes Washer | 2021 | SC A | million_m3 | After Competition Groups | 0 | 0 | 0 | 78.5598 | 0 | 23 | Residential_2021_SC A_million_m3_After Competition Groups_23 | Energy Star Clothes Washer | 0% | 0 | 0 | Residential_2021_SC A_million_m3_After Competition Groups_Energy Star Clothes Washer
Residential | Res ¦ Water Heater Temperature Setback | 2021 | SC A | million_m3 | After Competition Groups | 0 | 0 | 0 | 78.5598 | 0 | 24 | Residential_2021_SC A_million_m3_After Competition Groups_24 | Water Heater Temperature Setback | 0% | 0 | 0 | Residential_2021_SC A_million_m3_After Competition Groups_Water Heater Temperature Setback
Residential | Res ¦ Comprehensive Draft Proofing | 2021 | SC B | million_m3 | After Competition Groups | 39.0906 | 1312380.8388 | 1.3124 | 175.1296 | 0.22321 | 1 | Residential_2021_SC B_million_m3_After Competition Groups_1 | Comprehensive Draft Proofing | 22.32% | 1.3124 | 39.0906 | Residential_2021_SC B_million_m3_After Competition Groups_Comprehensive Draft Proofing
Residential | Res ¦ Adaptive Thermostat | 2021 | SC B | million_m3 | After Competition Groups | 26.2839 | 16056467.5082 | 16.0565 | 175.1296 | 0.15008 | 2 | Residential_2021_SC B_million_m3_After Competition Groups_2 | Adaptive Thermostat | 15.01% | 16.0565 | 26.2839 | Residential_2021_SC B_million_m3_After Competition Groups_Adaptive Thermostat
Residential | Res ¦ Air Sealing | 2021 | SC B | million_m3 | After Competition Groups | 22.2153 | 13885394.7812 | 13.8854 | 175.1296 | 0.12685 | 3 | Residential_2021_SC B_million_m3_After Competition Groups_3 | Air Sealing | 12.69% | 13.8854 | 22.2153 | Residential_2021_SC B_million_m3_After Competition Groups_Air Sealing
Residential | Res ¦ Advanced BAS/Controllers | 2021 | SC B | million_m3 | After Competition Groups | 16.1005 | 1152080.4405 | 1.1521 | 175.1296 | 0.091935 | 4 | Residential_2021_SC B_million_m3_After Competition Groups_4 | Advanced BAS/Controllers | 9.193% | 1.1521 | 16.1005 | Residential_2021_SC B_million_m3_After Competition Groups_Advanced BAS/Controllers
Residential | Res ¦ High Efficiency Fireplace with Pilotless Ignition | 2021 | SC B | million_m3 | After Competition Groups | 14.2688 | 4066269.7333 | 4.0663 | 175.1296 | 0.081476 | 5 | Residential_2021_SC B_million_m3_After Competition Groups_5 | High Efficiency Fireplace with Pilotless Ignition | 8.148% | 4.0663 | 14.2688 | Residential_2021_SC B_million_m3_After Competition Groups_High Efficiency Fireplace with Pilotless Ignition
Residential | Res ¦ Building Recommissioning, Operations and Maintenance (O&M) Improvements | 2021 | SC B | million_m3 | After Competition Groups | 13.3051 | 921822.6217 | 0.92182 | 175.1296 | 0.075973 | 6 | Residential_2021_SC B_million_m3_After Competition Groups_6 | Building Recommissioning, Operations and Maintenance (O&M) Improvements | 7.597% | 0.92182 | 13.3051 | Residential_2021_SC B_million_m3_After Competition Groups_Building Recommissioning, Operations and Maintenance (O&M) Improvements
Residential | Res ¦ High Efficiency Condensing Furnace | 2021 | SC B | million_m3 | After Competition Groups | 11.191 | 30895706.6986 | 30.8957 | 175.1296 | 0.063901 | 7 | Residential_2021_SC B_million_m3_After Competition Groups_7 | High Efficiency Condensing Furnace | 6.39% | 30.8957 | 11.191 | Residential_2021_SC B_million_m3_After Competition Groups_High Efficiency Condensing Furnace
Residential | Res ¦ Demand Control Ventilation | 2021 | SC B | million_m3 | After Competition Groups | 7.2161 | 2683058.5947 | 2.6831 | 175.1296 | 0.041204 | 8 | Residential_2021_SC B_million_m3_After Competition Groups_8 | Demand Control Ventilation | 4.12% | 2.6831 | 7.2161 | Residential_2021_SC B_million_m3_After Competition Groups_Demand Control Ventilation
Residential | Res ¦ Attic Insulation | 2021 | SC B | million_m3 | After Competition Groups | 5.4243 | 3118748.9683 | 3.1187 | 175.1296 | 0.030973 | 9 | Residential_2021_SC B_million_m3_After Competition Groups_9 | Attic Insulation | 3.097% | 3.1187 | 5.4243 | Residential_2021_SC B_million_m3_After Competition Groups_Attic Insulation
Residential | Res ¦ Basement Wall Insulation | 2021 | SC B | million_m3 | After Competition Groups | 4.5093 | 1910244.8617 | 1.9102 | 175.1296 | 0.025749 | 10 | Residential_2021_SC B_million_m3_After Competition Groups_10 | Basement Wall Insulation | 2.575% | 1.9102 | 4.5093 | Residential_2021_SC B_million_m3_After Competition Groups_Basement Wall Insulation
Residential | Res ¦ Condensing Make Up Air Unit | 2021 | SC B | million_m3 | After Competition Groups | 4.2151 | 1633742.7137 | 1.6337 | 175.1296 | 0.024069 | 11 | Residential_2021_SC B_million_m3_After Competition Groups_11 | Condensing Make Up Air Unit | 2.407% | 1.6337 | 4.2151 | Residential_2021_SC B_million_m3_After Competition Groups_Condensing Make Up Air Unit
Residential | Res ¦ Condensing Boiler | 2021 | SC B | million_m3 | After Competition Groups | 3.4198 | 3905477.3104 | 3.9055 | 175.1296 | 0.019527 | 12 | Residential_2021_SC B_million_m3_After Competition Groups_12 | Condensing Boiler | 1.953% | 3.9055 | 3.4198 | Residential_2021_SC B_million_m3_After Competition Groups_Condensing Boiler
Residential | Res ¦ Floor Insulation | 2021 | SC B | million_m3 | After Competition Groups | 1.7752 | 3386697.908 | 3.3867 | 175.1296 | 0.010136 | 13 | Residential_2021_SC B_million_m3_After Competition Groups_13 | Floor Insulation | 1.014% | 3.3867 | 1.7752 | Residential_2021_SC B_million_m3_After Competition Groups_Floor Insulation
Residential | Res ¦ Heat Recovery Ventilator | 2021 | SC B | million_m3 | After Competition Groups | 1.3304 | 2711427.2827 | 2.7114 | 175.1296 | 0.0075965 | 14 | Residential_2021_SC B_million_m3_After Competition Groups_14 | Heat Recovery Ventilator | 0.7597% | 2.7114 | 1.3304 | Residential_2021_SC B_million_m3_After Competition Groups_Heat Recovery Ventilator
Residential | Res ¦ Duct Insulation | 2021 | SC B | million_m3 | After Competition Groups | 1.3172 | 2724161.531 | 2.7242 | 175.1296 | 0.0075213 | 15 | Residential_2021_SC B_million_m3_After Competition Groups_15 | Duct Insulation | 0.7521% | 2.7242 | 1.3172 | Residential_2021_SC B_million_m3_After Competition Groups_Duct Insulation
Residential | Res ¦ Duct Insulation MF | 2021 | SC B | million_m3 | After Competition Groups | 1.2781 | 1242414.6543 | 1.2424 | 175.1296 | 0.007298 | 16 | Residential_2021_SC B_million_m3_After Competition Groups_16 | Duct Insulation MF | 0.7298% | 1.2424 | 1.2781 | Residential_2021_SC B_million_m3_After Competition Groups_Duct Insulation MF
Residential | Res ¦ Pool Cover | 2021 | SC B | million_m3 | After Competition Groups | 0.97431 | 2724663.3405 | 2.7247 | 175.1296 | 0.0055634 | 17 | Residential_2021_SC B_million_m3_After Competition Groups_17 | Pool Cover | 0.5563% | 2.7247 | 0.97431 | Residential_2021_SC B_million_m3_After Competition Groups_Pool Cover
Residential | Res ¦ Wall Insulation | 2021 | SC B | million_m3 | After Competition Groups | 0.54793 | 1194892.4644 | 1.1949 | 175.1296 | 0.0031287 | 18 | Residential_2021_SC B_million_m3_After Competition Groups_18 | Wall Insulation | 0.3129% | 1.1949 | 0.54793 | Residential_2021_SC B_million_m3_After Competition Groups_Wall Insulation
Residential | Res ¦ Wall Insulation MF | 2021 | SC B | million_m3 | After Competition Groups | 0.27919 | 46412.374 | 0.046412 | 175.1296 | 0.0015942 | 19 | Residential_2021_SC B_million_m3_After Competition Groups_19 | Wall Insulation MF | 0.1594% | 0.046412 | 0.27919 | Residential_2021_SC B_million_m3_After Competition Groups_Wall Insulation MF
Residential | Res ¦ Clothes Drying Racks | 2021 | SC B | million_m3 | After Competition Groups | 0.25136 | 1648493.7055 | 1.6485 | 175.1296 | 0.0014353 | 20 | Residential_2021_SC B_million_m3_After Competition Groups_20 | Clothes Drying Racks | 0.1435% | 1.6485 | 0.25136 | Residential_2021_SC B_million_m3_After Competition Groups_Clothes Drying Racks
Residential | Res ¦ Minimize Hot and Warm Clothes Wash | 2021 | SC B | million_m3 | After Competition Groups | 0.12745 | 0 | 0 | 175.1296 | 0.00072777 | 21 | Residential_2021_SC B_million_m3_After Competition Groups_21 | Minimize Hot and Warm Clothes Wash | 0.07278% | 0 | 0.12745 | Residential_2021_SC B_million_m3_After Competition Groups_Minimize Hot and Warm Clothes Wash
Residential | Res ¦ Home Energy Reports | 2021 | SC B | million_m3 | After Competition Groups | 0.008832 | 12616.0154 | 0.012616 | 175.1296 | 5.0431e-05 | 22 | Residential_2021_SC B_million_m3_After Competition Groups_22 | Home Energy Reports | 0.005043% | 0.012616 | 0.008832 | Residential_2021_SC B_million_m3_After Competition Groups_Home Energy Reports
Residential | Res ¦ Energy Star Clothes Washer | 2021 | SC B | million_m3 | After Competition Groups | 0 | 0 | 0 | 175.1296 | 0 | 23 | Residential_2021_SC B_million_m3_After Competition Groups_23 | Energy Star Clothes Washer | 0% | 0 | 0 | Residential_2021_SC B_million_m3_After Competition Groups_Energy Star Clothes Washer
Residential | Res ¦ Water Heater Temperature Setback | 2021 | SC B | million_m3 | After Competition Groups | 0 | 0 | 0 | 175.1296 | 0 | 24 | Residential_2021_SC B_million_m3_After Competition Groups_24 | Water Heater Temperature Setback | 0% | 0 | 0 | Residential_2021_SC B_million_m3_After Competition Groups_Water Heater Temperature Setback
Residential | Res ¦ Adaptive Thermostat | 2021 | SC C | million_m3 | After Competition Groups | 16.5529 | 5991533.3573 | 5.9915 | 87.5861 | 0.18899 | 1 | Residential_2021_SC C_million_m3_After Competition Groups_1 | Adaptive Thermostat | 18.9% | 5.9915 | 16.5529 | Residential_2021_SC C_million_m3_After Competition Groups_Adaptive Thermostat
Residential | Res ¦ Comprehensive Draft Proofing | 2021 | SC C | million_m3 | After Competition Groups | 14.5876 | 483373.1517 | 0.48337 | 87.5861 | 0.16655 | 2 | Residential_2021_SC C_million_m3_After Competition Groups_2 | Comprehensive Draft Proofing | 16.66% | 0.48337 | 14.5876 | Residential_2021_SC C_million_m3_After Competition Groups_Comprehensive Draft Proofing
Residential | Res ¦ High Efficiency Fireplace with Pilotless Ignition | 2021 | SC C | million_m3 | After Competition Groups | 13.4482 | 3626084.5559 | 3.6261 | 87.5861 | 0.15354 | 3 | Residential_2021_SC C_million_m3_After Competition Groups_3 | High Efficiency Fireplace with Pilotless Ignition | 15.35% | 3.6261 | 13.4482 | Residential_2021_SC C_million_m3_After Competition Groups_High Efficiency Fireplace with Pilotless Ignition
Residential | Res ¦ Air Sealing | 2021 | SC C | million_m3 | After Competition Groups | 12.4056 | 4592696.9382 | 4.5927 | 87.5861 | 0.14164 | 4 | Residential_2021_SC C_million_m3_After Competition Groups_4 | Air Sealing | 14.16% | 4.5927 | 12.4056 | Residential_2021_SC C_million_m3_After Competition Groups_Air Sealing
Residential | Res ¦ Advanced BAS/Controllers | 2021 | SC C | million_m3 | After Competition Groups | 6.0084 | 424342.2361 | 0.42434 | 87.5861 | 0.0686 | 5 | Residential_2021_SC C_million_m3_After Competition Groups_5 | Advanced BAS/Controllers | 6.86% | 0.42434 | 6.0084 | Residential_2021_SC C_million_m3_After Competition Groups_Advanced BAS/Controllers
Residential | Res ¦ Building Recommissioning, Operations and Maintenance (O&M) Improvements | 2021 | SC C | million_m3 | After Competition Groups | 4.9651 | 339525.1379 | 0.33953 | 87.5861 | 0.056689 | 6 | Residential_2021_SC C_million_m3_After Competition Groups_6 | Building Recommissioning, Operations and Maintenance (O&M) Improvements | 5.669% | 0.33953 | 4.9651 | Residential_2021_SC C_million_m3_After Competition Groups_Building Recommissioning, Operations and Maintenance (O&M) Improvements
Residential | Res ¦ Basement Wall Insulation | 2021 | SC C | million_m3 | After Competition Groups | 4.5101 | 1910771.963 | 1.9108 | 87.5861 | 0.051493 | 7 | Residential_2021_SC C_million_m3_After Competition Groups_7 | Basement Wall Insulation | 5.149% | 1.9108 | 4.5101 | Residential_2021_SC C_million_m3_After Competition Groups_Basement Wall Insulation
Residential | Res ¦ Attic Insulation | 2021 | SC C | million_m3 | After Competition Groups | 4.3604 | 2269928.2575 | 2.2699 | 87.5861 | 0.049784 | 8 | Residential_2021_SC C_million_m3_After Competition Groups_8 | Attic Insulation | 4.978% | 2.2699 | 4.3604 | Residential_2021_SC C_million_m3_After Competition Groups_Attic Insulation
Residential | Res ¦ Condensing Make Up Air Unit | 2021 | SC C | million_m3 | After Competition Groups | 3.6167 | 1248735.4029 | 1.2487 | 87.5861 | 0.041293 | 9 | Residential_2021_SC C_million_m3_After Competition Groups_9 | Condensing Make Up Air Unit | 4.129% | 1.2487 | 3.6167 | Residential_2021_SC C_million_m3_After Competition Groups_Condensing Make Up Air Unit
Residential | Res ¦ Demand Control Ventilation | 2021 | SC C | million_m3 | After Competition Groups | 2.6931 | 988317.9476 | 0.98832 | 87.5861 | 0.030748 | 10 | Residential_2021_SC C_million_m3_After Competition Groups_10 | Demand Control Ventilation | 3.075% | 0.98832 | 2.6931 | Residential_2021_SC C_million_m3_After Competition Groups_Demand Control Ventilation
Residential | Res ¦ High Efficiency Condensing Furnace | 2021 | SC C | million_m3 | After Competition Groups | 1.4125 | 1040021.0494 | 1.04 | 87.5861 | 0.016127 | 11 | Residential_2021_SC C_million_m3_After Competition Groups_11 | High Efficiency Condensing Furnace | 1.613% | 1.04 | 1.4125 | Residential_2021_SC C_million_m3_After Competition Groups_High Efficiency Condensing Furnace
Residential | Res ¦ Condensing Boiler | 2021 | SC C | million_m3 | After Competition Groups | 1.3862 | 786458.8364 | 0.78646 | 87.5861 | 0.015827 | 12 | Residential_2021_SC C_million_m3_After Competition Groups_12 | Condensing Boiler | 1.583% | 0.78646 | 1.3862 | Residential_2021_SC C_million_m3_After Competition Groups_Condensing Boiler
Residential | Res ¦ Duct Insulation MF | 2021 | SC C | million_m3 | After Competition Groups | 0.43609 | 190839.7194 | 0.19084 | 87.5861 | 0.004979 | 13 | Residential_2021_SC C_million_m3_After Competition Groups_13 | Duct Insulation MF | 0.4979% | 0.19084 | 0.43609 | Residential_2021_SC C_million_m3_After Competition Groups_Duct Insulation MF
Residential | Res ¦ Heat Recovery Ventilator | 2021 | SC C | million_m3 | After Competition Groups | 0.28361 | 180181.2505 | 0.18018 | 87.5861 | 0.0032381 | 14 | Residential_2021_SC C_million_m3_After Competition Groups_14 | Heat Recovery Ventilator | 0.3238% | 0.18018 | 0.28361 | Residential_2021_SC C_million_m3_After Competition Groups_Heat Recovery Ventilator
Residential | Res ¦ Wall Insulation MF | 2021 | SC C | million_m3 | After Competition Groups | 0.2792 | 46419.6278 | 0.04642 | 87.5861 | 0.0031878 | 15 | Residential_2021_SC C_million_m3_After Competition Groups_15 | Wall Insulation MF | 0.3188% | 0.04642 | 0.2792 | Residential_2021_SC C_million_m3_After Competition Groups_Wall Insulation MF
Residential | Res ¦ Duct Insulation | 2021 | SC C | million_m3 | After Competition Groups | 0.19355 | 100665.6662 | 0.10067 | 87.5861 | 0.0022098 | 16 | Residential_2021_SC C_million_m3_After Competition Groups_16 | Duct Insulation | 0.221% | 0.10067 | 0.19355 | Residential_2021_SC C_million_m3_After Competition Groups_Duct Insulation
Residential | Res ¦ Floor Insulation | 2021 | SC C | million_m3 | After Competition Groups | 0.16219 | 82530.3742 | 0.08253 | 87.5861 | 0.0018518 | 17 | Residential_2021_SC C_million_m3_After Competition Groups_17 | Floor Insulation | 0.1852% | 0.08253 | 0.16219 | Residential_2021_SC C_million_m3_After Competition Groups_Floor Insulation
Residential | Res ¦ Minimize Hot and Warm Clothes Wash | 2021 | SC C | million_m3 | After Competition Groups | 0.12745 | 0 | 0 | 87.5861 | 0.0014552 | 18 | Residential_2021_SC C_million_m3_After Competition Groups_18 | Minimize Hot and Warm Clothes Wash | 0.1455% | 0 | 0.12745 | Residential_2021_SC C_million_m3_After Competition Groups_Minimize Hot and Warm Clothes Wash
Residential | Res ¦ Pool Cover | 2021 | SC C | million_m3 | After Competition Groups | 0.10243 | 80482.2863 | 0.080482 | 87.5861 | 0.0011695 | 19 | Residential_2021_SC C_million_m3_After Competition Groups_19 | Pool Cover | 0.117% | 0.080482 | 0.10243 | Residential_2021_SC C_million_m3_After Competition Groups_Pool Cover
Residential | Res ¦ Wall Insulation | 2021 | SC C | million_m3 | After Competition Groups | 0.045833 | 25247.2956 | 0.025247 | 87.5861 | 0.0005233 | 20 | Residential_2021_SC C_million_m3_After Competition Groups_20 | Wall Insulation | 0.05233% | 0.025247 | 0.045833 | Residential_2021_SC C_million_m3_After Competition Groups_Wall Insulation
Residential | Res ¦ Home Energy Reports | 2021 | SC C | million_m3 | After Competition Groups | 0.008832 | 12616.0154 | 0.012616 | 87.5861 | 0.00010084 | 21 | Residential_2021_SC C_million_m3_After Competition Groups_21 | Home Energy Reports | 0.01008% | 0.012616 | 0.008832 | Residential_2021_SC C_million_m3_After Competition Groups_Home Energy Reports
Residential | Res ¦ Clothes Drying Racks | 2021 | SC C | million_m3 | After Competition Groups | 5.1547e-05 | 0 | 0 | 87.5861 | 5.8853e-07 | 22 | Residential_2021_SC C_million_m3_After Competition Groups_22 | Clothes Drying Racks | 5.885e-05% | 0 | 5.1547e-05 | Residential_2021_SC C_million_m3_After Competition Groups_Clothes Drying Racks
Residential | Res ¦ Energy Star Clothes Washer | 2021 | SC C | million_m3 | After Competition Groups | 0 | 0 | 0 | 87.5861 | 0 | 23 | Residential_2021_SC C_million_m3_After Competition Groups_23 | Energy Star Clothes Washer | 0% | 0 | 0 | Residential_2021_SC C_million_m3_After Competition Groups_Energy Star Clothes Washer
Residential | Res ¦ Water Heater Temperature Setback | 2021 | SC C | million_m3 | After Competition Groups | 0 | 0 | 0 | 87.5861 | 0 | 24 | Residential_2021_SC C_million_m3_After Competition Groups_24 | Water Heater Temperature Setback | 0% | 0 | 0 | Residential_2021_SC C_million_m3_After Competition Groups_Water Heater Temperature Setback
Residential | Res ¦ Air Sealing | 2021 | Technical | million_m3 | After Competition Groups | 662.5116 | 0 | 0 | 3355.7888 | 0.19742 | 1 | Residential_2021_Technical_million_m3_After Competition Groups_1 | Air Sealing | 19.74% | 0 | 662.5116 | Residential_2021_Technical_million_m3_After Competition Groups_Air Sealing
Residential | Res ¦ Adaptive Thermostat | 2021 | Technical | million_m3 | After Competition Groups | 494.358 | 0 | 0 | 3355.7888 | 0.14732 | 2 | Residential_2021_Technical_million_m3_After Competition Groups_2 | Adaptive Thermostat | 14.73% | 0 | 494.358 | Residential_2021_Technical_million_m3_After Competition Groups_Adaptive Thermostat
Residential | Res ¦ Energy Star Windows | 2021 | Technical | million_m3 | After Competition Groups | 252.0809 | 0 | 0 | 3355.7888 | 0.075118 | 3 | Residential_2021_Technical_million_m3_After Competition Groups_3 | Energy Star Windows | 7.512% | 0 | 252.0809 | Residential_2021_Technical_million_m3_After Competition Groups_Energy Star Windows
Residential | Res ¦ Comprehensive Draft Proofing | 2021 | Technical | million_m3 | After Competition Groups | 199.5109 | 0 | 0 | 3355.7888 | 0.059453 | 4 | Residential_2021_Technical_million_m3_After Competition Groups_4 | Comprehensive Draft Proofing | 5.945% | 0 | 199.5109 | Residential_2021_Technical_million_m3_After Competition Groups_Comprehensive Draft Proofing
Residential | Res ¦ Wall Insulation | 2021 | Technical | million_m3 | After Competition Groups | 183.1861 | 0 | 0 | 3355.7888 | 0.054588 | 5 | Residential_2021_Technical_million_m3_After Competition Groups_5 | Wall Insulation | 5.459% | 0 | 183.1861 | Residential_2021_Technical_million_m3_After Competition Groups_Wall Insulation
Residential | Res ¦ Attic Insulation | 2021 | Technical | million_m3 | After Competition Groups | 161.763 | 0 | 0 | 3355.7888 | 0.048204 | 6 | Residential_2021_Technical_million_m3_After Competition Groups_6 | Attic Insulation | 4.82% | 0 | 161.763 | Residential_2021_Technical_million_m3_After Competition Groups_Attic Insulation
Residential | Res ¦ DHW Recirculation Systems | 2021 | Technical | million_m3 | After Competition Groups | 153.0468 | 0 | 0 | 3355.7888 | 0.045607 | 7 | Residential_2021_Technical_million_m3_After Competition Groups_7 | DHW Recirculation Systems | 4.561% | 0 | 153.0468 | Residential_2021_Technical_million_m3_After Competition Groups_DHW Recirculation Systems
Residential | Res ¦ Basement or Crawlspace Insulation | 2021 | Technical | million_m3 | After Competition Groups | 137.4117 | 0 | 0 | 3355.7888 | 0.040948 | 8 | Residential_2021_Technical_million_m3_After Competition Groups_8 | Basement or Crawlspace Insulation | 4.095% | 0 | 137.4117 | Residential_2021_Technical_million_m3_After Competition Groups_Basement or Crawlspace Insulation
Residential | Res ¦ Basement Wall Insulation | 2021 | Technical | million_m3 | After Competition Groups | 134.4687 | 0 | 0 | 3355.7888 | 0.040071 | 9 | Residential_2021_Technical_million_m3_After Competition Groups_9 | Basement Wall Insulation | 4.007% | 0 | 134.4687 | Residential_2021_Technical_million_m3_After Competition Groups_Basement Wall Insulation
Residential | Res ¦ Window Film | 2021 | Technical | million_m3 | After Competition Groups | 94.5352 | 0 | 0 | 3355.7888 | 0.028171 | 10 | Residential_2021_Technical_million_m3_After Competition Groups_10 | Window Film | 2.817% | 0 | 94.5352 | Residential_2021_Technical_million_m3_After Competition Groups_Window Film
Residential | Res ¦ Furnace Tune Up | 2021 | Technical | million_m3 | After Competition Groups | 91.376 | 0 | 0 | 3355.7888 | 0.027229 | 11 | Residential_2021_Technical_million_m3_After Competition Groups_11 | Furnace Tune Up | 2.723% | 0 | 91.376 | Residential_2021_Technical_million_m3_After Competition Groups_Furnace Tune Up
Residential | Res ¦ Advanced BAS/Controllers | 2021 | Technical | million_m3 | After Competition Groups | 82.1757 | 0 | 0 | 3355.7888 | 0.024488 | 12 | Residential_2021_Technical_million_m3_After Competition Groups_12 | Advanced BAS/Controllers | 2.449% | 0 | 82.1757 | Residential_2021_Technical_million_m3_After Competition Groups_Advanced BAS/Controllers
Residential | Res ¦ Ceiling Insulation | 2021 | Technical | million_m3 | After Competition Groups | 68.0871 | 0 | 0 | 3355.7888 | 0.020289 | 13 | Residential_2021_Technical_million_m3_After Competition Groups_13 | Ceiling Insulation | 2.029% | 0 | 68.0871 | Residential_2021_Technical_million_m3_After Competition Groups_Ceiling Insulation
Residential | Res ¦ Building Recommissioning, Operations and Maintenance (O&M) Improvements | 2021 | Technical | million_m3 | After Competition Groups | 67.907 | 0 | 0 | 3355.7888 | 0.020236 | 14 | Residential_2021_Technical_million_m3_After Competition Groups_14 | Building Recommissioning, Operations and Maintenance (O&M) Improvements | 2.024% | 0 | 67.907 | Residential_2021_Technical_million_m3_After Competition Groups_Building Recommissioning, Operations and Maintenance (O&M) Improvements
Residential | Res ¦ Condensing Boiler | 2021 | Technical | million_m3 | After Competition Groups | 63.6435 | 0 | 0 | 3355.7888 | 0.018965 | 15 | Residential_2021_Technical_million_m3_After Competition Groups_15 | Condensing Boiler | 1.897% | 0 | 63.6435 | Residential_2021_Technical_million_m3_After Competition Groups_Condensing Boiler
Residential | Res ¦ Condensing Storage Water Heater | 2021 | Technical | million_m3 | After Competition Groups | 56.9469 | 0 | 0 | 3355.7888 | 0.01697 | 16 | Residential_2021_Technical_million_m3_After Competition Groups_16 | Condensing Storage Water Heater | 1.697% | 0 | 56.9469 | Residential_2021_Technical_million_m3_After Competition Groups_Condensing Storage Water Heater
Residential | Res ¦ Duct Insulation MF | 2021 | Technical | million_m3 | After Competition Groups | 53.7384 | 0 | 0 | 3355.7888 | 0.016014 | 17 | Residential_2021_Technical_million_m3_After Competition Groups_17 | Duct Insulation MF | 1.601% | 0 | 53.7384 | Residential_2021_Technical_million_m3_After Competition Groups_Duct Insulation MF
Residential | Res ¦ Floor Insulation | 2021 | Technical | million_m3 | After Competition Groups | 52.9685 | 0 | 0 | 3355.7888 | 0.015784 | 18 | Residential_2021_Technical_million_m3_After Competition Groups_18 | Floor Insulation | 1.578% | 0 | 52.9685 | Residential_2021_Technical_million_m3_After Competition Groups_Floor Insulation
Residential | Res ¦ Duct Insulation | 2021 | Technical | million_m3 | After Competition Groups | 50.3423 | 0 | 0 | 3355.7888 | 0.015002 | 19 | Residential_2021_Technical_million_m3_After Competition Groups_19 | Duct Insulation | 1.5% | 0 | 50.3423 | Residential_2021_Technical_million_m3_After Competition Groups_Duct Insulation
Residential | Res ¦ Tankless Water Heater | 2021 | Technical | million_m3 | After Competition Groups | 47.3215 | 0 | 0 | 3355.7888 | 0.014101 | 20 | Residential_2021_Technical_million_m3_After Competition Groups_20 | Tankless Water Heater | 1.41% | 0 | 47.3215 | Residential_2021_Technical_million_m3_After Competition Groups_Tankless Water Heater
Residential | Res ¦ Demand Control Ventilation | 2021 | Technical | million_m3 | After Competition Groups | 36.833 | 0 | 0 | 3355.7888 | 0.010976 | 21 | Residential_2021_Technical_million_m3_After Competition Groups_21 | Demand Control Ventilation | 1.098% | 0 | 36.833 | Residential_2021_Technical_million_m3_After Competition Groups_Demand Control Ventilation
Residential | Res ¦ High Efficiency Condensing Furnace | 2021 | Technical | million_m3 | After Competition Groups | 30.3315 | 0 | 0 | 3355.7888 | 0.0090386 | 22 | Residential_2021_Technical_million_m3_After Competition Groups_22 | High Efficiency Condensing Furnace | 0.9039% | 0 | 30.3315 | Residential_2021_Technical_million_m3_After Competition Groups_High Efficiency Condensing Furnace
Residential | Res ¦ Early Hot Water Heater Replacement | 2021 | Technical | million_m3 | After Competition Groups | 29.9907 | 0 | 0 | 3355.7888 | 0.008937 | 23 | Residential_2021_Technical_million_m3_After Competition Groups_23 | Early Hot Water Heater Replacement | 0.8937% | 0 | 29.9907 | Residential_2021_Technical_million_m3_After Competition Groups_Early Hot Water Heater Replacement
Residential | Res ¦ Heat Recovery Ventilator | 2021 | Technical | million_m3 | After Competition Groups | 29.487 | 0 | 0 | 3355.7888 | 0.0087869 | 24 | Residential_2021_Technical_million_m3_After Competition Groups_24 | Heat Recovery Ventilator | 0.8787% | 0 | 29.487 | Residential_2021_Technical_million_m3_After Competition Groups_Heat Recovery Ventilator
Residential | Res ¦ High Efficiency Fireplace with Pilotless Ignition | 2021 | Technical | million_m3 | After Competition Groups | 29.2166 | 0 | 0 | 3355.7888 | 0.0087063 | 25 | Residential_2021_Technical_million_m3_After Competition Groups_25 | High Efficiency Fireplace with Pilotless Ignition | 0.8706% | 0 | 29.2166 | Residential_2021_Technical_million_m3_After Competition Groups_High Efficiency Fireplace with Pilotless Ignition
Residential | Res ¦ Drain Water Heat Recovery | 2021 | Technical | million_m3 | After Competition Groups | 25.5956 | 0 | 0 | 3355.7888 | 0.0076273 | 26 | Residential_2021_Technical_million_m3_After Competition Groups_26 | Drain Water Heat Recovery | 0.7627% | 0 | 25.5956 | Residential_2021_Technical_million_m3_After Competition Groups_Drain Water Heat Recovery
Residential | Res ¦ Condensing Make Up Air Unit | 2021 | Technical | million_m3 | After Competition Groups | 20.144 | 0 | 0 | 3355.7888 | 0.0060028 | 27 | Residential_2021_Technical_million_m3_After Competition Groups_27 | Condensing Make Up Air Unit | 0.6003% | 0 | 20.144 | Residential_2021_Technical_million_m3_After Competition Groups_Condensing Make Up Air Unit
Residential | Res ¦ Pool Cover | 2021 | Technical | million_m3 | After Competition Groups | 16.7731 | 0 | 0 | 3355.7888 | 0.0049983 | 28 | Residential_2021_Technical_million_m3_After Competition Groups_28 | Pool Cover | 0.4998% | 0 | 16.7731 | Residential_2021_Technical_million_m3_After Competition Groups_Pool Cover
Residential | Res ¦ Wall Insulation MF | 2021 | Technical | million_m3 | After Competition Groups | 8.3245 | 0 | 0 | 3355.7888 | 0.0024806 | 29 | Residential_2021_Technical_million_m3_After Competition Groups_29 | Wall Insulation MF | 0.2481% | 0 | 8.3245 | Residential_2021_Technical_million_m3_After Competition Groups_Wall Insulation MF
Residential | Res ¦ Water Heater Temperature Setback | 2021 | Technical | million_m3 | After Competition Groups | 7.4638 | 0 | 0 | 3355.7888 | 0.0022242 | 30 | Residential_2021_Technical_million_m3_After Competition Groups_30 | Water Heater Temperature Setback | 0.2224% | 0 | 7.4638 | Residential_2021_Technical_million_m3_After Competition Groups_Water Heater Temperature Setback
Residential | Res ¦ Home Energy Reports | 2021 | Technical | million_m3 | After Competition Groups | 6.207 | 0 | 0 | 3355.7888 | 0.0018496 | 31 | Residential_2021_Technical_million_m3_After Competition Groups_31 | Home Energy Reports | 0.185% | 0 | 6.207 | Residential_2021_Technical_million_m3_After Competition Groups_Home Energy Reports
Residential | Res ¦ High Efficiency Gas Pool Heater | 2021 | Technical | million_m3 | After Competition Groups | 4.6205 | 0 | 0 | 3355.7888 | 0.0013769 | 32 | Residential_2021_Technical_million_m3_After Competition Groups_32 | High Efficiency Gas Pool Heater | 0.1377% | 0 | 4.6205 | Residential_2021_Technical_million_m3_After Competition Groups_High Efficiency Gas Pool Heater
Residential | Res ¦ Clothes Drying Racks | 2021 | Technical | million_m3 | After Competition Groups | 1.2865 | 0 | 0 | 3355.7888 | 0.00038335 | 33 | Residential_2021_Technical_million_m3_After Competition Groups_33 | Clothes Drying Racks | 0.03834% | 0 | 1.2865 | Residential_2021_Technical_million_m3_After Competition Groups_Clothes Drying Racks
Residential | Res ¦ Minimize Hot and Warm Clothes Wash | 2021 | Technical | million_m3 | After Competition Groups | 1.1139 | 0 | 0 | 3355.7888 | 0.00033193 | 34 | Residential_2021_Technical_million_m3_After Competition Groups_34 | Minimize Hot and Warm Clothes Wash | 0.03319% | 0 | 1.1139 | Residential_2021_Technical_million_m3_After Competition Groups_Minimize Hot and Warm Clothes Wash
Residential | Res ¦ Energy Star Clothes Dryer | 2021 | Technical | million_m3 | After Competition Groups | 0.56919 | 0 | 0 | 3355.7888 | 0.00016961 | 35 | Residential_2021_Technical_million_m3_After Competition Groups_35 | Energy Star Clothes Dryer | 0.01696% | 0 | 0.56919 | Residential_2021_Technical_million_m3_After Competition Groups_Energy Star Clothes Dryer
Residential | Res ¦ Energy Star Clothes Washer | 2021 | Technical | million_m3 | After Competition Groups | 0.321 | 0 | 0 | 3355.7888 | 9.5655e-05 | 36 | Residential_2021_Technical_million_m3_After Competition Groups_36 | Energy Star Clothes Washer | 0.009566% | 0 | 0.321 | Residential_2021_Technical_million_m3_After Competition Groups_Energy Star Clothes Washer
Residential | Res ¦ Solar Water Preheat (Pools/DHW) | 2021 | Technical | million_m3 | After Competition Groups | 0.1312 | 0 | 0 | 3355.7888 | 3.9095e-05 | 37 | Residential_2021_Technical_million_m3_After Competition Groups_37 | Solar Water Preheat (Pools/DHW) | 0.00391% | 0 | 0.1312 | Residential_2021_Technical_million_m3_After Competition Groups_Solar Water Preheat (Pools/DHW)
Residential | Res ¦ Air Sealing | 2022 | Economic | million_m3 | After Competition Groups | 652.044 | 0 | 0 | 2153.2755 | 0.30281 | 1 | Residential_2022_Economic_million_m3_After Competition Groups_1 | Air Sealing | 30.28% | 0 | 652.044 | Residential_2022_Economic_million_m3_After Competition Groups_Air Sealing
Residential | Res ¦ Adaptive Thermostat | 2022 | Economic | million_m3 | After Competition Groups | 494.9167 | 0 | 0 | 2153.2755 | 0.22984 | 2 | Residential_2022_Economic_million_m3_After Competition Groups_2 | Adaptive Thermostat | 22.98% | 0 | 494.9167 | Residential_2022_Economic_million_m3_After Competition Groups_Adaptive Thermostat
Residential | Res ¦ Comprehensive Draft Proofing | 2022 | Economic | million_m3 | After Competition Groups | 196.3586 | 0 | 0 | 2153.2755 | 0.091191 | 3 | Residential_2022_Economic_million_m3_After Competition Groups_3 | Comprehensive Draft Proofing | 9.119% | 0 | 196.3586 | Residential_2022_Economic_million_m3_After Competition Groups_Comprehensive Draft Proofing
Residential | Res ¦ Attic Insulation | 2022 | Economic | million_m3 | After Competition Groups | 159.2072 | 0 | 0 | 2153.2755 | 0.073937 | 4 | Residential_2022_Economic_million_m3_After Competition Groups_4 | Attic Insulation | 7.394% | 0 | 159.2072 | Residential_2022_Economic_million_m3_After Competition Groups_Attic Insulation
Residential | Res ¦ Basement Wall Insulation | 2022 | Economic | million_m3 | After Competition Groups | 132.3441 | 0 | 0 | 2153.2755 | 0.061462 | 5 | Residential_2022_Economic_million_m3_After Competition Groups_5 | Basement Wall Insulation | 6.146% | 0 | 132.3441 | Residential_2022_Economic_million_m3_After Competition Groups_Basement Wall Insulation
Residential | Res ¦ Advanced BAS/Controllers | 2022 | Economic | million_m3 | After Competition Groups | 80.8774 | 0 | 0 | 2153.2755 | 0.03756 | 6 | Residential_2022_Economic_million_m3_After Competition Groups_6 | Advanced BAS/Controllers | 3.756% | 0 | 80.8774 | Residential_2022_Economic_million_m3_After Competition Groups_Advanced BAS/Controllers
Residential | Res ¦ Building Recommissioning, Operations and Maintenance (O&M) Improvements | 2022 | Economic | million_m3 | After Competition Groups | 66.834 | 0 | 0 | 2153.2755 | 0.031038 | 7 | Residential_2022_Economic_million_m3_After Competition Groups_7 | Building Recommissioning, Operations and Maintenance (O&M) Improvements | 3.104% | 0 | 66.834 | Residential_2022_Economic_million_m3_After Competition Groups_Building Recommissioning, Operations and Maintenance (O&M) Improvements
Residential | Res ¦ Floor Insulation | 2022 | Economic | million_m3 | After Competition Groups | 52.1316 | 0 | 0 | 2153.2755 | 0.02421 | 8 | Residential_2022_Economic_million_m3_After Competition Groups_8 | Floor Insulation | 2.421% | 0 | 52.1316 | Residential_2022_Economic_million_m3_After Competition Groups_Floor Insulation
Residential | Res ¦ Duct Insulation | 2022 | Economic | million_m3 | After Competition Groups | 41.8919 | 0 | 0 | 2153.2755 | 0.019455 | 9 | Residential_2022_Economic_million_m3_After Competition Groups_9 | Duct Insulation | 1.945% | 0 | 41.8919 | Residential_2022_Economic_million_m3_After Competition Groups_Duct Insulation
Residential | Res ¦ Heat Recovery Ventilator | 2022 | Economic | million_m3 | After Competition Groups | 38.658 | 0 | 0 | 2153.2755 | 0.017953 | 10 | Residential_2022_Economic_million_m3_After Competition Groups_10 | Heat Recovery Ventilator | 1.795% | 0 | 38.658 | Residential_2022_Economic_million_m3_After Competition Groups_Heat Recovery Ventilator
Residential | Res ¦ High Efficiency Fireplace with Pilotless Ignition | 2022 | Economic | million_m3 | After Competition Groups | 38.1454 | 0 | 0 | 2153.2755 | 0.017715 | 11 | Residential_2022_Economic_million_m3_After Competition Groups_11 | High Efficiency Fireplace with Pilotless Ignition | 1.772% | 0 | 38.1454 | Residential_2022_Economic_million_m3_After Competition Groups_High Efficiency Fireplace with Pilotless Ignition
Residential | Res ¦ Duct Insulation MF | 2022 | Economic | million_m3 | After Competition Groups | 37.521 | 0 | 0 | 2153.2755 | 0.017425 | 12 | Residential_2022_Economic_million_m3_After Competition Groups_12 | Duct Insulation MF | 1.743% | 0 | 37.521 | Residential_2022_Economic_million_m3_After Competition Groups_Duct Insulation MF
Residential | Res ¦ Demand Control Ventilation | 2022 | Economic | million_m3 | After Competition Groups | 36.251 | 0 | 0 | 2153.2755 | 0.016835 | 13 | Residential_2022_Economic_million_m3_After Competition Groups_13 | Demand Control Ventilation | 1.684% | 0 | 36.251 | Residential_2022_Economic_million_m3_After Competition Groups_Demand Control Ventilation
Residential | Res ¦ High Efficiency Condensing Furnace | 2022 | Economic | million_m3 | After Competition Groups | 28.9394 | 0 | 0 | 2153.2755 | 0.01344 | 14 | Residential_2022_Economic_million_m3_After Competition Groups_14 | High Efficiency Condensing Furnace | 1.344% | 0 | 28.9394 | Residential_2022_Economic_million_m3_After Competition Groups_High Efficiency Condensing Furnace
Residential | Res ¦ Condensing Boiler | 2022 | Economic | million_m3 | After Competition Groups | 26.9936 | 0 | 0 | 2153.2755 | 0.012536 | 15 | Residential_2022_Economic_million_m3_After Competition Groups_15 | Condensing Boiler | 1.254% | 0 | 26.9936 | Residential_2022_Economic_million_m3_After Competition Groups_Condensing Boiler
Residential | Res ¦ Condensing Make Up Air Unit | 2022 | Economic | million_m3 | After Competition Groups | 26.2656 | 0 | 0 | 2153.2755 | 0.012198 | 16 | Residential_2022_Economic_million_m3_After Competition Groups_16 | Condensing Make Up Air Unit | 1.22% | 0 | 26.2656 | Residential_2022_Economic_million_m3_After Competition Groups_Condensing Make Up Air Unit
Residential | Res ¦ Pool Cover | 2022 | Economic | million_m3 | After Competition Groups | 16.5081 | 0 | 0 | 2153.2755 | 0.0076665 | 17 | Residential_2022_Economic_million_m3_After Competition Groups_17 | Pool Cover | 0.7667% | 0 | 16.5081 | Residential_2022_Economic_million_m3_After Competition Groups_Pool Cover
Residential | Res ¦ Wall Insulation | 2022 | Economic | million_m3 | After Competition Groups | 16.0896 | 0 | 0 | 2153.2755 | 0.0074721 | 18 | Residential_2022_Economic_million_m3_After Competition Groups_18 | Wall Insulation | 0.7472% | 0 | 16.0896 | Residential_2022_Economic_million_m3_After Competition Groups_Wall Insulation
Residential | Res ¦ Wall Insulation MF | 2022 | Economic | million_m3 | After Competition Groups | 8.1929 | 0 | 0 | 2153.2755 | 0.0038049 | 19 | Residential_2022_Economic_million_m3_After Competition Groups_19 | Wall Insulation MF | 0.3805% | 0 | 8.1929 | Residential_2022_Economic_million_m3_After Competition Groups_Wall Insulation MF
Residential | Res ¦ Clothes Drying Racks | 2022 | Economic | million_m3 | After Competition Groups | 1.2661 | 0 | 0 | 2153.2755 | 0.000588 | 20 | Residential_2022_Economic_million_m3_After Competition Groups_20 | Clothes Drying Racks | 0.0588% | 0 | 1.2661 | Residential_2022_Economic_million_m3_After Competition Groups_Clothes Drying Racks
Residential | Res ¦ Minimize Hot and Warm Clothes Wash | 2022 | Economic | million_m3 | After Competition Groups | 1.0963 | 0 | 0 | 2153.2755 | 0.00050913 | 21 | Residential_2022_Economic_million_m3_After Competition Groups_21 | Minimize Hot and Warm Clothes Wash | 0.05091% | 0 | 1.0963 | Residential_2022_Economic_million_m3_After Competition Groups_Minimize Hot and Warm Clothes Wash
Residential | Res ¦ Home Energy Reports | 2022 | Economic | million_m3 | After Competition Groups | 0.7429 | 0 | 0 | 2153.2755 | 0.00034501 | 22 | Residential_2022_Economic_million_m3_After Competition Groups_22 | Home Energy Reports | 0.0345% | 0 | 0.7429 | Residential_2022_Economic_million_m3_After Competition Groups_Home Energy Reports
Residential | Res ¦ Energy Star Clothes Washer | 2022 | Economic | million_m3 | After Competition Groups | 0 | 0 | 0 | 2153.2755 | 0 | 23 | Residential_2022_Economic_million_m3_After Competition Groups_23 | Energy Star Clothes Washer | 0% | 0 | 0 | Residential_2022_Economic_million_m3_After Competition Groups_Energy Star Clothes Washer
Residential | Res ¦ Water Heater Temperature Setback | 2022 | Economic | million_m3 | After Competition Groups | 0 | 0 | 0 | 2153.2755 | 0 | 24 | Residential_2022_Economic_million_m3_After Competition Groups_24 | Water Heater Temperature Setback | 0% | 0 | 0 | Residential_2022_Economic_million_m3_After Competition Groups_Water Heater Temperature Setback
Residential | Res ¦ Comprehensive Draft Proofing | 2022 | SC A | million_m3 | After Competition Groups | 20.12 | 297695.8385 | 0.2977 | 108.102 | 0.18612 | 1 | Residential_2022_SC A_million_m3_After Competition Groups_1 | Comprehensive Draft Proofing | 18.61% | 0.2977 | 20.12 | Residential_2022_SC A_million_m3_After Competition Groups_Comprehensive Draft Proofing
Residential | Res ¦ Adaptive Thermostat | 2022 | SC A | million_m3 | After Competition Groups | 18.7816 | 2539336.5004 | 2.5393 | 108.102 | 0.17374 | 2 | Residential_2022_SC A_million_m3_After Competition Groups_2 | Adaptive Thermostat | 17.37% | 2.5393 | 18.7816 | Residential_2022_SC A_million_m3_After Competition Groups_Adaptive Thermostat
Residential | Res ¦ High Efficiency Fireplace with Pilotless Ignition | 2022 | SC A | million_m3 | After Competition Groups | 17.0652 | 2510551.9847 | 2.5106 | 108.102 | 0.15786 | 3 | Residential_2022_SC A_million_m3_After Competition Groups_3 | High Efficiency Fireplace with Pilotless Ignition | 15.79% | 2.5106 | 17.0652 | Residential_2022_SC A_million_m3_After Competition Groups_High Efficiency Fireplace with Pilotless Ignition
Residential | Res ¦ Air Sealing | 2022 | SC A | million_m3 | After Competition Groups | 13.7075 | 1855537.6552 | 1.8555 | 108.102 | 0.1268 | 4 | Residential_2022_SC A_million_m3_After Competition Groups_4 | Air Sealing | 12.68% | 1.8555 | 13.7075 | Residential_2022_SC A_million_m3_After Competition Groups_Air Sealing
Residential | Res ¦ Advanced BAS/Controllers | 2022 | SC A | million_m3 | After Competition Groups | 8.5407 | 485385.8388 | 0.48539 | 108.102 | 0.079006 | 5 | Residential_2022_SC A_million_m3_After Competition Groups_5 | Advanced BAS/Controllers | 7.901% | 0.48539 | 8.5407 | Residential_2022_SC A_million_m3_After Competition Groups_Advanced BAS/Controllers
Residential | Res ¦ Building Recommissioning, Operations and Maintenance (O&M) Improvements | 2022 | SC A | million_m3 | After Competition Groups | 7.0577 | 388367.407 | 0.38837 | 108.102 | 0.065288 | 6 | Residential_2022_SC A_million_m3_After Competition Groups_6 | Building Recommissioning, Operations and Maintenance (O&M) Improvements | 6.529% | 0.38837 | 7.0577 | Residential_2022_SC A_million_m3_After Competition Groups_Building Recommissioning, Operations and Maintenance (O&M) Improvements
Residential | Res ¦ Basement Wall Insulation | 2022 | SC A | million_m3 | After Competition Groups | 6.0115 | 1675647.9033 | 1.6756 | 108.102 | 0.055609 | 7 | Residential_2022_SC A_million_m3_After Competition Groups_7 | Basement Wall Insulation | 5.561% | 1.6756 | 6.0115 | Residential_2022_SC A_million_m3_After Competition Groups_Basement Wall Insulation
Residential | Res ¦ Condensing Make Up Air Unit | 2022 | SC A | million_m3 | After Competition Groups | 4.5856 | 791507.5428 | 0.79151 | 108.102 | 0.042419 | 8 | Residential_2022_SC A_million_m3_After Competition Groups_8 | Condensing Make Up Air Unit | 4.242% | 0.79151 | 4.5856 | Residential_2022_SC A_million_m3_After Competition Groups_Condensing Make Up Air Unit
Residential | Res ¦ Attic Insulation | 2022 | SC A | million_m3 | After Competition Groups | 4.101 | 750296.9758 | 0.7503 | 108.102 | 0.037936 | 9 | Residential_2022_SC A_million_m3_After Competition Groups_9 | Attic Insulation | 3.794% | 0.7503 | 4.101 | Residential_2022_SC A_million_m3_After Competition Groups_Attic Insulation
Residential | Res ¦ Demand Control Ventilation | 2022 | SC A | million_m3 | After Competition Groups | 2.8165 | 403113.4923 | 0.40311 | 108.102 | 0.026054 | 10 | Residential_2022_SC A_million_m3_After Competition Groups_10 | Demand Control Ventilation | 2.605% | 0.40311 | 2.8165 | Residential_2022_SC A_million_m3_After Competition Groups_Demand Control Ventilation
Residential | Res ¦ High Efficiency Condensing Furnace | 2022 | SC A | million_m3 | After Competition Groups | 1.6769 | 0 | 0 | 108.102 | 0.015512 | 11 | Residential_2022_SC A_million_m3_After Competition Groups_11 | High Efficiency Condensing Furnace | 1.551% | 0 | 1.6769 | Residential_2022_SC A_million_m3_After Competition Groups_High Efficiency Condensing Furnace
Residential | Res ¦ Condensing Boiler | 2022 | SC A | million_m3 | After Competition Groups | 1.6231 | 360388.5405 | 0.36039 | 108.102 | 0.015014 | 12 | Residential_2022_SC A_million_m3_After Competition Groups_12 | Condensing Boiler | 1.501% | 0.36039 | 1.6231 | Residential_2022_SC A_million_m3_After Competition Groups_Condensing Boiler
Residential | Res ¦ Duct Insulation MF | 2022 | SC A | million_m3 | After Competition Groups | 0.46836 | 84510.2912 | 0.08451 | 108.102 | 0.0043326 | 13 | Residential_2022_SC A_million_m3_After Competition Groups_13 | Duct Insulation MF | 0.4333% | 0.08451 | 0.46836 | Residential_2022_SC A_million_m3_After Competition Groups_Duct Insulation MF
Residential | Res ¦ Heat Recovery Ventilator | 2022 | SC A | million_m3 | After Competition Groups | 0.42723 | 156928.7314 | 0.15693 | 108.102 | 0.0039521 | 14 | Residential_2022_SC A_million_m3_After Competition Groups_14 | Heat Recovery Ventilator | 0.3952% | 0.15693 | 0.42723 | Residential_2022_SC A_million_m3_After Competition Groups_Heat Recovery Ventilator
Residential | Res ¦ Wall Insulation MF | 2022 | SC A | million_m3 | After Competition Groups | 0.39036 | 51728.1913 | 0.051728 | 108.102 | 0.003611 | 15 | Residential_2022_SC A_million_m3_After Competition Groups_15 | Wall Insulation MF | 0.3611% | 0.051728 | 0.39036 | Residential_2022_SC A_million_m3_After Competition Groups_Wall Insulation MF
Residential | Res ¦ Duct Insulation | 2022 | SC A | million_m3 | After Competition Groups | 0.20141 | 0 | 0 | 108.102 | 0.0018631 | 16 | Residential_2022_SC A_million_m3_After Competition Groups_16 | Duct Insulation | 0.1863% | 0 | 0.20141 | Residential_2022_SC A_million_m3_After Competition Groups_Duct Insulation
Residential | Res ¦ Minimize Hot and Warm Clothes Wash | 2022 | SC A | million_m3 | After Competition Groups | 0.16994 | 0 | 0 | 108.102 | 0.001572 | 17 | Residential_2022_SC A_million_m3_After Competition Groups_17 | Minimize Hot and Warm Clothes Wash | 0.1572% | 0 | 0.16994 | Residential_2022_SC A_million_m3_After Competition Groups_Minimize Hot and Warm Clothes Wash
Residential | Res ¦ Floor Insulation | 2022 | SC A | million_m3 | After Competition Groups | 0.16597 | 11091.83 | 0.011092 | 108.102 | 0.0015353 | 18 | Residential_2022_SC A_million_m3_After Competition Groups_18 | Floor Insulation | 0.1535% | 0.011092 | 0.16597 | Residential_2022_SC A_million_m3_After Competition Groups_Floor Insulation
Residential | Res ¦ Pool Cover | 2022 | SC A | million_m3 | After Competition Groups | 0.12311 | 0 | 0 | 108.102 | 0.0011389 | 19 | Residential_2022_SC A_million_m3_After Competition Groups_19 | Pool Cover | 0.1139% | 0 | 0.12311 | Residential_2022_SC A_million_m3_After Competition Groups_Pool Cover
Residential | Res ¦ Wall Insulation | 2022 | SC A | million_m3 | After Competition Groups | 0.046667 | 0 | 0 | 108.102 | 0.00043169 | 20 | Residential_2022_SC A_million_m3_After Competition Groups_20 | Wall Insulation | 0.04317% | 0 | 0.046667 | Residential_2022_SC A_million_m3_After Competition Groups_Wall Insulation
Residential | Res ¦ Home Energy Reports | 2022 | SC A | million_m3 | After Competition Groups | 0.021532 | 25224.5631 | 0.025225 | 108.102 | 0.00019918 | 21 | Residential_2022_SC A_million_m3_After Competition Groups_21 | Home Energy Reports | 0.01992% | 0.025225 | 0.021532 | Residential_2022_SC A_million_m3_After Competition Groups_Home Energy Reports
Residential | Res ¦ Clothes Drying Racks | 2022 | SC A | million_m3 | After Competition Groups | 0.00010468 | 0 | 0 | 108.102 | 9.6833e-07 | 22 | Residential_2022_SC A_million_m3_After Competition Groups_22 | Clothes Drying Racks | 9.683e-05% | 0 | 0.00010468 | Residential_2022_SC A_million_m3_After Competition Groups_Clothes Drying Racks
Residential | Res ¦ Energy Star Clothes Washer | 2022 | SC A | million_m3 | After Competition Groups | 0 | 0 | 0 | 108.102 | 0 | 23 | Residential_2022_SC A_million_m3_After Competition Groups_23 | Energy Star Clothes Washer | 0% | 0 | 0 | Residential_2022_SC A_million_m3_After Competition Groups_Energy Star Clothes Washer
Residential | Res ¦ Water Heater Temperature Setback | 2022 | SC A | million_m3 | After Competition Groups | 0 | 0 | 0 | 108.102 | 0 | 24 | Residential_2022_SC A_million_m3_After Competition Groups_24 | Water Heater Temperature Setback | 0% | 0 | 0 | Residential_2022_SC A_million_m3_After Competition Groups_Water Heater Temperature Setback
Residential | Res ¦ Comprehensive Draft Proofing | 2022 | SC B | million_m3 | After Competition Groups | 55.5287 | 1478182.5478 | 1.4782 | 252.5609 | 0.21986 | 1 | Residential_2022_SC B_million_m3_After Competition Groups_1 | Comprehensive Draft Proofing | 21.99% | 1.4782 | 55.5287 | Residential_2022_SC B_million_m3_After Competition Groups_Comprehensive Draft Proofing
Residential | Res ¦ Adaptive Thermostat | 2022 | SC B | million_m3 | After Competition Groups | 36.3732 | 17528186.6459 | 17.5282 | 252.5609 | 0.14402 | 2 | Residential_2022_SC B_million_m3_After Competition Groups_2 | Adaptive Thermostat | 14.4% | 17.5282 | 36.3732 | Residential_2022_SC B_million_m3_After Competition Groups_Adaptive Thermostat
Residential | Res ¦ Air Sealing | 2022 | SC B | million_m3 | After Competition Groups | 31.0595 | 15473203.6612 | 15.4732 | 252.5609 | 0.12298 | 3 | Residential_2022_SC B_million_m3_After Competition Groups_3 | Air Sealing | 12.3% | 15.4732 | 31.0595 | Residential_2022_SC B_million_m3_After Competition Groups_Air Sealing
Residential | Res ¦ Advanced BAS/Controllers | 2022 | SC B | million_m3 | After Competition Groups | 22.871 | 1297631.0986 | 1.2976 | 252.5609 | 0.090556 | 4 | Residential_2022_SC B_million_m3_After Competition Groups_4 | Advanced BAS/Controllers | 9.056% | 1.2976 | 22.871 | Residential_2022_SC B_million_m3_After Competition Groups_Advanced BAS/Controllers
Residential | Res ¦ High Efficiency Fireplace with Pilotless Ignition | 2022 | SC B | million_m3 | After Competition Groups | 20.2649 | 4603649.0247 | 4.6036 | 252.5609 | 0.080238 | 5 | Residential_2022_SC B_million_m3_After Competition Groups_5 | High Efficiency Fireplace with Pilotless Ignition | 8.024% | 4.6036 | 20.2649 | Residential_2022_SC B_million_m3_After Competition Groups_High Efficiency Fireplace with Pilotless Ignition
Residential | Res ¦ Building Recommissioning, Operations and Maintenance (O&M) Improvements | 2022 | SC B | million_m3 | After Competition Groups | 18.9001 | 1038282.7406 | 1.0383 | 252.5609 | 0.074834 | 6 | Residential_2022_SC B_million_m3_After Competition Groups_6 | Building Recommissioning, Operations and Maintenance (O&M) Improvements | 7.483% | 1.0383 | 18.9001 | Residential_2022_SC B_million_m3_After Competition Groups_Building Recommissioning, Operations and Maintenance (O&M) Improvements
Residential | Res ¦ High Efficiency Condensing Furnace | 2022 | SC B | million_m3 | After Competition Groups | 18.5075 | 33227064.084 | 33.2271 | 252.5609 | 0.073279 | 7 | Residential_2022_SC B_million_m3_After Competition Groups_7 | High Efficiency Condensing Furnace | 7.328% | 33.2271 | 18.5075 | Residential_2022_SC B_million_m3_After Competition Groups_High Efficiency Condensing Furnace
Residential | Res ¦ Demand Control Ventilation | 2022 | SC B | million_m3 | After Competition Groups | 10.2505 | 3022035.0659 | 3.022 | 252.5609 | 0.040586 | 8 | Residential_2022_SC B_million_m3_After Competition Groups_8 | Demand Control Ventilation | 4.059% | 3.022 | 10.2505 | Residential_2022_SC B_million_m3_After Competition Groups_Demand Control Ventilation
Residential | Res ¦ Attic Insulation | 2022 | SC B | million_m3 | After Competition Groups | 7.5838 | 3475382.8573 | 3.4754 | 252.5609 | 0.030028 | 9 | Residential_2022_SC B_million_m3_After Competition Groups_9 | Attic Insulation | 3.003% | 3.4754 | 7.5838 | Residential_2022_SC B_million_m3_After Competition Groups_Attic Insulation
Residential | Res ¦ Condensing Make Up Air Unit | 2022 | SC B | million_m3 | After Competition Groups | 6.6314 | 2155030.4603 | 2.155 | 252.5609 | 0.026257 | 10 | Residential_2022_SC B_million_m3_After Competition Groups_10 | Condensing Make Up Air Unit | 2.626% | 2.155 | 6.6314 | Residential_2022_SC B_million_m3_After Competition Groups_Condensing Make Up Air Unit
Residential | Res ¦ Basement Wall Insulation | 2022 | SC B | million_m3 | After Competition Groups | 6.3046 | 2128688.9424 | 2.1287 | 252.5609 | 0.024963 | 11 | Residential_2022_SC B_million_m3_After Competition Groups_11 | Basement Wall Insulation | 2.496% | 2.1287 | 6.3046 | Residential_2022_SC B_million_m3_After Competition Groups_Basement Wall Insulation
Residential | Res ¦ Condensing Boiler | 2022 | SC B | million_m3 | After Competition Groups | 5.5414 | 5348056.4745 | 5.3481 | 252.5609 | 0.021941 | 12 | Residential_2022_SC B_million_m3_After Competition Groups_12 | Condensing Boiler | 2.194% | 5.3481 | 5.5414 | Residential_2022_SC B_million_m3_After Competition Groups_Condensing Boiler
Residential | Res ¦ Heat Recovery Ventilator | 2022 | SC B | million_m3 | After Competition Groups | 2.7924 | 4752153.3872 | 4.7522 | 252.5609 | 0.011056 | 13 | Residential_2022_SC B_million_m3_After Competition Groups_13 | Heat Recovery Ventilator | 1.106% | 4.7522 | 2.7924 | Residential_2022_SC B_million_m3_After Competition Groups_Heat Recovery Ventilator
Residential | Res ¦ Floor Insulation | 2022 | SC B | million_m3 | After Competition Groups | 2.4818 | 3773902.7 | 3.7739 | 252.5609 | 0.0098267 | 14 | Residential_2022_SC B_million_m3_After Competition Groups_14 | Floor Insulation | 0.9827% | 3.7739 | 2.4818 | Residential_2022_SC B_million_m3_After Competition Groups_Floor Insulation
Residential | Res ¦ Pool Cover | 2022 | SC B | million_m3 | After Competition Groups | 2.104 | 3222352.4409 | 3.2224 | 252.5609 | 0.0083307 | 15 | Residential_2022_SC B_million_m3_After Competition Groups_15 | Pool Cover | 0.8331% | 3.2224 | 2.104 | Residential_2022_SC B_million_m3_After Competition Groups_Pool Cover
Residential | Res ¦ Duct Insulation | 2022 | SC B | million_m3 | After Competition Groups | 1.8744 | 3037187.6449 | 3.0372 | 252.5609 | 0.0074215 | 16 | Residential_2022_SC B_million_m3_After Competition Groups_16 | Duct Insulation | 0.7421% | 3.0372 | 1.8744 | Residential_2022_SC B_million_m3_After Competition Groups_Duct Insulation
Residential | Res ¦ Duct Insulation MF | 2022 | SC B | million_m3 | After Competition Groups | 1.7869 | 1384476.5479 | 1.3845 | 252.5609 | 0.0070751 | 17 | Residential_2022_SC B_million_m3_After Competition Groups_17 | Duct Insulation MF | 0.7075% | 1.3845 | 1.7869 | Residential_2022_SC B_million_m3_After Competition Groups_Duct Insulation MF
Residential | Res ¦ Wall Insulation | 2022 | SC B | million_m3 | After Competition Groups | 0.76605 | 1331499.7761 | 1.3315 | 252.5609 | 0.0030331 | 18 | Residential_2022_SC B_million_m3_After Competition Groups_18 | Wall Insulation | 0.3033% | 1.3315 | 0.76605 | Residential_2022_SC B_million_m3_After Competition Groups_Wall Insulation
Residential | Res ¦ Wall Insulation MF | 2022 | SC B | million_m3 | After Competition Groups | 0.39034 | 51720.0115 | 0.05172 | 252.5609 | 0.0015455 | 19 | Residential_2022_SC B_million_m3_After Competition Groups_19 | Wall Insulation MF | 0.1546% | 0.05172 | 0.39034 | Residential_2022_SC B_million_m3_After Competition Groups_Wall Insulation MF
Residential | Res ¦ Clothes Drying Racks | 2022 | SC B | million_m3 | After Competition Groups | 0.35705 | 1856899.0512 | 1.8569 | 252.5609 | 0.0014137 | 20 | Residential_2022_SC B_million_m3_After Competition Groups_20 | Clothes Drying Racks | 0.1414% | 1.8569 | 0.35705 | Residential_2022_SC B_million_m3_After Competition Groups_Clothes Drying Racks
Residential | Res ¦ Minimize Hot and Warm Clothes Wash | 2022 | SC B | million_m3 | After Competition Groups | 0.16994 | 0 | 0 | 252.5609 | 0.00067286 | 21 | Residential_2022_SC B_million_m3_After Competition Groups_21 | Minimize Hot and Warm Clothes Wash | 0.06729% | 0 | 0.16994 | Residential_2022_SC B_million_m3_After Competition Groups_Minimize Hot and Warm Clothes Wash
Residential | Res ¦ Home Energy Reports | 2022 | SC B | million_m3 | After Competition Groups | 0.021532 | 25224.5631 | 0.025225 | 252.5609 | 8.5253e-05 | 22 | Residential_2022_SC B_million_m3_After Competition Groups_22 | Home Energy Reports | 0.008525% | 0.025225 | 0.021532 | Residential_2022_SC B_million_m3_After Competition Groups_Home Energy Reports
Residential | Res ¦ Energy Star Clothes Washer | 2022 | SC B | million_m3 | After Competition Groups | 0 | 0 | 0 | 252.5609 | 0 | 23 | Residential_2022_SC B_million_m3_After Competition Groups_23 | Energy Star Clothes Washer | 0% | 0 | 0 | Residential_2022_SC B_million_m3_After Competition Groups_Energy Star Clothes Washer
Residential | Res ¦ Water Heater Temperature Setback | 2022 | SC B | million_m3 | After Competition Groups | 0 | 0 | 0 | 252.5609 | 0 | 24 | Residential_2022_SC B_million_m3_After Competition Groups_24 | Water Heater Temperature Setback | 0% | 0 | 0 | Residential_2022_SC B_million_m3_After Competition Groups_Water Heater Temperature Setback
Residential | Res ¦ Adaptive Thermostat | 2022 | SC C | million_m3 | After Competition Groups | 22.7191 | 6511550.3078 | 6.5116 | 123.37 | 0.18415 | 1 | Residential_2022_SC C_million_m3_After Competition Groups_1 | Adaptive Thermostat | 18.42% | 6.5116 | 22.7191 | Residential_2022_SC C_million_m3_After Competition Groups_Adaptive Thermostat
Residential | Res ¦ Comprehensive Draft Proofing | 2022 | SC C | million_m3 | After Competition Groups | 20.7356 | 552908.6261 | 0.55291 | 123.37 | 0.16808 | 2 | Residential_2022_SC C_million_m3_After Competition Groups_2 | Comprehensive Draft Proofing | 16.81% | 0.55291 | 20.7356 | Residential_2022_SC C_million_m3_After Competition Groups_Comprehensive Draft Proofing
Residential | Res ¦ High Efficiency Fireplace with Pilotless Ignition | 2022 | SC C | million_m3 | After Competition Groups | 18.5908 | 3948784.4117 | 3.9488 | 123.37 | 0.15069 | 3 | Residential_2022_SC C_million_m3_After Competition Groups_3 | High Efficiency Fireplace with Pilotless Ignition | 15.07% | 3.9488 | 18.5908 | Residential_2022_SC C_million_m3_After Competition Groups_High Efficiency Fireplace with Pilotless Ignition
Residential | Res ¦ Air Sealing | 2022 | SC C | million_m3 | After Competition Groups | 17.1521 | 5012400.727 | 5.0124 | 123.37 | 0.13903 | 4 | Residential_2022_SC C_million_m3_After Competition Groups_4 | Air Sealing | 13.9% | 5.0124 | 17.1521 | Residential_2022_SC C_million_m3_After Competition Groups_Air Sealing
Residential | Res ¦ Advanced BAS/Controllers | 2022 | SC C | million_m3 | After Competition Groups | 8.5407 | 485385.8388 | 0.48539 | 123.37 | 0.069228 | 5 | Residential_2022_SC C_million_m3_After Competition Groups_5 | Advanced BAS/Controllers | 6.923% | 0.48539 | 8.5407 | Residential_2022_SC C_million_m3_After Competition Groups_Advanced BAS/Controllers
Residential | Res ¦ Building Recommissioning, Operations and Maintenance (O&M) Improvements | 2022 | SC C | million_m3 | After Competition Groups | 7.0577 | 388367.407 | 0.38837 | 123.37 | 0.057208 | 6 | Residential_2022_SC C_million_m3_After Competition Groups_6 | Building Recommissioning, Operations and Maintenance (O&M) Improvements | 5.721% | 0.38837 | 7.0577 | Residential_2022_SC C_million_m3_After Competition Groups_Building Recommissioning, Operations and Maintenance (O&M) Improvements
Residential | Res ¦ Basement Wall Insulation | 2022 | SC C | million_m3 | After Competition Groups | 6.3057 | 2129288.4546 | 2.1293 | 123.37 | 0.051112 | 7 | Residential_2022_SC C_million_m3_After Competition Groups_7 | Basement Wall Insulation | 5.111% | 2.1293 | 6.3057 | Residential_2022_SC C_million_m3_After Competition Groups_Basement Wall Insulation
Residential | Res ¦ Attic Insulation | 2022 | SC C | million_m3 | After Competition Groups | 6.0787 | 2515274.9445 | 2.5153 | 123.37 | 0.049272 | 8 | Residential_2022_SC C_million_m3_After Competition Groups_8 | Attic Insulation | 4.927% | 2.5153 | 6.0787 | Residential_2022_SC C_million_m3_After Competition Groups_Attic Insulation
Residential | Res ¦ Condensing Make Up Air Unit | 2022 | SC C | million_m3 | After Competition Groups | 5.3096 | 1509990.1763 | 1.51 | 123.37 | 0.043038 | 9 | Residential_2022_SC C_million_m3_After Competition Groups_9 | Condensing Make Up Air Unit | 4.304% | 1.51 | 5.3096 | Residential_2022_SC C_million_m3_After Competition Groups_Condensing Make Up Air Unit
Residential | Res ¦ Demand Control Ventilation | 2022 | SC C | million_m3 | After Competition Groups | 3.8281 | 1130492.0775 | 1.1305 | 123.37 | 0.03103 | 10 | Residential_2022_SC C_million_m3_After Competition Groups_10 | Demand Control Ventilation | 3.103% | 1.1305 | 3.8281 | Residential_2022_SC C_million_m3_After Competition Groups_Demand Control Ventilation
Residential | Res ¦ High Efficiency Condensing Furnace | 2022 | SC C | million_m3 | After Competition Groups | 2.4521 | 1223007.5785 | 1.223 | 123.37 | 0.019876 | 11 | Residential_2022_SC C_million_m3_After Competition Groups_11 | High Efficiency Condensing Furnace | 1.988% | 1.223 | 2.4521 | Residential_2022_SC C_million_m3_After Competition Groups_High Efficiency Condensing Furnace
Residential | Res ¦ Condensing Boiler | 2022 | SC C | million_m3 | After Competition Groups | 2.1137 | 1008805.2323 | 1.0088 | 123.37 | 0.017133 | 12 | Residential_2022_SC C_million_m3_After Competition Groups_12 | Condensing Boiler | 1.713% | 1.0088 | 2.1137 | Residential_2022_SC C_million_m3_After Competition Groups_Condensing Boiler
Residential | Res ¦ Duct Insulation MF | 2022 | SC C | million_m3 | After Competition Groups | 0.60278 | 207621.8047 | 0.20762 | 123.37 | 0.004886 | 13 | Residential_2022_SC C_million_m3_After Competition Groups_13 | Duct Insulation MF | 0.4886% | 0.20762 | 0.60278 | Residential_2022_SC C_million_m3_After Competition Groups_Duct Insulation MF
Residential | Res ¦ Heat Recovery Ventilator | 2022 | SC C | million_m3 | After Competition Groups | 0.52027 | 294768.9247 | 0.29477 | 123.37 | 0.0042171 | 14 | Residential_2022_SC C_million_m3_After Competition Groups_14 | Heat Recovery Ventilator | 0.4217% | 0.29477 | 0.52027 | Residential_2022_SC C_million_m3_After Competition Groups_Heat Recovery Ventilator
Residential | Res ¦ Wall Insulation MF | 2022 | SC C | million_m3 | After Competition Groups | 0.39036 | 51728.1913 | 0.051728 | 123.37 | 0.0031641 | 15 | Residential_2022_SC C_million_m3_After Competition Groups_15 | Wall Insulation MF | 0.3164% | 0.051728 | 0.39036 | Residential_2022_SC C_million_m3_After Competition Groups_Wall Insulation MF
Residential | Res ¦ Duct Insulation | 2022 | SC C | million_m3 | After Competition Groups | 0.27488 | 112278.8892 | 0.11228 | 123.37 | 0.0022281 | 16 | Residential_2022_SC C_million_m3_After Competition Groups_16 | Duct Insulation | 0.2228% | 0.11228 | 0.27488 | Residential_2022_SC C_million_m3_After Competition Groups_Duct Insulation
Residential | Res ¦ Floor Insulation | 2022 | SC C | million_m3 | After Competition Groups | 0.22802 | 91863.8991 | 0.091864 | 123.37 | 0.0018483 | 17 | Residential_2022_SC C_million_m3_After Competition Groups_17 | Floor Insulation | 0.1848% | 0.091864 | 0.22802 | Residential_2022_SC C_million_m3_After Competition Groups_Floor Insulation
Residential | Res ¦ Pool Cover | 2022 | SC C | million_m3 | After Competition Groups | 0.21399 | 89399.5265 | 0.0894 | 123.37 | 0.0017345 | 18 | Residential_2022_SC C_million_m3_After Competition Groups_18 | Pool Cover | 0.1735% | 0.0894 | 0.21399 | Residential_2022_SC C_million_m3_After Competition Groups_Pool Cover
Residential | Res ¦ Minimize Hot and Warm Clothes Wash | 2022 | SC C | million_m3 | After Competition Groups | 0.16994 | 0 | 0 | 123.37 | 0.0013775 | 19 | Residential_2022_SC C_million_m3_After Competition Groups_19 | Minimize Hot and Warm Clothes Wash | 0.1377% | 0 | 0.16994 | Residential_2022_SC C_million_m3_After Competition Groups_Minimize Hot and Warm Clothes Wash
Residential | Res ¦ Wall Insulation | 2022 | SC C | million_m3 | After Competition Groups | 0.064224 | 28067.3438 | 0.028067 | 123.37 | 0.00052058 | 20 | Residential_2022_SC C_million_m3_After Competition Groups_20 | Wall Insulation | 0.05206% | 0.028067 | 0.064224 | Residential_2022_SC C_million_m3_After Competition Groups_Wall Insulation
Residential | Res ¦ Home Energy Reports | 2022 | SC C | million_m3 | After Competition Groups | 0.021532 | 25224.5631 | 0.025225 | 123.37 | 0.00017453 | 21 | Residential_2022_SC C_million_m3_After Competition Groups_21 | Home Energy Reports | 0.01745% | 0.025225 | 0.021532 | Residential_2022_SC C_million_m3_After Competition Groups_Home Energy Reports
Residential | Res ¦ Clothes Drying Racks | 2022 | SC C | million_m3 | After Competition Groups | 0.00010468 | 0 | 0 | 123.37 | 8.485e-07 | 22 | Residential_2022_SC C_million_m3_After Competition Groups_22 | Clothes Drying Racks | 8.485e-05% | 0 | 0.00010468 | Residential_2022_SC C_million_m3_After Competition Groups_Clothes Drying Racks
Residential | Res ¦ Energy Star Clothes Washer | 2022 | SC C | million_m3 | After Competition Groups | 0 | 0 | 0 | 123.37 | 0 | 23 | Residential_2022_SC C_million_m3_After Competition Groups_23 | Energy Star Clothes Washer | 0% | 0 | 0 | Residential_2022_SC C_million_m3_After Competition Groups_Energy Star Clothes Washer
Residential | Res ¦ Water Heater Temperature Setback | 2022 | SC C | million_m3 | After Competition Groups | 0 | 0 | 0 | 123.37 | 0 | 24 | Residential_2022_SC C_million_m3_After Competition Groups_24 | Water Heater Temperature Setback | 0% | 0 | 0 | Residential_2022_SC C_million_m3_After Competition Groups_Water Heater Temperature Setback
Residential | Res ¦ Air Sealing | 2022 | Technical | million_m3 | After Competition Groups | 652.044 | 0 | 0 | 3391.6993 | 0.19225 | 1 | Residential_2022_Technical_million_m3_After Competition Groups_1 | Air Sealing | 19.22% | 0 | 652.044 | Residential_2022_Technical_million_m3_After Competition Groups_Air Sealing
Residential | Res ¦ Adaptive Thermostat | 2022 | Technical | million_m3 | After Competition Groups | 494.9167 | 0 | 0 | 3391.6993 | 0.14592 | 2 | Residential_2022_Technical_million_m3_After Competition Groups_2 | Adaptive Thermostat | 14.59% | 0 | 494.9167 | Residential_2022_Technical_million_m3_After Competition Groups_Adaptive Thermostat
Residential | Res ¦ Energy Star Windows | 2022 | Technical | million_m3 | After Competition Groups | 248.0981 | 0 | 0 | 3391.6993 | 0.073149 | 3 | Residential_2022_Technical_million_m3_After Competition Groups_3 | Energy Star Windows | 7.315% | 0 | 248.0981 | Residential_2022_Technical_million_m3_After Competition Groups_Energy Star Windows
Residential | Res ¦ Comprehensive Draft Proofing | 2022 | Technical | million_m3 | After Competition Groups | 196.3586 | 0 | 0 | 3391.6993 | 0.057894 | 4 | Residential_2022_Technical_million_m3_After Competition Groups_4 | Comprehensive Draft Proofing | 5.789% | 0 | 196.3586 | Residential_2022_Technical_million_m3_After Competition Groups_Comprehensive Draft Proofing
Residential | Res ¦ Wall Insulation | 2022 | Technical | million_m3 | After Competition Groups | 180.2918 | 0 | 0 | 3391.6993 | 0.053157 | 5 | Residential_2022_Technical_million_m3_After Competition Groups_5 | Wall Insulation | 5.316% | 0 | 180.2918 | Residential_2022_Technical_million_m3_After Competition Groups_Wall Insulation
Residential | Res ¦ Attic Insulation | 2022 | Technical | million_m3 | After Competition Groups | 159.2072 | 0 | 0 | 3391.6993 | 0.04694 | 6 | Residential_2022_Technical_million_m3_After Competition Groups_6 | Attic Insulation | 4.694% | 0 | 159.2072 | Residential_2022_Technical_million_m3_After Competition Groups_Attic Insulation
Residential | Res ¦ DHW Recirculation Systems | 2022 | Technical | million_m3 | After Competition Groups | 150.6287 | 0 | 0 | 3391.6993 | 0.044411 | 7 | Residential_2022_Technical_million_m3_After Competition Groups_7 | DHW Recirculation Systems | 4.441% | 0 | 150.6287 | Residential_2022_Technical_million_m3_After Competition Groups_DHW Recirculation Systems
Residential | Res ¦ Basement or Crawlspace Insulation | 2022 | Technical | million_m3 | After Competition Groups | 135.2406 | 0 | 0 | 3391.6993 | 0.039874 | 8 | Residential_2022_Technical_million_m3_After Competition Groups_8 | Basement or Crawlspace Insulation | 3.987% | 0 | 135.2406 | Residential_2022_Technical_million_m3_After Competition Groups_Basement or Crawlspace Insulation
Residential | Res ¦ Basement Wall Insulation | 2022 | Technical | million_m3 | After Competition Groups | 132.3441 | 0 | 0 | 3391.6993 | 0.03902 | 9 | Residential_2022_Technical_million_m3_After Competition Groups_9 | Basement Wall Insulation | 3.902% | 0 | 132.3441 | Residential_2022_Technical_million_m3_After Competition Groups_Basement Wall Insulation
Residential | Res ¦ Window Film | 2022 | Technical | million_m3 | After Competition Groups | 93.0415 | 0 | 0 | 3391.6993 | 0.027432 | 10 | Residential_2022_Technical_million_m3_After Competition Groups_10 | Window Film | 2.743% | 0 | 93.0415 | Residential_2022_Technical_million_m3_After Competition Groups_Window Film
Residential | Res ¦ Furnace Tune Up | 2022 | Technical | million_m3 | After Competition Groups | 89.9323 | 0 | 0 | 3391.6993 | 0.026515 | 11 | Residential_2022_Technical_million_m3_After Competition Groups_11 | Furnace Tune Up | 2.652% | 0 | 89.9323 | Residential_2022_Technical_million_m3_After Competition Groups_Furnace Tune Up
Residential | Res ¦ Advanced BAS/Controllers | 2022 | Technical | million_m3 | After Competition Groups | 80.8774 | 0 | 0 | 3391.6993 | 0.023846 | 12 | Residential_2022_Technical_million_m3_After Competition Groups_12 | Advanced BAS/Controllers | 2.385% | 0 | 80.8774 | Residential_2022_Technical_million_m3_After Competition Groups_Advanced BAS/Controllers
Residential | Res ¦ Condensing Storage Water Heater | 2022 | Technical | million_m3 | After Competition Groups | 73.8526 | 0 | 0 | 3391.6993 | 0.021775 | 13 | Residential_2022_Technical_million_m3_After Competition Groups_13 | Condensing Storage Water Heater | 2.177% | 0 | 73.8526 | Residential_2022_Technical_million_m3_After Competition Groups_Condensing Storage Water Heater
Residential | Res ¦ Condensing Boiler | 2022 | Technical | million_m3 | After Competition Groups | 71.8104 | 0 | 0 | 3391.6993 | 0.021172 | 14 | Residential_2022_Technical_million_m3_After Competition Groups_14 | Condensing Boiler | 2.117% | 0 | 71.8104 | Residential_2022_Technical_million_m3_After Competition Groups_Condensing Boiler
Residential | Res ¦ Ceiling Insulation | 2022 | Technical | million_m3 | After Competition Groups | 67.0113 | 0 | 0 | 3391.6993 | 0.019757 | 15 | Residential_2022_Technical_million_m3_After Competition Groups_15 | Ceiling Insulation | 1.976% | 0 | 67.0113 | Residential_2022_Technical_million_m3_After Competition Groups_Ceiling Insulation
Residential | Res ¦ Building Recommissioning, Operations and Maintenance (O&M) Improvements | 2022 | Technical | million_m3 | After Competition Groups | 66.834 | 0 | 0 | 3391.6993 | 0.019705 | 16 | Residential_2022_Technical_million_m3_After Competition Groups_16 | Building Recommissioning, Operations and Maintenance (O&M) Improvements | 1.971% | 0 | 66.834 | Residential_2022_Technical_million_m3_After Competition Groups_Building Recommissioning, Operations and Maintenance (O&M) Improvements
Residential | Res ¦ Tankless Water Heater | 2022 | Technical | million_m3 | After Competition Groups | 61.5112 | 0 | 0 | 3391.6993 | 0.018136 | 17 | Residential_2022_Technical_million_m3_After Competition Groups_17 | Tankless Water Heater | 1.814% | 0 | 61.5112 | Residential_2022_Technical_million_m3_After Competition Groups_Tankless Water Heater
Residential | Res ¦ Duct Insulation MF | 2022 | Technical | million_m3 | After Competition Groups | 52.8893 | 0 | 0 | 3391.6993 | 0.015594 | 18 | Residential_2022_Technical_million_m3_After Competition Groups_18 | Duct Insulation MF | 1.559% | 0 | 52.8893 | Residential_2022_Technical_million_m3_After Competition Groups_Duct Insulation MF
Residential | Res ¦ Floor Insulation | 2022 | Technical | million_m3 | After Competition Groups | 52.1316 | 0 | 0 | 3391.6993 | 0.01537 | 19 | Residential_2022_Technical_million_m3_After Competition Groups_19 | Floor Insulation | 1.537% | 0 | 52.1316 | Residential_2022_Technical_million_m3_After Competition Groups_Floor Insulation
Residential | Res ¦ Duct Insulation | 2022 | Technical | million_m3 | After Competition Groups | 49.5469 | 0 | 0 | 3391.6993 | 0.014608 | 20 | Residential_2022_Technical_million_m3_After Competition Groups_20 | Duct Insulation | 1.461% | 0 | 49.5469 | Residential_2022_Technical_million_m3_After Competition Groups_Duct Insulation
Residential | Res ¦ High Efficiency Condensing Furnace | 2022 | Technical | million_m3 | After Competition Groups | 39.5268 | 0 | 0 | 3391.6993 | 0.011654 | 21 | Residential_2022_Technical_million_m3_After Competition Groups_21 | High Efficiency Condensing Furnace | 1.165% | 0 | 39.5268 | Residential_2022_Technical_million_m3_After Competition Groups_High Efficiency Condensing Furnace
Residential | Res ¦ Heat Recovery Ventilator | 2022 | Technical | million_m3 | After Competition Groups | 38.658 | 0 | 0 | 3391.6993 | 0.011398 | 22 | Residential_2022_Technical_million_m3_After Competition Groups_22 | Heat Recovery Ventilator | 1.14% | 0 | 38.658 | Residential_2022_Technical_million_m3_After Competition Groups_Heat Recovery Ventilator
Residential | Res ¦ High Efficiency Fireplace with Pilotless Ignition | 2022 | Technical | million_m3 | After Competition Groups | 38.1454 | 0 | 0 | 3391.6993 | 0.011247 | 23 | Residential_2022_Technical_million_m3_After Competition Groups_23 | High Efficiency Fireplace with Pilotless Ignition | 1.125% | 0 | 38.1454 | Residential_2022_Technical_million_m3_After Competition Groups_High Efficiency Fireplace with Pilotless Ignition
Residential | Res ¦ Demand Control Ventilation | 2022 | Technical | million_m3 | After Competition Groups | 36.251 | 0 | 0 | 3391.6993 | 0.010688 | 24 | Residential_2022_Technical_million_m3_After Competition Groups_24 | Demand Control Ventilation | 1.069% | 0 | 36.251 | Residential_2022_Technical_million_m3_After Competition Groups_Demand Control Ventilation
Residential | Res ¦ Early Hot Water Heater Replacement | 2022 | Technical | million_m3 | After Competition Groups | 29.5168 | 0 | 0 | 3391.6993 | 0.0087027 | 25 | Residential_2022_Technical_million_m3_After Competition Groups_25 | Early Hot Water Heater Replacement | 0.8703% | 0 | 29.5168 | Residential_2022_Technical_million_m3_After Competition Groups_Early Hot Water Heater Replacement
Residential | Res ¦ Condensing Make Up Air Unit | 2022 | Technical | million_m3 | After Competition Groups | 26.2656 | 0 | 0 | 3391.6993 | 0.0077441 | 26 | Residential_2022_Technical_million_m3_After Competition Groups_26 | Condensing Make Up Air Unit | 0.7744% | 0 | 26.2656 | Residential_2022_Technical_million_m3_After Competition Groups_Condensing Make Up Air Unit
Residential | Res ¦ Drain Water Heat Recovery | 2022 | Technical | million_m3 | After Competition Groups | 25.1912 | 0 | 0 | 3391.6993 | 0.0074273 | 27 | Residential_2022_Technical_million_m3_After Competition Groups_27 | Drain Water Heat Recovery | 0.7427% | 0 | 25.1912 | Residential_2022_Technical_million_m3_After Competition Groups_Drain Water Heat Recovery
Residential | Res ¦ Pool Cover | 2022 | Technical | million_m3 | After Competition Groups | 16.5081 | 0 | 0 | 3391.6993 | 0.0048672 | 28 | Residential_2022_Technical_million_m3_After Competition Groups_28 | Pool Cover | 0.4867% | 0 | 16.5081 | Residential_2022_Technical_million_m3_After Competition Groups_Pool Cover
Residential | Res ¦ Wall Insulation MF | 2022 | Technical | million_m3 | After Competition Groups | 8.1929 | 0 | 0 | 3391.6993 | 0.0024156 | 29 | Residential_2022_Technical_million_m3_After Competition Groups_29 | Wall Insulation MF | 0.2416% | 0 | 8.1929 | Residential_2022_Technical_million_m3_After Competition Groups_Wall Insulation MF
Residential | Res ¦ Home Energy Reports | 2022 | Technical | million_m3 | After Competition Groups | 8.1404 | 0 | 0 | 3391.6993 | 0.0024001 | 30 | Residential_2022_Technical_million_m3_After Competition Groups_30 | Home Energy Reports | 0.24% | 0 | 8.1404 | Residential_2022_Technical_million_m3_After Competition Groups_Home Energy Reports
Residential | Res ¦ Water Heater Temperature Setback | 2022 | Technical | million_m3 | After Competition Groups | 7.3459 | 0 | 0 | 3391.6993 | 0.0021658 | 31 | Residential_2022_Technical_million_m3_After Competition Groups_31 | Water Heater Temperature Setback | 0.2166% | 0 | 7.3459 | Residential_2022_Technical_million_m3_After Competition Groups_Water Heater Temperature Setback
Residential | Res ¦ High Efficiency Gas Pool Heater | 2022 | Technical | million_m3 | After Competition Groups | 5.7431 | 0 | 0 | 3391.6993 | 0.0016933 | 32 | Residential_2022_Technical_million_m3_After Competition Groups_32 | High Efficiency Gas Pool Heater | 0.1693% | 0 | 5.7431 | Residential_2022_Technical_million_m3_After Competition Groups_High Efficiency Gas Pool Heater
Residential | Res ¦ Clothes Drying Racks | 2022 | Technical | million_m3 | After Competition Groups | 1.2661 | 0 | 0 | 3391.6993 | 0.0003733 | 33 | Residential_2022_Technical_million_m3_After Competition Groups_33 | Clothes Drying Racks | 0.03733% | 0 | 1.2661 | Residential_2022_Technical_million_m3_After Competition Groups_Clothes Drying Racks
Residential | Res ¦ Minimize Hot and Warm Clothes Wash | 2022 | Technical | million_m3 | After Competition Groups | 1.0963 | 0 | 0 | 3391.6993 | 0.00032323 | 34 | Residential_2022_Technical_million_m3_After Competition Groups_34 | Minimize Hot and Warm Clothes Wash | 0.03232% | 0 | 1.0963 | Residential_2022_Technical_million_m3_After Competition Groups_Minimize Hot and Warm Clothes Wash
Residential | Res ¦ Energy Star Clothes Dryer | 2022 | Technical | million_m3 | After Competition Groups | 0.7417 | 0 | 0 | 3391.6993 | 0.00021868 | 35 | Residential_2022_Technical_million_m3_After Competition Groups_35 | Energy Star Clothes Dryer | 0.02187% | 0 | 0.7417 | Residential_2022_Technical_million_m3_After Competition Groups_Energy Star Clothes Dryer
Residential | Res ¦ Energy Star Clothes Washer | 2022 | Technical | million_m3 | After Competition Groups | 0.41261 | 0 | 0 | 3391.6993 | 0.00012165 | 36 | Residential_2022_Technical_million_m3_After Competition Groups_36 | Energy Star Clothes Washer | 0.01217% | 0 | 0.41261 | Residential_2022_Technical_million_m3_After Competition Groups_Energy Star Clothes Washer
Residential | Res ¦ Solar Water Preheat (Pools/DHW) | 2022 | Technical | million_m3 | After Competition Groups | 0.12912 | 0 | 0 | 3391.6993 | 3.807e-05 | 37 | Residential_2022_Technical_million_m3_After Competition Groups_37 | Solar Water Preheat (Pools/DHW) | 0.003807% | 0 | 0.12912 | Residential_2022_Technical_million_m3_After Competition Groups_Solar Water Preheat (Pools/DHW)
Residential | Res ¦ Air Sealing | 2023 | Economic | million_m3 | After Competition Groups | 641.7417 | 0 | 0 | 2169.8378 | 0.29576 | 1 | Residential_2023_Economic_million_m3_After Competition Groups_1 | Air Sealing | 29.58% | 0 | 641.7417 | Residential_2023_Economic_million_m3_After Competition Groups_Air Sealing
Residential | Res ¦ Adaptive Thermostat | 2023 | Economic | million_m3 | After Competition Groups | 495.4328 | 0 | 0 | 2169.8378 | 0.22833 | 2 | Residential_2023_Economic_million_m3_After Competition Groups_2 | Adaptive Thermostat | 22.83% | 0 | 495.4328 | Residential_2023_Economic_million_m3_After Competition Groups_Adaptive Thermostat
Residential | Res ¦ Comprehensive Draft Proofing | 2023 | Economic | million_m3 | After Competition Groups | 193.2561 | 0 | 0 | 2169.8378 | 0.089065 | 3 | Residential_2023_Economic_million_m3_After Competition Groups_3 | Comprehensive Draft Proofing | 8.906% | 0 | 193.2561 | Residential_2023_Economic_million_m3_After Competition Groups_Comprehensive Draft Proofing
Residential | Res ¦ Attic Insulation | 2023 | Economic | million_m3 | After Competition Groups | 156.6917 | 0 | 0 | 2169.8378 | 0.072214 | 4 | Residential_2023_Economic_million_m3_After Competition Groups_4 | Attic Insulation | 7.221% | 0 | 156.6917 | Residential_2023_Economic_million_m3_After Competition Groups_Attic Insulation
Residential | Res ¦ Basement Wall Insulation | 2023 | Economic | million_m3 | After Competition Groups | 130.253 | 0 | 0 | 2169.8378 | 0.060029 | 5 | Residential_2023_Economic_million_m3_After Competition Groups_5 | Basement Wall Insulation | 6.003% | 0 | 130.253 | Residential_2023_Economic_million_m3_After Competition Groups_Basement Wall Insulation
Residential | Res ¦ Advanced BAS/Controllers | 2023 | Economic | million_m3 | After Competition Groups | 79.5995 | 0 | 0 | 2169.8378 | 0.036685 | 6 | Residential_2023_Economic_million_m3_After Competition Groups_6 | Advanced BAS/Controllers | 3.668% | 0 | 79.5995 | Residential_2023_Economic_million_m3_After Competition Groups_Advanced BAS/Controllers
Residential | Res ¦ Building Recommissioning, Operations and Maintenance (O&M) Improvements | 2023 | Economic | million_m3 | After Competition Groups | 65.7781 | 0 | 0 | 2169.8378 | 0.030315 | 7 | Residential_2023_Economic_million_m3_After Competition Groups_7 | Building Recommissioning, Operations and Maintenance (O&M) Improvements | 3.031% | 0 | 65.7781 | Residential_2023_Economic_million_m3_After Competition Groups_Building Recommissioning, Operations and Maintenance (O&M) Improvements
Residential | Res ¦ Floor Insulation | 2023 | Economic | million_m3 | After Competition Groups | 51.3079 | 0 | 0 | 2169.8378 | 0.023646 | 8 | Residential_2023_Economic_million_m3_After Competition Groups_8 | Floor Insulation | 2.365% | 0 | 51.3079 | Residential_2023_Economic_million_m3_After Competition Groups_Floor Insulation
Residential | Res ¦ Heat Recovery Ventilator | 2023 | Economic | million_m3 | After Competition Groups | 47.6252 | 0 | 0 | 2169.8378 | 0.021949 | 9 | Residential_2023_Economic_million_m3_After Competition Groups_9 | Heat Recovery Ventilator | 2.195% | 0 | 47.6252 | Residential_2023_Economic_million_m3_After Competition Groups_Heat Recovery Ventilator
Residential | Res ¦ High Efficiency Fireplace with Pilotless Ignition | 2023 | Economic | million_m3 | After Competition Groups | 46.7374 | 0 | 0 | 2169.8378 | 0.02154 | 10 | Residential_2023_Economic_million_m3_After Competition Groups_10 | High Efficiency Fireplace with Pilotless Ignition | 2.154% | 0 | 46.7374 | Residential_2023_Economic_million_m3_After Competition Groups_High Efficiency Fireplace with Pilotless Ignition
Residential | Res ¦ Duct Insulation | 2023 | Economic | million_m3 | After Competition Groups | 41.23 | 0 | 0 | 2169.8378 | 0.019001 | 11 | Residential_2023_Economic_million_m3_After Competition Groups_11 | Duct Insulation | 1.9% | 0 | 41.23 | Residential_2023_Economic_million_m3_After Competition Groups_Duct Insulation
Residential | Res ¦ High Efficiency Condensing Furnace | 2023 | Economic | million_m3 | After Competition Groups | 37.7207 | 0 | 0 | 2169.8378 | 0.017384 | 12 | Residential_2023_Economic_million_m3_After Competition Groups_12 | High Efficiency Condensing Furnace | 1.738% | 0 | 37.7207 | Residential_2023_Economic_million_m3_After Competition Groups_High Efficiency Condensing Furnace
Residential | Res ¦ Duct Insulation MF | 2023 | Economic | million_m3 | After Competition Groups | 36.9281 | 0 | 0 | 2169.8378 | 0.017019 | 13 | Residential_2023_Economic_million_m3_After Competition Groups_13 | Duct Insulation MF | 1.702% | 0 | 36.9281 | Residential_2023_Economic_million_m3_After Competition Groups_Duct Insulation MF
Residential | Res ¦ Demand Control Ventilation | 2023 | Economic | million_m3 | After Competition Groups | 35.6782 | 0 | 0 | 2169.8378 | 0.016443 | 14 | Residential_2023_Economic_million_m3_After Competition Groups_14 | Demand Control Ventilation | 1.644% | 0 | 35.6782 | Residential_2023_Economic_million_m3_After Competition Groups_Demand Control Ventilation
Residential | Res ¦ Condensing Boiler | 2023 | Economic | million_m3 | After Competition Groups | 33.0468 | 0 | 0 | 2169.8378 | 0.01523 | 15 | Residential_2023_Economic_million_m3_After Competition Groups_15 | Condensing Boiler | 1.523% | 0 | 33.0468 | Residential_2023_Economic_million_m3_After Competition Groups_Condensing Boiler
Residential | Res ¦ Condensing Make Up Air Unit | 2023 | Economic | million_m3 | After Competition Groups | 32.1496 | 0 | 0 | 2169.8378 | 0.014817 | 16 | Residential_2023_Economic_million_m3_After Competition Groups_16 | Condensing Make Up Air Unit | 1.482% | 0 | 32.1496 | Residential_2023_Economic_million_m3_After Competition Groups_Condensing Make Up Air Unit
Residential | Res ¦ Pool Cover | 2023 | Economic | million_m3 | After Competition Groups | 16.2473 | 0 | 0 | 2169.8378 | 0.0074878 | 17 | Residential_2023_Economic_million_m3_After Competition Groups_17 | Pool Cover | 0.7488% | 0 | 16.2473 | Residential_2023_Economic_million_m3_After Competition Groups_Pool Cover
Residential | Res ¦ Wall Insulation | 2023 | Economic | million_m3 | After Competition Groups | 15.8354 | 0 | 0 | 2169.8378 | 0.0072979 | 18 | Residential_2023_Economic_million_m3_After Competition Groups_18 | Wall Insulation | 0.7298% | 0 | 15.8354 | Residential_2023_Economic_million_m3_After Competition Groups_Wall Insulation
Residential | Res ¦ Wall Insulation MF | 2023 | Economic | million_m3 | After Competition Groups | 8.0635 | 0 | 0 | 2169.8378 | 0.0037162 | 19 | Residential_2023_Economic_million_m3_After Competition Groups_19 | Wall Insulation MF | 0.3716% | 0 | 8.0635 | Residential_2023_Economic_million_m3_After Competition Groups_Wall Insulation MF
Residential | Res ¦ Home Energy Reports | 2023 | Economic | million_m3 | After Competition Groups | 2.1898 | 0 | 0 | 2169.8378 | 0.0010092 | 20 | Residential_2023_Economic_million_m3_After Competition Groups_20 | Home Energy Reports | 0.1009% | 0 | 2.1898 | Residential_2023_Economic_million_m3_After Competition Groups_Home Energy Reports
Residential | Res ¦ Clothes Drying Racks | 2023 | Economic | million_m3 | After Competition Groups | 1.2461 | 0 | 0 | 2169.8378 | 0.00057429 | 21 | Residential_2023_Economic_million_m3_After Competition Groups_21 | Clothes Drying Racks | 0.05743% | 0 | 1.2461 | Residential_2023_Economic_million_m3_After Competition Groups_Clothes Drying Racks
Residential | Res ¦ Minimize Hot and Warm Clothes Wash | 2023 | Economic | million_m3 | After Competition Groups | 1.079 | 0 | 0 | 2169.8378 | 0.00049726 | 22 | Residential_2023_Economic_million_m3_After Competition Groups_22 | Minimize Hot and Warm Clothes Wash | 0.04973% | 0 | 1.079 | Residential_2023_Economic_million_m3_After Competition Groups_Minimize Hot and Warm Clothes Wash
Residential | Res ¦ Energy Star Clothes Washer | 2023 | Economic | million_m3 | After Competition Groups | 0 | 0 | 0 | 2169.8378 | 0 | 23 | Residential_2023_Economic_million_m3_After Competition Groups_23 | Energy Star Clothes Washer | 0% | 0 | 0 | Residential_2023_Economic_million_m3_After Competition Groups_Energy Star Clothes Washer
Residential | Res ¦ Water Heater Temperature Setback | 2023 | Economic | million_m3 | After Competition Groups | 0 | 0 | 0 | 2169.8378 | 0 | 24 | Residential_2023_Economic_million_m3_After Competition Groups_24 | Water Heater Temperature Setback | 0% | 0 | 0 | Residential_2023_Economic_million_m3_After Competition Groups_Water Heater Temperature Setback
Residential | Res ¦ Comprehensive Draft Proofing | 2023 | SC A | million_m3 | After Competition Groups | 26.6359 | 315001.8764 | 0.315 | 139.8404 | 0.19047 | 1 | Residential_2023_SC A_million_m3_After Competition Groups_1 | Comprehensive Draft Proofing | 19.05% | 0.315 | 26.6359 | Residential_2023_SC A_million_m3_After Competition Groups_Comprehensive Draft Proofing
Residential | Res ¦ Adaptive Thermostat | 2023 | SC A | million_m3 | After Competition Groups | 23.9473 | 2596984.0142 | 2.597 | 139.8404 | 0.17125 | 2 | Residential_2023_SC A_million_m3_After Competition Groups_2 | Adaptive Thermostat | 17.12% | 2.597 | 23.9473 | Residential_2023_SC A_million_m3_After Competition Groups_Adaptive Thermostat
Residential | Res ¦ High Efficiency Fireplace with Pilotless Ignition | 2023 | SC A | million_m3 | After Competition Groups | 21.1749 | 2401779.594 | 2.4018 | 139.8404 | 0.15142 | 3 | Residential_2023_SC A_million_m3_After Competition Groups_3 | High Efficiency Fireplace with Pilotless Ignition | 15.14% | 2.4018 | 21.1749 | Residential_2023_SC A_million_m3_After Competition Groups_High Efficiency Fireplace with Pilotless Ignition
Residential | Res ¦ Air Sealing | 2023 | SC A | million_m3 | After Competition Groups | 17.3851 | 1825043.2122 | 1.825 | 139.8404 | 0.12432 | 4 | Residential_2023_SC A_million_m3_After Competition Groups_4 | Air Sealing | 12.43% | 1.825 | 17.3851 | Residential_2023_SC A_million_m3_After Competition Groups_Air Sealing
Residential | Res ¦ Advanced BAS/Controllers | 2023 | SC A | million_m3 | After Competition Groups | 11.3534 | 549913.5522 | 0.54991 | 139.8404 | 0.081188 | 5 | Residential_2023_SC A_million_m3_After Competition Groups_5 | Advanced BAS/Controllers | 8.119% | 0.54991 | 11.3534 | Residential_2023_SC A_million_m3_After Competition Groups_Advanced BAS/Controllers
Residential | Res ¦ Building Recommissioning, Operations and Maintenance (O&M) Improvements | 2023 | SC A | million_m3 | After Competition Groups | 9.382 | 439997.3861 | 0.44 | 139.8404 | 0.067091 | 6 | Residential_2023_SC A_million_m3_After Competition Groups_6 | Building Recommissioning, Operations and Maintenance (O&M) Improvements | 6.709% | 0.44 | 9.382 | Residential_2023_SC A_million_m3_After Competition Groups_Building Recommissioning, Operations and Maintenance (O&M) Improvements
Residential | Res ¦ Basement Wall Insulation | 2023 | SC A | million_m3 | After Competition Groups | 7.5699 | 1604795.4224 | 1.6048 | 139.8404 | 0.054132 | 7 | Residential_2023_SC A_million_m3_After Competition Groups_7 | Basement Wall Insulation | 5.413% | 1.6048 | 7.5699 | Residential_2023_SC A_million_m3_After Competition Groups_Basement Wall Insulation
Residential | Res ¦ Condensing Make Up Air Unit | 2023 | SC A | million_m3 | After Competition Groups | 6.0795 | 873071.0458 | 0.87307 | 139.8404 | 0.043475 | 8 | Residential_2023_SC A_million_m3_After Competition Groups_8 | Condensing Make Up Air Unit | 4.347% | 0.87307 | 6.0795 | Residential_2023_SC A_million_m3_After Competition Groups_Condensing Make Up Air Unit
Residential | Res ¦ Attic Insulation | 2023 | SC A | million_m3 | After Competition Groups | 5.1514 | 735196.6886 | 0.7352 | 139.8404 | 0.036838 | 9 | Residential_2023_SC A_million_m3_After Competition Groups_9 | Attic Insulation | 3.684% | 0.7352 | 5.1514 | Residential_2023_SC A_million_m3_After Competition Groups_Attic Insulation
Residential | Res ¦ Demand Control Ventilation | 2023 | SC A | million_m3 | After Competition Groups | 3.653 | 414463.6041 | 0.41446 | 139.8404 | 0.026123 | 10 | Residential_2023_SC A_million_m3_After Competition Groups_10 | Demand Control Ventilation | 2.612% | 0.41446 | 3.653 | Residential_2023_SC A_million_m3_After Competition Groups_Demand Control Ventilation
Residential | Res ¦ High Efficiency Condensing Furnace | 2023 | SC A | million_m3 | After Competition Groups | 2.2966 | 0 | 0 | 139.8404 | 0.016423 | 11 | Residential_2023_SC A_million_m3_After Competition Groups_11 | High Efficiency Condensing Furnace | 1.642% | 0 | 2.2966 | Residential_2023_SC A_million_m3_After Competition Groups_High Efficiency Condensing Furnace
Residential | Res ¦ Condensing Boiler | 2023 | SC A | million_m3 | After Competition Groups | 2.2572 | 412562.5743 | 0.41256 | 139.8404 | 0.016141 | 12 | Residential_2023_SC A_million_m3_After Competition Groups_12 | Condensing Boiler | 1.614% | 0.41256 | 2.2572 | Residential_2023_SC A_million_m3_After Competition Groups_Condensing Boiler
Residential | Res ¦ Heat Recovery Ventilator | 2023 | SC A | million_m3 | After Competition Groups | 0.71054 | 234844.3198 | 0.23484 | 139.8404 | 0.0050811 | 13 | Residential_2023_SC A_million_m3_After Competition Groups_13 | Heat Recovery Ventilator | 0.5081% | 0.23484 | 0.71054 | Residential_2023_SC A_million_m3_After Competition Groups_Heat Recovery Ventilator
Residential | Res ¦ Duct Insulation MF | 2023 | SC A | million_m3 | After Competition Groups | 0.59538 | 87458.3253 | 0.087458 | 139.8404 | 0.0042576 | 14 | Residential_2023_SC A_million_m3_After Competition Groups_14 | Duct Insulation MF | 0.4258% | 0.087458 | 0.59538 | Residential_2023_SC A_million_m3_After Competition Groups_Duct Insulation MF
Residential | Res ¦ Wall Insulation MF | 2023 | SC A | million_m3 | After Competition Groups | 0.51144 | 57471.0301 | 0.057471 | 139.8404 | 0.0036573 | 15 | Residential_2023_SC A_million_m3_After Competition Groups_15 | Wall Insulation MF | 0.3657% | 0.057471 | 0.51144 | Residential_2023_SC A_million_m3_After Competition Groups_Wall Insulation MF
Residential | Res ¦ Duct Insulation | 2023 | SC A | million_m3 | After Competition Groups | 0.25274 | 0 | 0 | 139.8404 | 0.0018073 | 16 | Residential_2023_SC A_million_m3_After Competition Groups_16 | Duct Insulation | 0.1807% | 0 | 0.25274 | Residential_2023_SC A_million_m3_After Competition Groups_Duct Insulation
Residential | Res ¦ Home Energy Reports | 2023 | SC A | million_m3 | After Competition Groups | 0.22345 | 255010.4106 | 0.25501 | 139.8404 | 0.0015979 | 17 | Residential_2023_SC A_million_m3_After Competition Groups_17 | Home Energy Reports | 0.1598% | 0.25501 | 0.22345 | Residential_2023_SC A_million_m3_After Competition Groups_Home Energy Reports
Residential | Res ¦ Minimize Hot and Warm Clothes Wash | 2023 | SC A | million_m3 | After Competition Groups | 0.21242 | 0 | 0 | 139.8404 | 0.001519 | 18 | Residential_2023_SC A_million_m3_After Competition Groups_18 | Minimize Hot and Warm Clothes Wash | 0.1519% | 0 | 0.21242 | Residential_2023_SC A_million_m3_After Competition Groups_Minimize Hot and Warm Clothes Wash
Residential | Res ¦ Floor Insulation | 2023 | SC A | million_m3 | After Competition Groups | 0.20388 | 11393.4237 | 0.011393 | 139.8404 | 0.001458 | 19 | Residential_2023_SC A_million_m3_After Competition Groups_19 | Floor Insulation | 0.1458% | 0.011393 | 0.20388 | Residential_2023_SC A_million_m3_After Competition Groups_Floor Insulation
Residential | Res ¦ Pool Cover | 2023 | SC A | million_m3 | After Competition Groups | 0.18836 | 0 | 0 | 139.8404 | 0.0013469 | 20 | Residential_2023_SC A_million_m3_After Competition Groups_20 | Pool Cover | 0.1347% | 0 | 0.18836 | Residential_2023_SC A_million_m3_After Competition Groups_Pool Cover
Residential | Res ¦ Wall Insulation | 2023 | SC A | million_m3 | After Competition Groups | 0.055854 | 0 | 0 | 139.8404 | 0.00039941 | 21 | Residential_2023_SC A_million_m3_After Competition Groups_21 | Wall Insulation | 0.03994% | 0 | 0.055854 | Residential_2023_SC A_million_m3_After Competition Groups_Wall Insulation
Residential | Res ¦ Clothes Drying Racks | 2023 | SC A | million_m3 | After Competition Groups | 0.00015694 | 0 | 0 | 139.8404 | 1.1223e-06 | 22 | Residential_2023_SC A_million_m3_After Competition Groups_22 | Clothes Drying Racks | 0.0001122% | 0 | 0.00015694 | Residential_2023_SC A_million_m3_After Competition Groups_Clothes Drying Racks
Residential | Res ¦ Energy Star Clothes Washer | 2023 | SC A | million_m3 | After Competition Groups | 0 | 0 | 0 | 139.8404 | 0 | 23 | Residential_2023_SC A_million_m3_After Competition Groups_23 | Energy Star Clothes Washer | 0% | 0 | 0 | Residential_2023_SC A_million_m3_After Competition Groups_Energy Star Clothes Washer
Residential | Res ¦ Water Heater Temperature Setback | 2023 | SC A | million_m3 | After Competition Groups | 0 | 0 | 0 | 139.8404 | 0 | 24 | Residential_2023_SC A_million_m3_After Competition Groups_24 | Water Heater Temperature Setback | 0% | 0 | 0 | Residential_2023_SC A_million_m3_After Competition Groups_Water Heater Temperature Setback
Residential | Res ¦ Comprehensive Draft Proofing | 2023 | SC B | million_m3 | After Competition Groups | 73.0065 | 1603102.7516 | 1.6031 | 337.0325 | 0.21662 | 1 | Residential_2023_SC B_million_m3_After Competition Groups_1 | Comprehensive Draft Proofing | 21.66% | 1.6031 | 73.0065 | Residential_2023_SC B_million_m3_After Competition Groups_Comprehensive Draft Proofing
Residential | Res ¦ Adaptive Thermostat | 2023 | SC B | million_m3 | After Competition Groups | 47.2399 | 19221308.2716 | 19.2213 | 337.0325 | 0.14016 | 2 | Residential_2023_SC B_million_m3_After Competition Groups_2 | Adaptive Thermostat | 14.02% | 19.2213 | 47.2399 | Residential_2023_SC B_million_m3_After Competition Groups_Adaptive Thermostat
Residential | Res ¦ Air Sealing | 2023 | SC B | million_m3 | After Competition Groups | 40.6927 | 17190753.527 | 17.1908 | 337.0325 | 0.12074 | 3 | Residential_2023_SC B_million_m3_After Competition Groups_3 | Air Sealing | 12.07% | 17.1908 | 40.6927 | Residential_2023_SC B_million_m3_After Competition Groups_Air Sealing
Residential | Res ¦ Advanced BAS/Controllers | 2023 | SC B | million_m3 | After Competition Groups | 30.0696 | 1407294.8123 | 1.4073 | 337.0325 | 0.089219 | 4 | Residential_2023_SC B_million_m3_After Competition Groups_4 | Advanced BAS/Controllers | 8.922% | 1.4073 | 30.0696 | Residential_2023_SC B_million_m3_After Competition Groups_Advanced BAS/Controllers
Residential | Res ¦ High Efficiency Fireplace with Pilotless Ignition | 2023 | SC B | million_m3 | After Competition Groups | 26.7621 | 5088155.1093 | 5.0882 | 337.0325 | 0.079405 | 5 | Residential_2023_SC B_million_m3_After Competition Groups_5 | High Efficiency Fireplace with Pilotless Ignition | 7.941% | 5.0882 | 26.7621 | Residential_2023_SC B_million_m3_After Competition Groups_High Efficiency Fireplace with Pilotless Ignition
Residential | Res ¦ High Efficiency Condensing Furnace | 2023 | SC B | million_m3 | After Competition Groups | 26.0933 | 35139412.6757 | 35.1394 | 337.0325 | 0.077421 | 6 | Residential_2023_SC B_million_m3_After Competition Groups_6 | High Efficiency Condensing Furnace | 7.742% | 35.1394 | 26.0933 | Residential_2023_SC B_million_m3_After Competition Groups_High Efficiency Condensing Furnace
Residential | Res ¦ Building Recommissioning, Operations and Maintenance (O&M) Improvements | 2023 | SC B | million_m3 | After Competition Groups | 24.8489 | 1126027.9017 | 1.126 | 337.0325 | 0.073729 | 7 | Residential_2023_SC B_million_m3_After Competition Groups_7 | Building Recommissioning, Operations and Maintenance (O&M) Improvements | 7.373% | 1.126 | 24.8489 | Residential_2023_SC B_million_m3_After Competition Groups_Building Recommissioning, Operations and Maintenance (O&M) Improvements
Residential | Res ¦ Demand Control Ventilation | 2023 | SC B | million_m3 | After Competition Groups | 13.4769 | 3277445.7136 | 3.2774 | 337.0325 | 0.039987 | 8 | Residential_2023_SC B_million_m3_After Competition Groups_8 | Demand Control Ventilation | 3.999% | 3.2774 | 13.4769 | Residential_2023_SC B_million_m3_After Competition Groups_Demand Control Ventilation
Residential | Res ¦ Attic Insulation | 2023 | SC B | million_m3 | After Competition Groups | 9.936 | 3861159.5689 | 3.8612 | 337.0325 | 0.029481 | 9 | Residential_2023_SC B_million_m3_After Competition Groups_9 | Attic Insulation | 2.948% | 3.8612 | 9.936 | Residential_2023_SC B_million_m3_After Competition Groups_Attic Insulation
Residential | Res ¦ Condensing Make Up Air Unit | 2023 | SC B | million_m3 | After Competition Groups | 9.6069 | 2706954.7671 | 2.707 | 337.0325 | 0.028505 | 10 | Residential_2023_SC B_million_m3_After Competition Groups_10 | Condensing Make Up Air Unit | 2.85% | 2.707 | 9.6069 | Residential_2023_SC B_million_m3_After Competition Groups_Condensing Make Up Air Unit
Residential | Res ¦ Basement Wall Insulation | 2023 | SC B | million_m3 | After Competition Groups | 8.26 | 2364988.8735 | 2.365 | 337.0325 | 0.024508 | 11 | Residential_2023_SC B_million_m3_After Competition Groups_11 | Basement Wall Insulation | 2.451% | 2.365 | 8.26 | Residential_2023_SC B_million_m3_After Competition Groups_Basement Wall Insulation
Residential | Res ¦ Condensing Boiler | 2023 | SC B | million_m3 | After Competition Groups | 8.2293 | 6910889.939 | 6.9109 | 337.0325 | 0.024417 | 12 | Residential_2023_SC B_million_m3_After Competition Groups_12 | Condensing Boiler | 2.442% | 6.9109 | 8.2293 | Residential_2023_SC B_million_m3_After Competition Groups_Condensing Boiler
Residential | Res ¦ Heat Recovery Ventilator | 2023 | SC B | million_m3 | After Competition Groups | 4.9389 | 7116539.7962 | 7.1165 | 337.0325 | 0.014654 | 13 | Residential_2023_SC B_million_m3_After Competition Groups_13 | Heat Recovery Ventilator | 1.465% | 7.1165 | 4.9389 | Residential_2023_SC B_million_m3_After Competition Groups_Heat Recovery Ventilator
Residential | Res ¦ Pool Cover | 2023 | SC B | million_m3 | After Competition Groups | 3.3768 | 3703219.7783 | 3.7032 | 337.0325 | 0.010019 | 14 | Residential_2023_SC B_million_m3_After Competition Groups_14 | Pool Cover | 1.002% | 3.7032 | 3.3768 | Residential_2023_SC B_million_m3_After Competition Groups_Pool Cover
Residential | Res ¦ Floor Insulation | 2023 | SC B | million_m3 | After Competition Groups | 3.2516 | 4192669.267 | 4.1927 | 337.0325 | 0.0096476 | 15 | Residential_2023_SC B_million_m3_After Competition Groups_15 | Floor Insulation | 0.9648% | 4.1927 | 3.2516 | Residential_2023_SC B_million_m3_After Competition Groups_Floor Insulation
Residential | Res ¦ Duct Insulation | 2023 | SC B | million_m3 | After Competition Groups | 2.4815 | 3376183.5383 | 3.3762 | 337.0325 | 0.0073629 | 16 | Residential_2023_SC B_million_m3_After Competition Groups_16 | Duct Insulation | 0.7363% | 3.3762 | 2.4815 | Residential_2023_SC B_million_m3_After Competition Groups_Duct Insulation
Residential | Res ¦ Duct Insulation MF | 2023 | SC B | million_m3 | After Competition Groups | 2.3411 | 1538134.4679 | 1.5381 | 337.0325 | 0.0069462 | 17 | Residential_2023_SC B_million_m3_After Competition Groups_17 | Duct Insulation MF | 0.6946% | 1.5381 | 2.3411 | Residential_2023_SC B_million_m3_After Competition Groups_Duct Insulation MF
Residential | Res ¦ Wall Insulation | 2023 | SC B | million_m3 | After Competition Groups | 1.0036 | 1479249.2073 | 1.4792 | 337.0325 | 0.0029779 | 18 | Residential_2023_SC B_million_m3_After Competition Groups_18 | Wall Insulation | 0.2978% | 1.4792 | 1.0036 | Residential_2023_SC B_million_m3_After Competition Groups_Wall Insulation
Residential | Res ¦ Wall Insulation MF | 2023 | SC B | million_m3 | After Competition Groups | 0.51141 | 57461.7316 | 0.057462 | 337.0325 | 0.0015174 | 19 | Residential_2023_SC B_million_m3_After Competition Groups_19 | Wall Insulation MF | 0.1517% | 0.057462 | 0.51141 | Residential_2023_SC B_million_m3_After Competition Groups_Wall Insulation MF
Residential | Res ¦ Clothes Drying Racks | 2023 | SC B | million_m3 | After Competition Groups | 0.46945 | 2014148.7305 | 2.0141 | 337.0325 | 0.0013929 | 20 | Residential_2023_SC B_million_m3_After Competition Groups_20 | Clothes Drying Racks | 0.1393% | 2.0141 | 0.46945 | Residential_2023_SC B_million_m3_After Competition Groups_Clothes Drying Racks
Residential | Res ¦ Home Energy Reports | 2023 | SC B | million_m3 | After Competition Groups | 0.22345 | 255010.4106 | 0.25501 | 337.0325 | 0.00066298 | 21 | Residential_2023_SC B_million_m3_After Competition Groups_21 | Home Energy Reports | 0.0663% | 0.25501 | 0.22345 | Residential_2023_SC B_million_m3_After Competition Groups_Home Energy Reports
Residential | Res ¦ Minimize Hot and Warm Clothes Wash | 2023 | SC B | million_m3 | After Competition Groups | 0.21242 | 0 | 0 | 337.0325 | 0.00063028 | 22 | Residential_2023_SC B_million_m3_After Competition Groups_22 | Minimize Hot and Warm Clothes Wash | 0.06303% | 0 | 0.21242 | Residential_2023_SC B_million_m3_After Competition Groups_Minimize Hot and Warm Clothes Wash
Residential | Res ¦ Energy Star Clothes Washer | 2023 | SC B | million_m3 | After Competition Groups | 0 | 0 | 0 | 337.0325 | 0 | 23 | Residential_2023_SC B_million_m3_After Competition Groups_23 | Energy Star Clothes Washer | 0% | 0 | 0 | Residential_2023_SC B_million_m3_After Competition Groups_Energy Star Clothes Washer
Residential | Res ¦ Water Heater Temperature Setback | 2023 | SC B | million_m3 | After Competition Groups | 0 | 0 | 0 | 337.0325 | 0 | 24 | Residential_2023_SC B_million_m3_After Competition Groups_24 | Water Heater Temperature Setback | 0% | 0 | 0 | Residential_2023_SC B_million_m3_After Competition Groups_Water Heater Temperature Setback
Residential | Res ¦ Adaptive Thermostat | 2023 | SC C | million_m3 | After Competition Groups | 29.2029 | 6983927.3149 | 6.9839 | 162.4948 | 0.17972 | 1 | Residential_2023_SC C_million_m3_After Competition Groups_1 | Adaptive Thermostat | 17.97% | 6.9839 | 29.2029 | Residential_2023_SC C_million_m3_After Competition Groups_Adaptive Thermostat
Residential | Res ¦ Comprehensive Draft Proofing | 2023 | SC C | million_m3 | After Competition Groups | 27.5643 | 626412.8911 | 0.62641 | 162.4948 | 0.16963 | 2 | Residential_2023_SC C_million_m3_After Competition Groups_2 | Comprehensive Draft Proofing | 16.96% | 0.62641 | 27.5643 | Residential_2023_SC C_million_m3_After Competition Groups_Comprehensive Draft Proofing
Residential | Res ¦ High Efficiency Fireplace with Pilotless Ignition | 2023 | SC C | million_m3 | After Competition Groups | 24.0588 | 4282561.2544 | 4.2826 | 162.4948 | 0.14806 | 3 | Residential_2023_SC C_million_m3_After Competition Groups_3 | High Efficiency Fireplace with Pilotless Ignition | 14.81% | 4.2826 | 24.0588 | Residential_2023_SC C_million_m3_After Competition Groups_High Efficiency Fireplace with Pilotless Ignition
Residential | Res ¦ Air Sealing | 2023 | SC C | million_m3 | After Competition Groups | 22.1513 | 5384747.4905 | 5.3847 | 162.4948 | 0.13632 | 4 | Residential_2023_SC C_million_m3_After Competition Groups_4 | Air Sealing | 13.63% | 5.3847 | 22.1513 | Residential_2023_SC C_million_m3_After Competition Groups_Air Sealing
Residential | Res ¦ Advanced BAS/Controllers | 2023 | SC C | million_m3 | After Competition Groups | 11.3534 | 549913.5522 | 0.54991 | 162.4948 | 0.069869 | 5 | Residential_2023_SC C_million_m3_After Competition Groups_5 | Advanced BAS/Controllers | 6.987% | 0.54991 | 11.3534 | Residential_2023_SC C_million_m3_After Competition Groups_Advanced BAS/Controllers
Residential | Res ¦ Building Recommissioning, Operations and Maintenance (O&M) Improvements | 2023 | SC C | million_m3 | After Competition Groups | 9.382 | 439997.3861 | 0.44 | 162.4948 | 0.057737 | 6 | Residential_2023_SC C_million_m3_After Competition Groups_6 | Building Recommissioning, Operations and Maintenance (O&M) Improvements | 5.774% | 0.44 | 9.382 | Residential_2023_SC C_million_m3_After Competition Groups_Building Recommissioning, Operations and Maintenance (O&M) Improvements
Residential | Res ¦ Basement Wall Insulation | 2023 | SC C | million_m3 | After Competition Groups | 8.2615 | 2365681.0293 | 2.3657 | 162.4948 | 0.050841 | 7 | Residential_2023_SC C_million_m3_After Competition Groups_7 | Basement Wall Insulation | 5.084% | 2.3657 | 8.2615 | Residential_2023_SC C_million_m3_After Competition Groups_Basement Wall Insulation
Residential | Res ¦ Attic Insulation | 2023 | SC C | million_m3 | After Competition Groups | 7.9266 | 2758419.2224 | 2.7584 | 162.4948 | 0.048781 | 8 | Residential_2023_SC C_million_m3_After Competition Groups_8 | Attic Insulation | 4.878% | 2.7584 | 7.9266 | Residential_2023_SC C_million_m3_After Competition Groups_Attic Insulation
Residential | Res ¦ Condensing Make Up Air Unit | 2023 | SC C | million_m3 | After Competition Groups | 7.294 | 1805473.0515 | 1.8055 | 162.4948 | 0.044888 | 9 | Residential_2023_SC C_million_m3_After Competition Groups_9 | Condensing Make Up Air Unit | 4.489% | 1.8055 | 7.294 | Residential_2023_SC C_million_m3_After Competition Groups_Condensing Make Up Air Unit
Residential | Res ¦ Demand Control Ventilation | 2023 | SC C | million_m3 | After Competition Groups | 5.0888 | 1280780.9053 | 1.2808 | 162.4948 | 0.031317 | 10 | Residential_2023_SC C_million_m3_After Competition Groups_10 | Demand Control Ventilation | 3.132% | 1.2808 | 5.0888 | Residential_2023_SC C_million_m3_After Competition Groups_Demand Control Ventilation
Residential | Res ¦ High Efficiency Condensing Furnace | 2023 | SC C | million_m3 | After Competition Groups | 3.5638 | 1333963.9715 | 1.334 | 162.4948 | 0.021932 | 11 | Residential_2023_SC C_million_m3_After Competition Groups_11 | High Efficiency Condensing Furnace | 2.193% | 1.334 | 3.5638 | Residential_2023_SC C_million_m3_After Competition Groups_High Efficiency Condensing Furnace
Residential | Res ¦ Condensing Boiler | 2023 | SC C | million_m3 | After Competition Groups | 2.9963 | 1248271.1425 | 1.2483 | 162.4948 | 0.018439 | 12 | Residential_2023_SC C_million_m3_After Competition Groups_12 | Condensing Boiler | 1.844% | 1.2483 | 2.9963 | Residential_2023_SC C_million_m3_After Competition Groups_Condensing Boiler
Residential | Res ¦ Heat Recovery Ventilator | 2023 | SC C | million_m3 | After Competition Groups | 0.86379 | 436434.3252 | 0.43643 | 162.4948 | 0.0053158 | 13 | Residential_2023_SC C_million_m3_After Competition Groups_13 | Heat Recovery Ventilator | 0.5316% | 0.43643 | 0.86379 | Residential_2023_SC C_million_m3_After Competition Groups_Heat Recovery Ventilator
Residential | Res ¦ Duct Insulation MF | 2023 | SC C | million_m3 | After Competition Groups | 0.77474 | 218459.9355 | 0.21846 | 162.4948 | 0.0047678 | 14 | Residential_2023_SC C_million_m3_After Competition Groups_14 | Duct Insulation MF | 0.4768% | 0.21846 | 0.77474 | Residential_2023_SC C_million_m3_After Competition Groups_Duct Insulation MF
Residential | Res ¦ Wall Insulation MF | 2023 | SC C | million_m3 | After Competition Groups | 0.51144 | 57471.0301 | 0.057471 | 162.4948 | 0.0031474 | 15 | Residential_2023_SC C_million_m3_After Competition Groups_15 | Wall Insulation MF | 0.3147% | 0.057471 | 0.51144 | Residential_2023_SC C_million_m3_After Competition Groups_Wall Insulation MF
Residential | Res ¦ Duct Insulation | 2023 | SC C | million_m3 | After Competition Groups | 0.35896 | 118490.4509 | 0.11849 | 162.4948 | 0.002209 | 16 | Residential_2023_SC C_million_m3_After Competition Groups_16 | Duct Insulation | 0.2209% | 0.11849 | 0.35896 | Residential_2023_SC C_million_m3_After Competition Groups_Duct Insulation
Residential | Res ¦ Pool Cover | 2023 | SC C | million_m3 | After Competition Groups | 0.32904 | 94047.5169 | 0.094048 | 162.4948 | 0.0020249 | 17 | Residential_2023_SC C_million_m3_After Competition Groups_17 | Pool Cover | 0.2025% | 0.094048 | 0.32904 | Residential_2023_SC C_million_m3_After Competition Groups_Pool Cover
Residential | Res ¦ Floor Insulation | 2023 | SC C | million_m3 | After Competition Groups | 0.2946 | 94768.6201 | 0.094769 | 162.4948 | 0.001813 | 18 | Residential_2023_SC C_million_m3_After Competition Groups_18 | Floor Insulation | 0.1813% | 0.094769 | 0.2946 | Residential_2023_SC C_million_m3_After Competition Groups_Floor Insulation
Residential | Res ¦ Home Energy Reports | 2023 | SC C | million_m3 | After Competition Groups | 0.22345 | 255010.4106 | 0.25501 | 162.4948 | 0.0013751 | 19 | Residential_2023_SC C_million_m3_After Competition Groups_19 | Home Energy Reports | 0.1375% | 0.25501 | 0.22345 | Residential_2023_SC C_million_m3_After Competition Groups_Home Energy Reports
Residential | Res ¦ Minimize Hot and Warm Clothes Wash | 2023 | SC C | million_m3 | After Competition Groups | 0.21242 | 0 | 0 | 162.4948 | 0.0013073 | 20 | Residential_2023_SC C_million_m3_After Competition Groups_20 | Minimize Hot and Warm Clothes Wash | 0.1307% | 0 | 0.21242 | Residential_2023_SC C_million_m3_After Competition Groups_Minimize Hot and Warm Clothes Wash
Residential | Res ¦ Wall Insulation | 2023 | SC C | million_m3 | After Competition Groups | 0.082531 | 28500.3049 | 0.0285 | 162.4948 | 0.0005079 | 21 | Residential_2023_SC C_million_m3_After Competition Groups_21 | Wall Insulation | 0.05079% | 0.0285 | 0.082531 | Residential_2023_SC C_million_m3_After Competition Groups_Wall Insulation
Residential | Res ¦ Clothes Drying Racks | 2023 | SC C | million_m3 | After Competition Groups | 0.00015694 | 0 | 0 | 162.4948 | 9.658e-07 | 22 | Residential_2023_SC C_million_m3_After Competition Groups_22 | Clothes Drying Racks | 9.658e-05% | 0 | 0.00015694 | Residential_2023_SC C_million_m3_After Competition Groups_Clothes Drying Racks
Residential | Res ¦ Energy Star Clothes Washer | 2023 | SC C | million_m3 | After Competition Groups | 0 | 0 | 0 | 162.4948 | 0 | 23 | Residential_2023_SC C_million_m3_After Competition Groups_23 | Energy Star Clothes Washer | 0% | 0 | 0 | Residential_2023_SC C_million_m3_After Competition Groups_Energy Star Clothes Washer
Residential | Res ¦ Water Heater Temperature Setback | 2023 | SC C | million_m3 | After Competition Groups | 0 | 0 | 0 | 162.4948 | 0 | 24 | Residential_2023_SC C_million_m3_After Competition Groups_24 | Water Heater Temperature Setback | 0% | 0 | 0 | Residential_2023_SC C_million_m3_After Competition Groups_Water Heater Temperature Setback
Residential | Res ¦ Air Sealing | 2023 | Technical | million_m3 | After Competition Groups | 641.7417 | 0 | 0 | 3424.999 | 0.18737 | 1 | Residential_2023_Technical_million_m3_After Competition Groups_1 | Air Sealing | 18.74% | 0 | 641.7417 | Residential_2023_Technical_million_m3_After Competition Groups_Air Sealing
Residential | Res ¦ Adaptive Thermostat | 2023 | Technical | million_m3 | After Competition Groups | 495.4328 | 0 | 0 | 3424.999 | 0.14465 | 2 | Residential_2023_Technical_million_m3_After Competition Groups_2 | Adaptive Thermostat | 14.47% | 0 | 495.4328 | Residential_2023_Technical_million_m3_After Competition Groups_Adaptive Thermostat
Residential | Res ¦ Energy Star Windows | 2023 | Technical | million_m3 | After Competition Groups | 244.1781 | 0 | 0 | 3424.999 | 0.071293 | 3 | Residential_2023_Technical_million_m3_After Competition Groups_3 | Energy Star Windows | 7.129% | 0 | 244.1781 | Residential_2023_Technical_million_m3_After Competition Groups_Energy Star Windows
Residential | Res ¦ Comprehensive Draft Proofing | 2023 | Technical | million_m3 | After Competition Groups | 193.2561 | 0 | 0 | 3424.999 | 0.056425 | 4 | Residential_2023_Technical_million_m3_After Competition Groups_4 | Comprehensive Draft Proofing | 5.643% | 0 | 193.2561 | Residential_2023_Technical_million_m3_After Competition Groups_Comprehensive Draft Proofing
Residential | Res ¦ Wall Insulation | 2023 | Technical | million_m3 | After Competition Groups | 177.4431 | 0 | 0 | 3424.999 | 0.051808 | 5 | Residential_2023_Technical_million_m3_After Competition Groups_5 | Wall Insulation | 5.181% | 0 | 177.4431 | Residential_2023_Technical_million_m3_After Competition Groups_Wall Insulation
Residential | Res ¦ Attic Insulation | 2023 | Technical | million_m3 | After Competition Groups | 156.6917 | 0 | 0 | 3424.999 | 0.045749 | 6 | Residential_2023_Technical_million_m3_After Competition Groups_6 | Attic Insulation | 4.575% | 0 | 156.6917 | Residential_2023_Technical_million_m3_After Competition Groups_Attic Insulation
Residential | Res ¦ DHW Recirculation Systems | 2023 | Technical | million_m3 | After Competition Groups | 148.2487 | 0 | 0 | 3424.999 | 0.043284 | 7 | Residential_2023_Technical_million_m3_After Competition Groups_7 | DHW Recirculation Systems | 4.328% | 0 | 148.2487 | Residential_2023_Technical_million_m3_After Competition Groups_DHW Recirculation Systems
Residential | Res ¦ Basement or Crawlspace Insulation | 2023 | Technical | million_m3 | After Competition Groups | 133.1038 | 0 | 0 | 3424.999 | 0.038862 | 8 | Residential_2023_Technical_million_m3_After Competition Groups_8 | Basement or Crawlspace Insulation | 3.886% | 0 | 133.1038 | Residential_2023_Technical_million_m3_After Competition Groups_Basement or Crawlspace Insulation
Residential | Res ¦ Basement Wall Insulation | 2023 | Technical | million_m3 | After Competition Groups | 130.253 | 0 | 0 | 3424.999 | 0.03803 | 9 | Residential_2023_Technical_million_m3_After Competition Groups_9 | Basement Wall Insulation | 3.803% | 0 | 130.253 | Residential_2023_Technical_million_m3_After Competition Groups_Basement Wall Insulation
Residential | Res ¦ Window Film | 2023 | Technical | million_m3 | After Competition Groups | 91.5715 | 0 | 0 | 3424.999 | 0.026736 | 10 | Residential_2023_Technical_million_m3_After Competition Groups_10 | Window Film | 2.674% | 0 | 91.5715 | Residential_2023_Technical_million_m3_After Competition Groups_Window Film
Residential | Res ¦ Condensing Storage Water Heater | 2023 | Technical | million_m3 | After Competition Groups | 89.9084 | 0 | 0 | 3424.999 | 0.026251 | 11 | Residential_2023_Technical_million_m3_After Competition Groups_11 | Condensing Storage Water Heater | 2.625% | 0 | 89.9084 | Residential_2023_Technical_million_m3_After Competition Groups_Condensing Storage Water Heater
Residential | Res ¦ Furnace Tune Up | 2023 | Technical | million_m3 | After Competition Groups | 88.5114 | 0 | 0 | 3424.999 | 0.025843 | 12 | Residential_2023_Technical_million_m3_After Competition Groups_12 | Furnace Tune Up | 2.584% | 0 | 88.5114 | Residential_2023_Technical_million_m3_After Competition Groups_Furnace Tune Up
Residential | Res ¦ Condensing Boiler | 2023 | Technical | million_m3 | After Competition Groups | 79.6547 | 0 | 0 | 3424.999 | 0.023257 | 13 | Residential_2023_Technical_million_m3_After Competition Groups_13 | Condensing Boiler | 2.326% | 0 | 79.6547 | Residential_2023_Technical_million_m3_After Competition Groups_Condensing Boiler
Residential | Res ¦ Advanced BAS/Controllers | 2023 | Technical | million_m3 | After Competition Groups | 79.5995 | 0 | 0 | 3424.999 | 0.023241 | 14 | Residential_2023_Technical_million_m3_After Competition Groups_14 | Advanced BAS/Controllers | 2.324% | 0 | 79.5995 | Residential_2023_Technical_million_m3_After Competition Groups_Advanced BAS/Controllers
Residential | Res ¦ Tankless Water Heater | 2023 | Technical | million_m3 | After Competition Groups | 75.0448 | 0 | 0 | 3424.999 | 0.021911 | 15 | Residential_2023_Technical_million_m3_After Competition Groups_15 | Tankless Water Heater | 2.191% | 0 | 75.0448 | Residential_2023_Technical_million_m3_After Competition Groups_Tankless Water Heater
Residential | Res ¦ Ceiling Insulation | 2023 | Technical | million_m3 | After Competition Groups | 65.9526 | 0 | 0 | 3424.999 | 0.019256 | 16 | Residential_2023_Technical_million_m3_After Competition Groups_16 | Ceiling Insulation | 1.926% | 0 | 65.9526 | Residential_2023_Technical_million_m3_After Competition Groups_Ceiling Insulation
Residential | Res ¦ Building Recommissioning, Operations and Maintenance (O&M) Improvements | 2023 | Technical | million_m3 | After Competition Groups | 65.7781 | 0 | 0 | 3424.999 | 0.019205 | 17 | Residential_2023_Technical_million_m3_After Competition Groups_17 | Building Recommissioning, Operations and Maintenance (O&M) Improvements | 1.921% | 0 | 65.7781 | Residential_2023_Technical_million_m3_After Competition Groups_Building Recommissioning, Operations and Maintenance (O&M) Improvements
Residential | Res ¦ Duct Insulation MF | 2023 | Technical | million_m3 | After Competition Groups | 52.0537 | 0 | 0 | 3424.999 | 0.015198 | 18 | Residential_2023_Technical_million_m3_After Competition Groups_18 | Duct Insulation MF | 1.52% | 0 | 52.0537 | Residential_2023_Technical_million_m3_After Competition Groups_Duct Insulation MF
Residential | Res ¦ Floor Insulation | 2023 | Technical | million_m3 | After Competition Groups | 51.3079 | 0 | 0 | 3424.999 | 0.01498 | 19 | Residential_2023_Technical_million_m3_After Competition Groups_19 | Floor Insulation | 1.498% | 0 | 51.3079 | Residential_2023_Technical_million_m3_After Competition Groups_Floor Insulation
Residential | Res ¦ Duct Insulation | 2023 | Technical | million_m3 | After Competition Groups | 48.764 | 0 | 0 | 3424.999 | 0.014238 | 20 | Residential_2023_Technical_million_m3_After Competition Groups_20 | Duct Insulation | 1.424% | 0 | 48.764 | Residential_2023_Technical_million_m3_After Competition Groups_Duct Insulation
Residential | Res ¦ High Efficiency Condensing Furnace | 2023 | Technical | million_m3 | After Competition Groups | 48.3335 | 0 | 0 | 3424.999 | 0.014112 | 21 | Residential_2023_Technical_million_m3_After Competition Groups_21 | High Efficiency Condensing Furnace | 1.411% | 0 | 48.3335 | Residential_2023_Technical_million_m3_After Competition Groups_High Efficiency Condensing Furnace
Residential | Res ¦ Heat Recovery Ventilator | 2023 | Technical | million_m3 | After Competition Groups | 47.6252 | 0 | 0 | 3424.999 | 0.013905 | 22 | Residential_2023_Technical_million_m3_After Competition Groups_22 | Heat Recovery Ventilator | 1.391% | 0 | 47.6252 | Residential_2023_Technical_million_m3_After Competition Groups_Heat Recovery Ventilator
Residential | Res ¦ High Efficiency Fireplace with Pilotless Ignition | 2023 | Technical | million_m3 | After Competition Groups | 46.7374 | 0 | 0 | 3424.999 | 0.013646 | 23 | Residential_2023_Technical_million_m3_After Competition Groups_23 | High Efficiency Fireplace with Pilotless Ignition | 1.365% | 0 | 46.7374 | Residential_2023_Technical_million_m3_After Competition Groups_High Efficiency Fireplace with Pilotless Ignition
Residential | Res ¦ Demand Control Ventilation | 2023 | Technical | million_m3 | After Competition Groups | 35.6782 | 0 | 0 | 3424.999 | 0.010417 | 24 | Residential_2023_Technical_million_m3_After Competition Groups_24 | Demand Control Ventilation | 1.042% | 0 | 35.6782 | Residential_2023_Technical_million_m3_After Competition Groups_Demand Control Ventilation
Residential | Res ¦ Condensing Make Up Air Unit | 2023 | Technical | million_m3 | After Competition Groups | 32.1496 | 0 | 0 | 3424.999 | 0.0093868 | 25 | Residential_2023_Technical_million_m3_After Competition Groups_25 | Condensing Make Up Air Unit | 0.9387% | 0 | 32.1496 | Residential_2023_Technical_million_m3_After Competition Groups_Condensing Make Up Air Unit
Residential | Res ¦ Early Hot Water Heater Replacement | 2023 | Technical | million_m3 | After Competition Groups | 29.0504 | 0 | 0 | 3424.999 | 0.0084819 | 26 | Residential_2023_Technical_million_m3_After Competition Groups_26 | Early Hot Water Heater Replacement | 0.8482% | 0 | 29.0504 | Residential_2023_Technical_million_m3_After Competition Groups_Early Hot Water Heater Replacement
Residential | Res ¦ Drain Water Heat Recovery | 2023 | Technical | million_m3 | After Competition Groups | 24.7932 | 0 | 0 | 3424.999 | 0.0072389 | 27 | Residential_2023_Technical_million_m3_After Competition Groups_27 | Drain Water Heat Recovery | 0.7239% | 0 | 24.7932 | Residential_2023_Technical_million_m3_After Competition Groups_Drain Water Heat Recovery
Residential | Res ¦ Pool Cover | 2023 | Technical | million_m3 | After Competition Groups | 16.2473 | 0 | 0 | 3424.999 | 0.0047437 | 28 | Residential_2023_Technical_million_m3_After Competition Groups_28 | Pool Cover | 0.4744% | 0 | 16.2473 | Residential_2023_Technical_million_m3_After Competition Groups_Pool Cover
Residential | Res ¦ Home Energy Reports | 2023 | Technical | million_m3 | After Competition Groups | 10.0327 | 0 | 0 | 3424.999 | 0.0029293 | 29 | Residential_2023_Technical_million_m3_After Competition Groups_29 | Home Energy Reports | 0.2929% | 0 | 10.0327 | Residential_2023_Technical_million_m3_After Competition Groups_Home Energy Reports
Residential | Res ¦ Wall Insulation MF | 2023 | Technical | million_m3 | After Competition Groups | 8.0635 | 0 | 0 | 3424.999 | 0.0023543 | 30 | Residential_2023_Technical_million_m3_After Competition Groups_30 | Wall Insulation MF | 0.2354% | 0 | 8.0635 | Residential_2023_Technical_million_m3_After Competition Groups_Wall Insulation MF
Residential | Res ¦ Water Heater Temperature Setback | 2023 | Technical | million_m3 | After Competition Groups | 7.2298 | 0 | 0 | 3424.999 | 0.0021109 | 31 | Residential_2023_Technical_million_m3_After Competition Groups_31 | Water Heater Temperature Setback | 0.2111% | 0 | 7.2298 | Residential_2023_Technical_million_m3_After Competition Groups_Water Heater Temperature Setback
Residential | Res ¦ High Efficiency Gas Pool Heater | 2023 | Technical | million_m3 | After Competition Groups | 6.7053 | 0 | 0 | 3424.999 | 0.0019578 | 32 | Residential_2023_Technical_million_m3_After Competition Groups_32 | High Efficiency Gas Pool Heater | 0.1958% | 0 | 6.7053 | Residential_2023_Technical_million_m3_After Competition Groups_High Efficiency Gas Pool Heater
Residential | Res ¦ Clothes Drying Racks | 2023 | Technical | million_m3 | After Competition Groups | 1.2461 | 0 | 0 | 3424.999 | 0.00036383 | 33 | Residential_2023_Technical_million_m3_After Competition Groups_33 | Clothes Drying Racks | 0.03638% | 0 | 1.2461 | Residential_2023_Technical_million_m3_After Competition Groups_Clothes Drying Racks
Residential | Res ¦ Minimize Hot and Warm Clothes Wash | 2023 | Technical | million_m3 | After Competition Groups | 1.079 | 0 | 0 | 3424.999 | 0.00031503 | 34 | Residential_2023_Technical_million_m3_After Competition Groups_34 | Minimize Hot and Warm Clothes Wash | 0.0315% | 0 | 1.079 | Residential_2023_Technical_million_m3_After Competition Groups_Minimize Hot and Warm Clothes Wash
Residential | Res ¦ Energy Star Clothes Dryer | 2023 | Technical | million_m3 | After Competition Groups | 0.90724 | 0 | 0 | 3424.999 | 0.00026489 | 35 | Residential_2023_Technical_million_m3_After Competition Groups_35 | Energy Star Clothes Dryer | 0.02649% | 0 | 0.90724 | Residential_2023_Technical_million_m3_After Competition Groups_Energy Star Clothes Dryer
Residential | Res ¦ Energy Star Clothes Washer | 2023 | Technical | million_m3 | After Competition Groups | 0.49795 | 0 | 0 | 3424.999 | 0.00014539 | 36 | Residential_2023_Technical_million_m3_After Competition Groups_36 | Energy Star Clothes Washer | 0.01454% | 0 | 0.49795 | Residential_2023_Technical_million_m3_After Competition Groups_Energy Star Clothes Washer
Residential | Res ¦ Solar Water Preheat (Pools/DHW) | 2023 | Technical | million_m3 | After Competition Groups | 0.12708 | 0 | 0 | 3424.999 | 3.7104e-05 | 37 | Residential_2023_Technical_million_m3_After Competition Groups_37 | Solar Water Preheat (Pools/DHW) | 0.00371% | 0 | 0.12708 | Residential_2023_Technical_million_m3_After Competition Groups_Solar Water Preheat (Pools/DHW)
Residential | Res ¦ Air Sealing | 2024 | Economic | million_m3 | After Competition Groups | 631.6022 | 0 | 0 | 2185.2503 | 0.28903 | 1 | Residential_2024_Economic_million_m3_After Competition Groups_1 | Air Sealing | 28.9% | 0 | 631.6022 | Residential_2024_Economic_million_m3_After Competition Groups_Air Sealing
Residential | Res ¦ Adaptive Thermostat | 2024 | Economic | million_m3 | After Competition Groups | 495.7634 | 0 | 0 | 2185.2503 | 0.22687 | 2 | Residential_2024_Economic_million_m3_After Competition Groups_2 | Adaptive Thermostat | 22.69% | 0 | 495.7634 | Residential_2024_Economic_million_m3_After Competition Groups_Adaptive Thermostat
Residential | Res ¦ Comprehensive Draft Proofing | 2024 | Economic | million_m3 | After Competition Groups | 190.2027 | 0 | 0 | 2185.2503 | 0.087039 | 3 | Residential_2024_Economic_million_m3_After Competition Groups_3 | Comprehensive Draft Proofing | 8.704% | 0 | 190.2027 | Residential_2024_Economic_million_m3_After Competition Groups_Comprehensive Draft Proofing
Residential | Res ¦ Attic Insulation | 2024 | Economic | million_m3 | After Competition Groups | 154.216 | 0 | 0 | 2185.2503 | 0.070571 | 4 | Residential_2024_Economic_million_m3_After Competition Groups_4 | Attic Insulation | 7.057% | 0 | 154.216 | Residential_2024_Economic_million_m3_After Competition Groups_Attic Insulation
Residential | Res ¦ Basement Wall Insulation | 2024 | Economic | million_m3 | After Competition Groups | 128.195 | 0 | 0 | 2185.2503 | 0.058664 | 5 | Residential_2024_Economic_million_m3_After Competition Groups_5 | Basement Wall Insulation | 5.866% | 0 | 128.195 | Residential_2024_Economic_million_m3_After Competition Groups_Basement Wall Insulation
Residential | Res ¦ Advanced BAS/Controllers | 2024 | Economic | million_m3 | After Competition Groups | 78.3418 | 0 | 0 | 2185.2503 | 0.03585 | 6 | Residential_2024_Economic_million_m3_After Competition Groups_6 | Advanced BAS/Controllers | 3.585% | 0 | 78.3418 | Residential_2024_Economic_million_m3_After Competition Groups_Advanced BAS/Controllers
Residential | Res ¦ Building Recommissioning, Operations and Maintenance (O&M) Improvements | 2024 | Economic | million_m3 | After Competition Groups | 64.7388 | 0 | 0 | 2185.2503 | 0.029625 | 7 | Residential_2024_Economic_million_m3_After Competition Groups_7 | Building Recommissioning, Operations and Maintenance (O&M) Improvements | 2.963% | 0 | 64.7388 | Residential_2024_Economic_million_m3_After Competition Groups_Building Recommissioning, Operations and Maintenance (O&M) Improvements
Residential | Res ¦ Heat Recovery Ventilator | 2024 | Economic | million_m3 | After Competition Groups | 56.2497 | 0 | 0 | 2185.2503 | 0.025741 | 8 | Residential_2024_Economic_million_m3_After Competition Groups_8 | Heat Recovery Ventilator | 2.574% | 0 | 56.2497 | Residential_2024_Economic_million_m3_After Competition Groups_Heat Recovery Ventilator
Residential | Res ¦ High Efficiency Fireplace with Pilotless Ignition | 2024 | Economic | million_m3 | After Competition Groups | 54.9541 | 0 | 0 | 2185.2503 | 0.025148 | 9 | Residential_2024_Economic_million_m3_After Competition Groups_9 | High Efficiency Fireplace with Pilotless Ignition | 2.515% | 0 | 54.9541 | Residential_2024_Economic_million_m3_After Competition Groups_High Efficiency Fireplace with Pilotless Ignition
Residential | Res ¦ Floor Insulation | 2024 | Economic | million_m3 | After Competition Groups | 50.4973 | 0 | 0 | 2185.2503 | 0.023108 | 10 | Residential_2024_Economic_million_m3_After Competition Groups_10 | Floor Insulation | 2.311% | 0 | 50.4973 | Residential_2024_Economic_million_m3_After Competition Groups_Floor Insulation
Residential | Res ¦ High Efficiency Condensing Furnace | 2024 | Economic | million_m3 | After Competition Groups | 46.0822 | 0 | 0 | 2185.2503 | 0.021088 | 11 | Residential_2024_Economic_million_m3_After Competition Groups_11 | High Efficiency Condensing Furnace | 2.109% | 0 | 46.0822 | Residential_2024_Economic_million_m3_After Competition Groups_High Efficiency Condensing Furnace
Residential | Res ¦ Duct Insulation | 2024 | Economic | million_m3 | After Competition Groups | 40.9758 | 0 | 0 | 2185.2503 | 0.018751 | 12 | Residential_2024_Economic_million_m3_After Competition Groups_12 | Duct Insulation | 1.875% | 0 | 40.9758 | Residential_2024_Economic_million_m3_After Competition Groups_Duct Insulation
Residential | Res ¦ Condensing Boiler | 2024 | Economic | million_m3 | After Competition Groups | 38.8296 | 0 | 0 | 2185.2503 | 0.017769 | 13 | Residential_2024_Economic_million_m3_After Competition Groups_13 | Condensing Boiler | 1.777% | 0 | 38.8296 | Residential_2024_Economic_million_m3_After Competition Groups_Condensing Boiler
Residential | Res ¦ Condensing Make Up Air Unit | 2024 | Economic | million_m3 | After Competition Groups | 37.7567 | 0 | 0 | 2185.2503 | 0.017278 | 14 | Residential_2024_Economic_million_m3_After Competition Groups_14 | Condensing Make Up Air Unit | 1.728% | 0 | 37.7567 | Residential_2024_Economic_million_m3_After Competition Groups_Condensing Make Up Air Unit
Residential | Res ¦ Duct Insulation MF | 2024 | Economic | million_m3 | After Competition Groups | 36.3447 | 0 | 0 | 2185.2503 | 0.016632 | 15 | Residential_2024_Economic_million_m3_After Competition Groups_15 | Duct Insulation MF | 1.663% | 0 | 36.3447 | Residential_2024_Economic_million_m3_After Competition Groups_Duct Insulation MF
Residential | Res ¦ Demand Control Ventilation | 2024 | Economic | million_m3 | After Competition Groups | 35.1145 | 0 | 0 | 2185.2503 | 0.016069 | 16 | Residential_2024_Economic_million_m3_After Competition Groups_16 | Demand Control Ventilation | 1.607% | 0 | 35.1145 | Residential_2024_Economic_million_m3_After Competition Groups_Demand Control Ventilation
Residential | Res ¦ Pool Cover | 2024 | Economic | million_m3 | After Competition Groups | 15.9906 | 0 | 0 | 2185.2503 | 0.0073175 | 17 | Residential_2024_Economic_million_m3_After Competition Groups_17 | Pool Cover | 0.7317% | 0 | 15.9906 | Residential_2024_Economic_million_m3_After Competition Groups_Pool Cover
Residential | Res ¦ Wall Insulation | 2024 | Economic | million_m3 | After Competition Groups | 15.5852 | 0 | 0 | 2185.2503 | 0.007132 | 18 | Residential_2024_Economic_million_m3_After Competition Groups_18 | Wall Insulation | 0.7132% | 0 | 15.5852 | Residential_2024_Economic_million_m3_After Competition Groups_Wall Insulation
Residential | Res ¦ Wall Insulation MF | 2024 | Economic | million_m3 | After Competition Groups | 7.9361 | 0 | 0 | 2185.2503 | 0.0036317 | 19 | Residential_2024_Economic_million_m3_After Competition Groups_19 | Wall Insulation MF | 0.3632% | 0 | 7.9361 | Residential_2024_Economic_million_m3_After Competition Groups_Wall Insulation MF
Residential | Res ¦ Home Energy Reports | 2024 | Economic | million_m3 | After Competition Groups | 3.5859 | 0 | 0 | 2185.2503 | 0.0016409 | 20 | Residential_2024_Economic_million_m3_After Competition Groups_20 | Home Energy Reports | 0.1641% | 0 | 3.5859 | Residential_2024_Economic_million_m3_After Competition Groups_Home Energy Reports
Residential | Res ¦ Clothes Drying Racks | 2024 | Economic | million_m3 | After Competition Groups | 1.2264 | 0 | 0 | 2185.2503 | 0.00056123 | 21 | Residential_2024_Economic_million_m3_After Competition Groups_21 | Clothes Drying Racks | 0.05612% | 0 | 1.2264 | Residential_2024_Economic_million_m3_After Competition Groups_Clothes Drying Racks
Residential | Res ¦ Minimize Hot and Warm Clothes Wash | 2024 | Economic | million_m3 | After Competition Groups | 1.0619 | 0 | 0 | 2185.2503 | 0.00048595 | 22 | Residential_2024_Economic_million_m3_After Competition Groups_22 | Minimize Hot and Warm Clothes Wash | 0.0486% | 0 | 1.0619 | Residential_2024_Economic_million_m3_After Competition Groups_Minimize Hot and Warm Clothes Wash
Residential | Res ¦ Energy Star Clothes Washer | 2024 | Economic | million_m3 | After Competition Groups | 0 | 0 | 0 | 2185.2503 | 0 | 23 | Residential_2024_Economic_million_m3_After Competition Groups_23 | Energy Star Clothes Washer | 0% | 0 | 0 | Residential_2024_Economic_million_m3_After Competition Groups_Energy Star Clothes Washer
Residential | Res ¦ Water Heater Temperature Setback | 2024 | Economic | million_m3 | After Competition Groups | 0 | 0 | 0 | 2185.2503 | 0 | 24 | Residential_2024_Economic_million_m3_After Competition Groups_24 | Water Heater Temperature Setback | 0% | 0 | 0 | Residential_2024_Economic_million_m3_After Competition Groups_Water Heater Temperature Setback
Residential | Res ¦ Comprehensive Draft Proofing | 2024 | SC A | million_m3 | After Competition Groups | 33.7314 | 289036.5751 | 0.28904 | 173.418 | 0.19451 | 1 | Residential_2024_SC A_million_m3_After Competition Groups_1 | Comprehensive Draft Proofing | 19.45% | 0.28904 | 33.7314 | Residential_2024_SC A_million_m3_After Competition Groups_Comprehensive Draft Proofing
Residential | Res ¦ Adaptive Thermostat | 2024 | SC A | million_m3 | After Competition Groups | 29.253 | 2434758.1604 | 2.4348 | 173.418 | 0.16869 | 2 | Residential_2024_SC A_million_m3_After Competition Groups_2 | Adaptive Thermostat | 16.87% | 2.4348 | 29.253 | Residential_2024_SC A_million_m3_After Competition Groups_Adaptive Thermostat
Residential | Res ¦ High Efficiency Fireplace with Pilotless Ignition | 2024 | SC A | million_m3 | After Competition Groups | 25.2345 | 1999059.5857 | 1.9991 | 173.418 | 0.14551 | 3 | Residential_2024_SC A_million_m3_After Competition Groups_3 | High Efficiency Fireplace with Pilotless Ignition | 14.55% | 1.9991 | 25.2345 | Residential_2024_SC A_million_m3_After Competition Groups_High Efficiency Fireplace with Pilotless Ignition
Residential | Res ¦ Air Sealing | 2024 | SC A | million_m3 | After Competition Groups | 21.1247 | 1716904.5765 | 1.7169 | 173.418 | 0.12181 | 4 | Residential_2024_SC A_million_m3_After Competition Groups_4 | Air Sealing | 12.18% | 1.7169 | 21.1247 | Residential_2024_SC A_million_m3_After Competition Groups_Air Sealing
Residential | Res ¦ Advanced BAS/Controllers | 2024 | SC A | million_m3 | After Competition Groups | 14.4434 | 616216.0867 | 0.61622 | 173.418 | 0.083286 | 5 | Residential_2024_SC A_million_m3_After Competition Groups_5 | Advanced BAS/Controllers | 8.329% | 0.61622 | 14.4434 | Residential_2024_SC A_million_m3_After Competition Groups_Advanced BAS/Controllers
Residential | Res ¦ Building Recommissioning, Operations and Maintenance (O&M) Improvements | 2024 | SC A | million_m3 | After Competition Groups | 11.9355 | 493047.4369 | 0.49305 | 173.418 | 0.068825 | 6 | Residential_2024_SC A_million_m3_After Competition Groups_6 | Building Recommissioning, Operations and Maintenance (O&M) Improvements | 6.882% | 0.49305 | 11.9355 | Residential_2024_SC A_million_m3_After Competition Groups_Building Recommissioning, Operations and Maintenance (O&M) Improvements
Residential | Res ¦ Basement Wall Insulation | 2024 | SC A | million_m3 | After Competition Groups | 9.0595 | 1307535.6807 | 1.3075 | 173.418 | 0.052241 | 7 | Residential_2024_SC A_million_m3_After Competition Groups_7 | Basement Wall Insulation | 5.224% | 1.3075 | 9.0595 | Residential_2024_SC A_million_m3_After Competition Groups_Basement Wall Insulation
Residential | Res ¦ Condensing Make Up Air Unit | 2024 | SC A | million_m3 | After Competition Groups | 7.7137 | 804719.8663 | 0.80472 | 173.418 | 0.04448 | 8 | Residential_2024_SC A_million_m3_After Competition Groups_8 | Condensing Make Up Air Unit | 4.448% | 0.80472 | 7.7137 | Residential_2024_SC A_million_m3_After Competition Groups_Condensing Make Up Air Unit
Residential | Res ¦ Attic Insulation | 2024 | SC A | million_m3 | After Competition Groups | 6.169 | 600105.4959 | 0.60011 | 173.418 | 0.035573 | 9 | Residential_2024_SC A_million_m3_After Competition Groups_9 | Attic Insulation | 3.557% | 0.60011 | 6.169 | Residential_2024_SC A_million_m3_After Competition Groups_Attic Insulation
Residential | Res ¦ Demand Control Ventilation | 2024 | SC A | million_m3 | After Competition Groups | 4.5267 | 364787.2092 | 0.36479 | 173.418 | 0.026103 | 10 | Residential_2024_SC A_million_m3_After Competition Groups_10 | Demand Control Ventilation | 2.61% | 0.36479 | 4.5267 | Residential_2024_SC A_million_m3_After Competition Groups_Demand Control Ventilation
Residential | Res ¦ Condensing Boiler | 2024 | SC A | million_m3 | After Competition Groups | 2.9903 | 480698.4178 | 0.4807 | 173.418 | 0.017243 | 11 | Residential_2024_SC A_million_m3_After Competition Groups_11 | Condensing Boiler | 1.724% | 0.4807 | 2.9903 | Residential_2024_SC A_million_m3_After Competition Groups_Condensing Boiler
Residential | Res ¦ High Efficiency Condensing Furnace | 2024 | SC A | million_m3 | After Competition Groups | 2.9315 | 0 | 0 | 173.418 | 0.016904 | 12 | Residential_2024_SC A_million_m3_After Competition Groups_12 | High Efficiency Condensing Furnace | 1.69% | 0 | 2.9315 | Residential_2024_SC A_million_m3_After Competition Groups_High Efficiency Condensing Furnace
Residential | Res ¦ Heat Recovery Ventilator | 2024 | SC A | million_m3 | After Competition Groups | 1.0756 | 0 | 0 | 173.418 | 0.0062025 | 13 | Residential_2024_SC A_million_m3_After Competition Groups_13 | Heat Recovery Ventilator | 0.6202% | 0 | 1.0756 | Residential_2024_SC A_million_m3_After Competition Groups_Heat Recovery Ventilator
Residential | Res ¦ Home Energy Reports | 2024 | SC A | million_m3 | After Competition Groups | 0.75176 | 785317.3005 | 0.78532 | 173.418 | 0.004335 | 14 | Residential_2024_SC A_million_m3_After Competition Groups_14 | Home Energy Reports | 0.4335% | 0.78532 | 0.75176 | Residential_2024_SC A_million_m3_After Competition Groups_Home Energy Reports
Residential | Res ¦ Duct Insulation MF | 2024 | SC A | million_m3 | After Competition Groups | 0.72383 | 87887.4862 | 0.087887 | 173.418 | 0.0041739 | 15 | Residential_2024_SC A_million_m3_After Competition Groups_15 | Duct Insulation MF | 0.4174% | 0.087887 | 0.72383 | Residential_2024_SC A_million_m3_After Competition Groups_Duct Insulation MF
Residential | Res ¦ Wall Insulation MF | 2024 | SC A | million_m3 | After Competition Groups | 0.63496 | 51571.7739 | 0.051572 | 173.418 | 0.0036615 | 16 | Residential_2024_SC A_million_m3_After Competition Groups_16 | Wall Insulation MF | 0.3661% | 0.051572 | 0.63496 | Residential_2024_SC A_million_m3_After Competition Groups_Wall Insulation MF
Residential | Res ¦ Duct Insulation | 2024 | SC A | million_m3 | After Competition Groups | 0.30643 | 0 | 0 | 173.418 | 0.001767 | 17 | Residential_2024_SC A_million_m3_After Competition Groups_17 | Duct Insulation | 0.1767% | 0 | 0.30643 | Residential_2024_SC A_million_m3_After Competition Groups_Duct Insulation
Residential | Res ¦ Minimize Hot and Warm Clothes Wash | 2024 | SC A | million_m3 | After Competition Groups | 0.25491 | 0 | 0 | 173.418 | 0.0014699 | 18 | Residential_2024_SC A_million_m3_After Competition Groups_18 | Minimize Hot and Warm Clothes Wash | 0.147% | 0 | 0.25491 | Residential_2024_SC A_million_m3_After Competition Groups_Minimize Hot and Warm Clothes Wash
Residential | Res ¦ Pool Cover | 2024 | SC A | million_m3 | After Competition Groups | 0.2542 | 0 | 0 | 173.418 | 0.0014658 | 19 | Residential_2024_SC A_million_m3_After Competition Groups_19 | Pool Cover | 0.1466% | 0 | 0.2542 | Residential_2024_SC A_million_m3_After Competition Groups_Pool Cover
Residential | Res ¦ Floor Insulation | 2024 | SC A | million_m3 | After Competition Groups | 0.23806 | 0 | 0 | 173.418 | 0.0013728 | 20 | Residential_2024_SC A_million_m3_After Competition Groups_20 | Floor Insulation | 0.1373% | 0 | 0.23806 | Residential_2024_SC A_million_m3_After Competition Groups_Floor Insulation
Residential | Res ¦ Wall Insulation | 2024 | SC A | million_m3 | After Competition Groups | 0.064889 | 0 | 0 | 173.418 | 0.00037418 | 21 | Residential_2024_SC A_million_m3_After Competition Groups_21 | Wall Insulation | 0.03742% | 0 | 0.064889 | Residential_2024_SC A_million_m3_After Competition Groups_Wall Insulation
Residential | Res ¦ Clothes Drying Racks | 2024 | SC A | million_m3 | After Competition Groups | 0.00020747 | 0 | 0 | 173.418 | 1.1964e-06 | 22 | Residential_2024_SC A_million_m3_After Competition Groups_22 | Clothes Drying Racks | 0.0001196% | 0 | 0.00020747 | Residential_2024_SC A_million_m3_After Competition Groups_Clothes Drying Racks
Residential | Res ¦ Energy Star Clothes Washer | 2024 | SC A | million_m3 | After Competition Groups | 0 | 0 | 0 | 173.418 | 0 | 23 | Residential_2024_SC A_million_m3_After Competition Groups_23 | Energy Star Clothes Washer | 0% | 0 | 0 | Residential_2024_SC A_million_m3_After Competition Groups_Energy Star Clothes Washer
Residential | Res ¦ Water Heater Temperature Setback | 2024 | SC A | million_m3 | After Competition Groups | 0 | 0 | 0 | 173.418 | 0 | 24 | Residential_2024_SC A_million_m3_After Competition Groups_24 | Water Heater Temperature Setback | 0% | 0 | 0 | Residential_2024_SC A_million_m3_After Competition Groups_Water Heater Temperature Setback
Residential | Res ¦ Comprehensive Draft Proofing | 2024 | SC B | million_m3 | After Competition Groups | 90.8013 | 1664825.1683 | 1.6648 | 426.7358 | 0.21278 | 1 | Residential_2024_SC B_million_m3_After Competition Groups_1 | Comprehensive Draft Proofing | 21.28% | 1.6648 | 90.8013 | Residential_2024_SC B_million_m3_After Competition Groups_Comprehensive Draft Proofing
Residential | Res ¦ Adaptive Thermostat | 2024 | SC B | million_m3 | After Competition Groups | 58.8093 | 20806630.5226 | 20.8066 | 426.7358 | 0.13781 | 2 | Residential_2024_SC B_million_m3_After Competition Groups_2 | Adaptive Thermostat | 13.78% | 20.8066 | 58.8093 | Residential_2024_SC B_million_m3_After Competition Groups_Adaptive Thermostat
Residential | Res ¦ Air Sealing | 2024 | SC B | million_m3 | After Competition Groups | 51.1505 | 19035329.7414 | 19.0353 | 426.7358 | 0.11986 | 3 | Residential_2024_SC B_million_m3_After Competition Groups_3 | Air Sealing | 11.99% | 19.0353 | 51.1505 | Residential_2024_SC B_million_m3_After Competition Groups_Air Sealing
Residential | Res ¦ Advanced BAS/Controllers | 2024 | SC B | million_m3 | After Competition Groups | 37.3989 | 1461482.8404 | 1.4615 | 426.7358 | 0.08764 | 4 | Residential_2024_SC B_million_m3_After Competition Groups_4 | Advanced BAS/Controllers | 8.764% | 1.4615 | 37.3989 | Residential_2024_SC B_million_m3_After Competition Groups_Advanced BAS/Controllers
Residential | Res ¦ High Efficiency Condensing Furnace | 2024 | SC B | million_m3 | After Competition Groups | 33.7579 | 36214185.4932 | 36.2142 | 426.7358 | 0.079107 | 5 | Residential_2024_SC B_million_m3_After Competition Groups_5 | High Efficiency Condensing Furnace | 7.911% | 36.2142 | 33.7579 | Residential_2024_SC B_million_m3_After Competition Groups_High Efficiency Condensing Furnace
Residential | Res ¦ High Efficiency Fireplace with Pilotless Ignition | 2024 | SC B | million_m3 | After Competition Groups | 33.5695 | 5437689.6441 | 5.4377 | 426.7358 | 0.078666 | 6 | Residential_2024_SC B_million_m3_After Competition Groups_6 | High Efficiency Fireplace with Pilotless Ignition | 7.867% | 5.4377 | 33.5695 | Residential_2024_SC B_million_m3_After Competition Groups_High Efficiency Fireplace with Pilotless Ignition
Residential | Res ¦ Building Recommissioning, Operations and Maintenance (O&M) Improvements | 2024 | SC B | million_m3 | After Competition Groups | 30.9057 | 1169383.1104 | 1.1694 | 426.7358 | 0.072423 | 7 | Residential_2024_SC B_million_m3_After Competition Groups_7 | Building Recommissioning, Operations and Maintenance (O&M) Improvements | 7.242% | 1.1694 | 30.9057 | Residential_2024_SC B_million_m3_After Competition Groups_Building Recommissioning, Operations and Maintenance (O&M) Improvements
Residential | Res ¦ Demand Control Ventilation | 2024 | SC B | million_m3 | After Competition Groups | 16.7618 | 3403681.3604 | 3.4037 | 426.7358 | 0.039279 | 8 | Residential_2024_SC B_million_m3_After Competition Groups_8 | Demand Control Ventilation | 3.928% | 3.4037 | 16.7618 | Residential_2024_SC B_million_m3_After Competition Groups_Demand Control Ventilation
Residential | Res ¦ Condensing Make Up Air Unit | 2024 | SC B | million_m3 | After Competition Groups | 13.077 | 3219895.8796 | 3.2199 | 426.7358 | 0.030644 | 9 | Residential_2024_SC B_million_m3_After Competition Groups_9 | Condensing Make Up Air Unit | 3.064% | 3.2199 | 13.077 | Residential_2024_SC B_million_m3_After Competition Groups_Condensing Make Up Air Unit
Residential | Res ¦ Attic Insulation | 2024 | SC B | million_m3 | After Competition Groups | 12.4894 | 4275467.6153 | 4.2755 | 426.7358 | 0.029267 | 10 | Residential_2024_SC B_million_m3_After Competition Groups_10 | Attic Insulation | 2.927% | 4.2755 | 12.4894 | Residential_2024_SC B_million_m3_After Competition Groups_Attic Insulation
Residential | Res ¦ Condensing Boiler | 2024 | SC B | million_m3 | After Competition Groups | 11.4391 | 8417895.8399 | 8.4179 | 426.7358 | 0.026806 | 11 | Residential_2024_SC B_million_m3_After Competition Groups_11 | Condensing Boiler | 2.681% | 8.4179 | 11.4391 | Residential_2024_SC B_million_m3_After Competition Groups_Condensing Boiler
Residential | Res ¦ Basement Wall Insulation | 2024 | SC B | million_m3 | After Competition Groups | 10.3828 | 2618765.6141 | 2.6188 | 426.7358 | 0.024331 | 12 | Residential_2024_SC B_million_m3_After Competition Groups_12 | Basement Wall Insulation | 2.433% | 2.6188 | 10.3828 | Residential_2024_SC B_million_m3_After Competition Groups_Basement Wall Insulation
Residential | Res ¦ Heat Recovery Ventilator | 2024 | SC B | million_m3 | After Competition Groups | 7.7599 | 9540159.6677 | 9.5402 | 426.7358 | 0.018184 | 13 | Residential_2024_SC B_million_m3_After Competition Groups_13 | Heat Recovery Ventilator | 1.818% | 9.5402 | 7.7599 | Residential_2024_SC B_million_m3_After Competition Groups_Heat Recovery Ventilator
Residential | Res ¦ Pool Cover | 2024 | SC B | million_m3 | After Competition Groups | 4.7625 | 4112316.2868 | 4.1123 | 426.7358 | 0.01116 | 14 | Residential_2024_SC B_million_m3_After Competition Groups_14 | Pool Cover | 1.116% | 4.1123 | 4.7625 | Residential_2024_SC B_million_m3_After Competition Groups_Pool Cover
Residential | Res ¦ Floor Insulation | 2024 | SC B | million_m3 | After Competition Groups | 4.0871 | 4642403.1708 | 4.6424 | 426.7358 | 0.0095777 | 15 | Residential_2024_SC B_million_m3_After Competition Groups_15 | Floor Insulation | 0.9578% | 4.6424 | 4.0871 | Residential_2024_SC B_million_m3_After Competition Groups_Floor Insulation
Residential | Res ¦ Duct Insulation | 2024 | SC B | million_m3 | After Competition Groups | 3.1452 | 3768430.5252 | 3.7684 | 426.7358 | 0.0073704 | 16 | Residential_2024_SC B_million_m3_After Competition Groups_16 | Duct Insulation | 0.737% | 3.7684 | 3.1452 | Residential_2024_SC B_million_m3_After Competition Groups_Duct Insulation
Residential | Res ¦ Duct Insulation MF | 2024 | SC B | million_m3 | After Competition Groups | 2.9427 | 1703155.0819 | 1.7032 | 426.7358 | 0.0068959 | 17 | Residential_2024_SC B_million_m3_After Competition Groups_17 | Duct Insulation MF | 0.6896% | 1.7032 | 2.9427 | Residential_2024_SC B_million_m3_After Competition Groups_Duct Insulation MF
Residential | Res ¦ Wall Insulation | 2024 | SC B | million_m3 | After Competition Groups | 1.2615 | 1637922.341 | 1.6379 | 426.7358 | 0.0029563 | 18 | Residential_2024_SC B_million_m3_After Competition Groups_18 | Wall Insulation | 0.2956% | 1.6379 | 1.2615 | Residential_2024_SC B_million_m3_After Competition Groups_Wall Insulation
Residential | Res ¦ Home Energy Reports | 2024 | SC B | million_m3 | After Competition Groups | 0.75176 | 785317.3005 | 0.78532 | 426.7358 | 0.0017617 | 19 | Residential_2024_SC B_million_m3_After Competition Groups_19 | Home Energy Reports | 0.1762% | 0.78532 | 0.75176 | Residential_2024_SC B_million_m3_After Competition Groups_Home Energy Reports
Residential | Res ¦ Wall Insulation MF | 2024 | SC B | million_m3 | After Competition Groups | 0.64284 | 63628.1291 | 0.063628 | 426.7358 | 0.0015064 | 20 | Residential_2024_SC B_million_m3_After Competition Groups_20 | Wall Insulation MF | 0.1506% | 0.063628 | 0.64284 | Residential_2024_SC B_million_m3_After Competition Groups_Wall Insulation MF
Residential | Res ¦ Clothes Drying Racks | 2024 | SC B | million_m3 | After Competition Groups | 0.58393 | 2092489.3775 | 2.0925 | 426.7358 | 0.0013684 | 21 | Residential_2024_SC B_million_m3_After Competition Groups_21 | Clothes Drying Racks | 0.1368% | 2.0925 | 0.58393 | Residential_2024_SC B_million_m3_After Competition Groups_Clothes Drying Racks
Residential | Res ¦ Minimize Hot and Warm Clothes Wash | 2024 | SC B | million_m3 | After Competition Groups | 0.25491 | 0 | 0 | 426.7358 | 0.00059735 | 22 | Residential_2024_SC B_million_m3_After Competition Groups_22 | Minimize Hot and Warm Clothes Wash | 0.05973% | 0 | 0.25491 | Residential_2024_SC B_million_m3_After Competition Groups_Minimize Hot and Warm Clothes Wash
Residential | Res ¦ Energy Star Clothes Washer | 2024 | SC B | million_m3 | After Competition Groups | 0 | 0 | 0 | 426.7358 | 0 | 23 | Residential_2024_SC B_million_m3_After Competition Groups_23 | Energy Star Clothes Washer | 0% | 0 | 0 | Residential_2024_SC B_million_m3_After Competition Groups_Energy Star Clothes Washer
Residential | Res ¦ Water Heater Temperature Setback | 2024 | SC B | million_m3 | After Competition Groups | 0 | 0 | 0 | 426.7358 | 0 | 24 | Residential_2024_SC B_million_m3_After Competition Groups_24 | Water Heater Temperature Setback | 0% | 0 | 0 | Residential_2024_SC B_million_m3_After Competition Groups_Water Heater Temperature Setback
Residential | Res ¦ Adaptive Thermostat | 2024 | SC C | million_m3 | After Competition Groups | 36.0267 | 7497176.6785 | 7.4972 | 204.9654 | 0.17577 | 1 | Residential_2024_SC C_million_m3_After Competition Groups_1 | Adaptive Thermostat | 17.58% | 7.4972 | 36.0267 | Residential_2024_SC C_million_m3_After Competition Groups_Adaptive Thermostat
Residential | Res ¦ Comprehensive Draft Proofing | 2024 | SC C | million_m3 | After Competition Groups | 35.0664 | 701938.8754 | 0.70194 | 204.9654 | 0.17108 | 2 | Residential_2024_SC C_million_m3_After Competition Groups_2 | Comprehensive Draft Proofing | 17.11% | 0.70194 | 35.0664 | Residential_2024_SC C_million_m3_After Competition Groups_Comprehensive Draft Proofing
Residential | Res ¦ High Efficiency Fireplace with Pilotless Ignition | 2024 | SC C | million_m3 | After Competition Groups | 29.7683 | 4561143.2208 | 4.5611 | 204.9654 | 0.14524 | 3 | Residential_2024_SC C_million_m3_After Competition Groups_3 | High Efficiency Fireplace with Pilotless Ignition | 14.52% | 4.5611 | 29.7683 | Residential_2024_SC C_million_m3_After Competition Groups_High Efficiency Fireplace with Pilotless Ignition
Residential | Res ¦ Air Sealing | 2024 | SC C | million_m3 | After Competition Groups | 27.4086 | 5776140.5502 | 5.7761 | 204.9654 | 0.13372 | 4 | Residential_2024_SC C_million_m3_After Competition Groups_4 | Air Sealing | 13.37% | 5.7761 | 27.4086 | Residential_2024_SC C_million_m3_After Competition Groups_Air Sealing
Residential | Res ¦ Advanced BAS/Controllers | 2024 | SC C | million_m3 | After Competition Groups | 14.4434 | 616216.0867 | 0.61622 | 204.9654 | 0.070467 | 5 | Residential_2024_SC C_million_m3_After Competition Groups_5 | Advanced BAS/Controllers | 7.047% | 0.61622 | 14.4434 | Residential_2024_SC C_million_m3_After Competition Groups_Advanced BAS/Controllers
Residential | Res ¦ Building Recommissioning, Operations and Maintenance (O&M) Improvements | 2024 | SC C | million_m3 | After Competition Groups | 11.9355 | 493047.4369 | 0.49305 | 204.9654 | 0.058232 | 6 | Residential_2024_SC C_million_m3_After Competition Groups_6 | Building Recommissioning, Operations and Maintenance (O&M) Improvements | 5.823% | 0.49305 | 11.9355 | Residential_2024_SC C_million_m3_After Competition Groups_Building Recommissioning, Operations and Maintenance (O&M) Improvements
Residential | Res ¦ Basement Wall Insulation | 2024 | SC C | million_m3 | After Competition Groups | 10.3847 | 2619558.6095 | 2.6196 | 204.9654 | 0.050666 | 7 | Residential_2024_SC C_million_m3_After Competition Groups_7 | Basement Wall Insulation | 5.067% | 2.6196 | 10.3847 | Residential_2024_SC C_million_m3_After Competition Groups_Basement Wall Insulation
Residential | Res ¦ Attic Insulation | 2024 | SC C | million_m3 | After Competition Groups | 9.9089 | 3017595.6091 | 3.0176 | 204.9654 | 0.048344 | 8 | Residential_2024_SC C_million_m3_After Competition Groups_8 | Attic Insulation | 4.834% | 3.0176 | 9.9089 | Residential_2024_SC C_million_m3_After Competition Groups_Attic Insulation
Residential | Res ¦ Condensing Make Up Air Unit | 2024 | SC C | million_m3 | After Competition Groups | 9.5591 | 2102088.3209 | 2.1021 | 204.9654 | 0.046638 | 9 | Residential_2024_SC C_million_m3_After Competition Groups_9 | Condensing Make Up Air Unit | 4.664% | 2.1021 | 9.5591 | Residential_2024_SC C_million_m3_After Competition Groups_Condensing Make Up Air Unit
Residential | Res ¦ Demand Control Ventilation | 2024 | SC C | million_m3 | After Competition Groups | 6.4738 | 1435203.3956 | 1.4352 | 204.9654 | 0.031585 | 10 | Residential_2024_SC C_million_m3_After Competition Groups_10 | Demand Control Ventilation | 3.158% | 1.4352 | 6.4738 | Residential_2024_SC C_million_m3_After Competition Groups_Demand Control Ventilation
Residential | Res ¦ High Efficiency Condensing Furnace | 2024 | SC C | million_m3 | After Competition Groups | 4.7005 | 1391182.5504 | 1.3912 | 204.9654 | 0.022933 | 11 | Residential_2024_SC C_million_m3_After Competition Groups_11 | High Efficiency Condensing Furnace | 2.293% | 1.3912 | 4.7005 | Residential_2024_SC C_million_m3_After Competition Groups_High Efficiency Condensing Furnace
Residential | Res ¦ Condensing Boiler | 2024 | SC C | million_m3 | After Competition Groups | 4.0253 | 1484576.8017 | 1.4846 | 204.9654 | 0.019639 | 12 | Residential_2024_SC C_million_m3_After Competition Groups_12 | Condensing Boiler | 1.964% | 1.4846 | 4.0253 | Residential_2024_SC C_million_m3_After Competition Groups_Condensing Boiler
Residential | Res ¦ Heat Recovery Ventilator | 2024 | SC C | million_m3 | After Competition Groups | 1.3058 | 572841.325 | 0.57284 | 204.9654 | 0.006371 | 13 | Residential_2024_SC C_million_m3_After Competition Groups_13 | Heat Recovery Ventilator | 0.6371% | 0.57284 | 1.3058 | Residential_2024_SC C_million_m3_After Competition Groups_Heat Recovery Ventilator
Residential | Res ¦ Duct Insulation MF | 2024 | SC C | million_m3 | After Competition Groups | 0.95181 | 229470.2646 | 0.22947 | 204.9654 | 0.0046438 | 14 | Residential_2024_SC C_million_m3_After Competition Groups_14 | Duct Insulation MF | 0.4644% | 0.22947 | 0.95181 | Residential_2024_SC C_million_m3_After Competition Groups_Duct Insulation MF
Residential | Res ¦ Home Energy Reports | 2024 | SC C | million_m3 | After Competition Groups | 0.75176 | 785317.3005 | 0.78532 | 204.9654 | 0.0036678 | 15 | Residential_2024_SC C_million_m3_After Competition Groups_15 | Home Energy Reports | 0.3668% | 0.78532 | 0.75176 | Residential_2024_SC C_million_m3_After Competition Groups_Home Energy Reports
Residential | Res ¦ Wall Insulation MF | 2024 | SC C | million_m3 | After Competition Groups | 0.64288 | 63638.6435 | 0.063639 | 204.9654 | 0.0031365 | 16 | Residential_2024_SC C_million_m3_After Competition Groups_16 | Wall Insulation MF | 0.3137% | 0.063639 | 0.64288 | Residential_2024_SC C_million_m3_After Competition Groups_Wall Insulation MF
Residential | Res ¦ Pool Cover | 2024 | SC C | million_m3 | After Competition Groups | 0.44731 | 98616.0831 | 0.098616 | 204.9654 | 0.0021824 | 17 | Residential_2024_SC C_million_m3_After Competition Groups_17 | Pool Cover | 0.2182% | 0.098616 | 0.44731 | Residential_2024_SC C_million_m3_After Competition Groups_Pool Cover
Residential | Res ¦ Duct Insulation | 2024 | SC C | million_m3 | After Competition Groups | 0.44686 | 126676.4764 | 0.12668 | 204.9654 | 0.0021802 | 18 | Residential_2024_SC C_million_m3_After Competition Groups_18 | Duct Insulation | 0.218% | 0.12668 | 0.44686 | Residential_2024_SC C_million_m3_After Competition Groups_Duct Insulation
Residential | Res ¦ Floor Insulation | 2024 | SC C | million_m3 | After Competition Groups | 0.36183 | 97604.1378 | 0.097604 | 204.9654 | 0.0017653 | 19 | Residential_2024_SC C_million_m3_After Competition Groups_19 | Floor Insulation | 0.1765% | 0.097604 | 0.36183 | Residential_2024_SC C_million_m3_After Competition Groups_Floor Insulation
Residential | Res ¦ Minimize Hot and Warm Clothes Wash | 2024 | SC C | million_m3 | After Competition Groups | 0.25491 | 0 | 0 | 204.9654 | 0.0012437 | 20 | Residential_2024_SC C_million_m3_After Competition Groups_20 | Minimize Hot and Warm Clothes Wash | 0.1244% | 0 | 0.25491 | Residential_2024_SC C_million_m3_After Competition Groups_Minimize Hot and Warm Clothes Wash
Residential | Res ¦ Wall Insulation | 2024 | SC C | million_m3 | After Competition Groups | 0.10069 | 28839.5365 | 0.02884 | 204.9654 | 0.00049127 | 21 | Residential_2024_SC C_million_m3_After Competition Groups_21 | Wall Insulation | 0.04913% | 0.02884 | 0.10069 | Residential_2024_SC C_million_m3_After Competition Groups_Wall Insulation
Residential | Res ¦ Clothes Drying Racks | 2024 | SC C | million_m3 | After Competition Groups | 0.00020747 | 0 | 0 | 204.9654 | 1.0122e-06 | 22 | Residential_2024_SC C_million_m3_After Competition Groups_22 | Clothes Drying Racks | 0.0001012% | 0 | 0.00020747 | Residential_2024_SC C_million_m3_After Competition Groups_Clothes Drying Racks
Residential | Res ¦ Energy Star Clothes Washer | 2024 | SC C | million_m3 | After Competition Groups | 0 | 0 | 0 | 204.9654 | 0 | 23 | Residential_2024_SC C_million_m3_After Competition Groups_23 | Energy Star Clothes Washer | 0% | 0 | 0 | Residential_2024_SC C_million_m3_After Competition Groups_Energy Star Clothes Washer
Residential | Res ¦ Water Heater Temperature Setback | 2024 | SC C | million_m3 | After Competition Groups | 0 | 0 | 0 | 204.9654 | 0 | 24 | Residential_2024_SC C_million_m3_After Competition Groups_24 | Water Heater Temperature Setback | 0% | 0 | 0 | Residential_2024_SC C_million_m3_After Competition Groups_Water Heater Temperature Setback
Residential | Res ¦ Air Sealing | 2024 | Technical | million_m3 | After Competition Groups | 631.6022 | 0 | 0 | 3455.1132 | 0.1828 | 1 | Residential_2024_Technical_million_m3_After Competition Groups_1 | Air Sealing | 18.28% | 0 | 631.6022 | Residential_2024_Technical_million_m3_After Competition Groups_Air Sealing
Residential | Res ¦ Adaptive Thermostat | 2024 | Technical | million_m3 | After Competition Groups | 495.7634 | 0 | 0 | 3455.1132 | 0.14349 | 2 | Residential_2024_Technical_million_m3_After Competition Groups_2 | Adaptive Thermostat | 14.35% | 0 | 495.7634 | Residential_2024_Technical_million_m3_After Competition Groups_Adaptive Thermostat
Residential | Res ¦ Energy Star Windows | 2024 | Technical | million_m3 | After Competition Groups | 240.3201 | 0 | 0 | 3455.1132 | 0.069555 | 3 | Residential_2024_Technical_million_m3_After Competition Groups_3 | Energy Star Windows | 6.955% | 0 | 240.3201 | Residential_2024_Technical_million_m3_After Competition Groups_Energy Star Windows
Residential | Res ¦ Comprehensive Draft Proofing | 2024 | Technical | million_m3 | After Competition Groups | 190.2027 | 0 | 0 | 3455.1132 | 0.05505 | 4 | Residential_2024_Technical_million_m3_After Competition Groups_4 | Comprehensive Draft Proofing | 5.505% | 0 | 190.2027 | Residential_2024_Technical_million_m3_After Competition Groups_Comprehensive Draft Proofing
Residential | Res ¦ Wall Insulation | 2024 | Technical | million_m3 | After Competition Groups | 174.6395 | 0 | 0 | 3455.1132 | 0.050545 | 5 | Residential_2024_Technical_million_m3_After Competition Groups_5 | Wall Insulation | 5.055% | 0 | 174.6395 | Residential_2024_Technical_million_m3_After Competition Groups_Wall Insulation
Residential | Res ¦ Attic Insulation | 2024 | Technical | million_m3 | After Competition Groups | 154.216 | 0 | 0 | 3455.1132 | 0.044634 | 6 | Residential_2024_Technical_million_m3_After Competition Groups_6 | Attic Insulation | 4.463% | 0 | 154.216 | Residential_2024_Technical_million_m3_After Competition Groups_Attic Insulation
Residential | Res ¦ DHW Recirculation Systems | 2024 | Technical | million_m3 | After Competition Groups | 145.9064 | 0 | 0 | 3455.1132 | 0.042229 | 7 | Residential_2024_Technical_million_m3_After Competition Groups_7 | DHW Recirculation Systems | 4.223% | 0 | 145.9064 | Residential_2024_Technical_million_m3_After Competition Groups_DHW Recirculation Systems
Residential | Res ¦ Basement or Crawlspace Insulation | 2024 | Technical | million_m3 | After Competition Groups | 131.0008 | 0 | 0 | 3455.1132 | 0.037915 | 8 | Residential_2024_Technical_million_m3_After Competition Groups_8 | Basement or Crawlspace Insulation | 3.792% | 0 | 131.0008 | Residential_2024_Technical_million_m3_After Competition Groups_Basement or Crawlspace Insulation
Residential | Res ¦ Basement Wall Insulation | 2024 | Technical | million_m3 | After Competition Groups | 128.195 | 0 | 0 | 3455.1132 | 0.037103 | 9 | Residential_2024_Technical_million_m3_After Competition Groups_9 | Basement Wall Insulation | 3.71% | 0 | 128.195 | Residential_2024_Technical_million_m3_After Competition Groups_Basement Wall Insulation
Residential | Res ¦ Condensing Storage Water Heater | 2024 | Technical | million_m3 | After Competition Groups | 105.0418 | 0 | 0 | 3455.1132 | 0.030402 | 10 | Residential_2024_Technical_million_m3_After Competition Groups_10 | Condensing Storage Water Heater | 3.04% | 0 | 105.0418 | Residential_2024_Technical_million_m3_After Competition Groups_Condensing Storage Water Heater
Residential | Res ¦ Window Film | 2024 | Technical | million_m3 | After Competition Groups | 90.1247 | 0 | 0 | 3455.1132 | 0.026084 | 11 | Residential_2024_Technical_million_m3_After Competition Groups_11 | Window Film | 2.608% | 0 | 90.1247 | Residential_2024_Technical_million_m3_After Competition Groups_Window Film
Residential | Res ¦ Tankless Water Heater | 2024 | Technical | million_m3 | After Competition Groups | 87.8703 | 0 | 0 | 3455.1132 | 0.025432 | 12 | Residential_2024_Technical_million_m3_After Competition Groups_12 | Tankless Water Heater | 2.543% | 0 | 87.8703 | Residential_2024_Technical_million_m3_After Competition Groups_Tankless Water Heater
Residential | Res ¦ Condensing Boiler | 2024 | Technical | million_m3 | After Competition Groups | 87.1339 | 0 | 0 | 3455.1132 | 0.025219 | 13 | Residential_2024_Technical_million_m3_After Competition Groups_13 | Condensing Boiler | 2.522% | 0 | 87.1339 | Residential_2024_Technical_million_m3_After Competition Groups_Condensing Boiler
Residential | Res ¦ Furnace Tune Up | 2024 | Technical | million_m3 | After Competition Groups | 87.1129 | 0 | 0 | 3455.1132 | 0.025213 | 14 | Residential_2024_Technical_million_m3_After Competition Groups_14 | Furnace Tune Up | 2.521% | 0 | 87.1129 | Residential_2024_Technical_million_m3_After Competition Groups_Furnace Tune Up
Residential | Res ¦ Advanced BAS/Controllers | 2024 | Technical | million_m3 | After Competition Groups | 78.3418 | 0 | 0 | 3455.1132 | 0.022674 | 15 | Residential_2024_Technical_million_m3_After Competition Groups_15 | Advanced BAS/Controllers | 2.267% | 0 | 78.3418 | Residential_2024_Technical_million_m3_After Competition Groups_Advanced BAS/Controllers
Residential | Res ¦ Ceiling Insulation | 2024 | Technical | million_m3 | After Competition Groups | 64.9105 | 0 | 0 | 3455.1132 | 0.018787 | 16 | Residential_2024_Technical_million_m3_After Competition Groups_16 | Ceiling Insulation | 1.879% | 0 | 64.9105 | Residential_2024_Technical_million_m3_After Competition Groups_Ceiling Insulation
Residential | Res ¦ Building Recommissioning, Operations and Maintenance (O&M) Improvements | 2024 | Technical | million_m3 | After Competition Groups | 64.7388 | 0 | 0 | 3455.1132 | 0.018737 | 17 | Residential_2024_Technical_million_m3_After Competition Groups_17 | Building Recommissioning, Operations and Maintenance (O&M) Improvements | 1.874% | 0 | 64.7388 | Residential_2024_Technical_million_m3_After Competition Groups_Building Recommissioning, Operations and Maintenance (O&M) Improvements
Residential | Res ¦ High Efficiency Condensing Furnace | 2024 | Technical | million_m3 | After Competition Groups | 56.7192 | 0 | 0 | 3455.1132 | 0.016416 | 18 | Residential_2024_Technical_million_m3_After Competition Groups_18 | High Efficiency Condensing Furnace | 1.642% | 0 | 56.7192 | Residential_2024_Technical_million_m3_After Competition Groups_High Efficiency Condensing Furnace
Residential | Res ¦ Heat Recovery Ventilator | 2024 | Technical | million_m3 | After Competition Groups | 56.2497 | 0 | 0 | 3455.1132 | 0.01628 | 19 | Residential_2024_Technical_million_m3_After Competition Groups_19 | Heat Recovery Ventilator | 1.628% | 0 | 56.2497 | Residential_2024_Technical_million_m3_After Competition Groups_Heat Recovery Ventilator
Residential | Res ¦ High Efficiency Fireplace with Pilotless Ignition | 2024 | Technical | million_m3 | After Competition Groups | 54.9541 | 0 | 0 | 3455.1132 | 0.015905 | 20 | Residential_2024_Technical_million_m3_After Competition Groups_20 | High Efficiency Fireplace with Pilotless Ignition | 1.591% | 0 | 54.9541 | Residential_2024_Technical_million_m3_After Competition Groups_High Efficiency Fireplace with Pilotless Ignition
Residential | Res ¦ Duct Insulation MF | 2024 | Technical | million_m3 | After Competition Groups | 51.2312 | 0 | 0 | 3455.1132 | 0.014828 | 21 | Residential_2024_Technical_million_m3_After Competition Groups_21 | Duct Insulation MF | 1.483% | 0 | 51.2312 | Residential_2024_Technical_million_m3_After Competition Groups_Duct Insulation MF
Residential | Res ¦ Floor Insulation | 2024 | Technical | million_m3 | After Competition Groups | 50.4973 | 0 | 0 | 3455.1132 | 0.014615 | 22 | Residential_2024_Technical_million_m3_After Competition Groups_22 | Floor Insulation | 1.462% | 0 | 50.4973 | Residential_2024_Technical_million_m3_After Competition Groups_Floor Insulation
Residential | Res ¦ Duct Insulation | 2024 | Technical | million_m3 | After Competition Groups | 47.9935 | 0 | 0 | 3455.1132 | 0.013891 | 23 | Residential_2024_Technical_million_m3_After Competition Groups_23 | Duct Insulation | 1.389% | 0 | 47.9935 | Residential_2024_Technical_million_m3_After Competition Groups_Duct Insulation
Residential | Res ¦ Condensing Make Up Air Unit | 2024 | Technical | million_m3 | After Competition Groups | 37.7567 | 0 | 0 | 3455.1132 | 0.010928 | 24 | Residential_2024_Technical_million_m3_After Competition Groups_24 | Condensing Make Up Air Unit | 1.093% | 0 | 37.7567 | Residential_2024_Technical_million_m3_After Competition Groups_Condensing Make Up Air Unit
Residential | Res ¦ Demand Control Ventilation | 2024 | Technical | million_m3 | After Competition Groups | 35.1145 | 0 | 0 | 3455.1132 | 0.010163 | 25 | Residential_2024_Technical_million_m3_After Competition Groups_25 | Demand Control Ventilation | 1.016% | 0 | 35.1145 | Residential_2024_Technical_million_m3_After Competition Groups_Demand Control Ventilation
Residential | Res ¦ Early Hot Water Heater Replacement | 2024 | Technical | million_m3 | After Competition Groups | 28.5914 | 0 | 0 | 3455.1132 | 0.0082751 | 26 | Residential_2024_Technical_million_m3_After Competition Groups_26 | Early Hot Water Heater Replacement | 0.8275% | 0 | 28.5914 | Residential_2024_Technical_million_m3_After Competition Groups_Early Hot Water Heater Replacement
Residential | Res ¦ Drain Water Heat Recovery | 2024 | Technical | million_m3 | After Competition Groups | 24.4015 | 0 | 0 | 3455.1132 | 0.0070624 | 27 | Residential_2024_Technical_million_m3_After Competition Groups_27 | Drain Water Heat Recovery | 0.7062% | 0 | 24.4015 | Residential_2024_Technical_million_m3_After Competition Groups_Drain Water Heat Recovery
Residential | Res ¦ Pool Cover | 2024 | Technical | million_m3 | After Competition Groups | 15.9906 | 0 | 0 | 3455.1132 | 0.0046281 | 28 | Residential_2024_Technical_million_m3_After Competition Groups_28 | Pool Cover | 0.4628% | 0 | 15.9906 | Residential_2024_Technical_million_m3_After Competition Groups_Pool Cover
Residential | Res ¦ Home Energy Reports | 2024 | Technical | million_m3 | After Competition Groups | 11.8557 | 0 | 0 | 3455.1132 | 0.0034314 | 29 | Residential_2024_Technical_million_m3_After Competition Groups_29 | Home Energy Reports | 0.3431% | 0 | 11.8557 | Residential_2024_Technical_million_m3_After Competition Groups_Home Energy Reports
Residential | Res ¦ Wall Insulation MF | 2024 | Technical | million_m3 | After Competition Groups | 7.9361 | 0 | 0 | 3455.1132 | 0.0022969 | 30 | Residential_2024_Technical_million_m3_After Competition Groups_30 | Wall Insulation MF | 0.2297% | 0 | 7.9361 | Residential_2024_Technical_million_m3_After Competition Groups_Wall Insulation MF
Residential | Res ¦ High Efficiency Gas Pool Heater | 2024 | Technical | million_m3 | After Competition Groups | 7.5301 | 0 | 0 | 3455.1132 | 0.0021794 | 31 | Residential_2024_Technical_million_m3_After Competition Groups_31 | High Efficiency Gas Pool Heater | 0.2179% | 0 | 7.5301 | Residential_2024_Technical_million_m3_After Competition Groups_High Efficiency Gas Pool Heater
Residential | Res ¦ Water Heater Temperature Setback | 2024 | Technical | million_m3 | After Competition Groups | 7.1156 | 0 | 0 | 3455.1132 | 0.0020594 | 32 | Residential_2024_Technical_million_m3_After Competition Groups_32 | Water Heater Temperature Setback | 0.2059% | 0 | 7.1156 | Residential_2024_Technical_million_m3_After Competition Groups_Water Heater Temperature Setback
Residential | Res ¦ Clothes Drying Racks | 2024 | Technical | million_m3 | After Competition Groups | 1.2264 | 0 | 0 | 3455.1132 | 0.00035496 | 33 | Residential_2024_Technical_million_m3_After Competition Groups_33 | Clothes Drying Racks | 0.0355% | 0 | 1.2264 | Residential_2024_Technical_million_m3_After Competition Groups_Clothes Drying Racks
Residential | Res ¦ Energy Star Clothes Dryer | 2024 | Technical | million_m3 | After Competition Groups | 1.0649 | 0 | 0 | 3455.1132 | 0.00030822 | 34 | Residential_2024_Technical_million_m3_After Competition Groups_34 | Energy Star Clothes Dryer | 0.03082% | 0 | 1.0649 | Residential_2024_Technical_million_m3_After Competition Groups_Energy Star Clothes Dryer
Residential | Res ¦ Minimize Hot and Warm Clothes Wash | 2024 | Technical | million_m3 | After Competition Groups | 1.0619 | 0 | 0 | 3455.1132 | 0.00030735 | 35 | Residential_2024_Technical_million_m3_After Competition Groups_35 | Minimize Hot and Warm Clothes Wash | 0.03074% | 0 | 1.0619 | Residential_2024_Technical_million_m3_After Competition Groups_Minimize Hot and Warm Clothes Wash
Residential | Res ¦ Energy Star Clothes Washer | 2024 | Technical | million_m3 | After Competition Groups | 0.57709 | 0 | 0 | 3455.1132 | 0.00016702 | 36 | Residential_2024_Technical_million_m3_After Competition Groups_36 | Energy Star Clothes Washer | 0.0167% | 0 | 0.57709 | Residential_2024_Technical_million_m3_After Competition Groups_Energy Star Clothes Washer
Residential | Res ¦ Solar Water Preheat (Pools/DHW) | 2024 | Technical | million_m3 | After Competition Groups | 0.12507 | 0 | 0 | 3455.1132 | 3.62e-05 | 37 | Residential_2024_Technical_million_m3_After Competition Groups_37 | Solar Water Preheat (Pools/DHW) | 0.00362% | 0 | 0.12507 | Residential_2024_Technical_million_m3_After Competition Groups_Solar Water Preheat (Pools/DHW)
Residential | Res ¦ Air Sealing | 2025 | Economic | million_m3 | After Competition Groups | 621.6228 | 0 | 0 | 2199.2277 | 0.28266 | 1 | Residential_2025_Economic_million_m3_After Competition Groups_1 | Air Sealing | 28.27% | 0 | 621.6228 | Residential_2025_Economic_million_m3_After Competition Groups_Air Sealing
Residential | Res ¦ Adaptive Thermostat | 2025 | Economic | million_m3 | After Competition Groups | 496.0521 | 0 | 0 | 2199.2277 | 0.22556 | 2 | Residential_2025_Economic_million_m3_After Competition Groups_2 | Adaptive Thermostat | 22.56% | 0 | 496.0521 | Residential_2025_Economic_million_m3_After Competition Groups_Adaptive Thermostat
Residential | Res ¦ Comprehensive Draft Proofing | 2025 | Economic | million_m3 | After Competition Groups | 187.1975 | 0 | 0 | 2199.2277 | 0.08512 | 3 | Residential_2025_Economic_million_m3_After Competition Groups_3 | Comprehensive Draft Proofing | 8.512% | 0 | 187.1975 | Residential_2025_Economic_million_m3_After Competition Groups_Comprehensive Draft Proofing
Residential | Res ¦ Attic Insulation | 2025 | Economic | million_m3 | After Competition Groups | 151.7794 | 0 | 0 | 2199.2277 | 0.069015 | 4 | Residential_2025_Economic_million_m3_After Competition Groups_4 | Attic Insulation | 6.901% | 0 | 151.7794 | Residential_2025_Economic_million_m3_After Competition Groups_Attic Insulation
Residential | Res ¦ Basement Wall Insulation | 2025 | Economic | million_m3 | After Competition Groups | 126.1696 | 0 | 0 | 2199.2277 | 0.05737 | 5 | Residential_2025_Economic_million_m3_After Competition Groups_5 | Basement Wall Insulation | 5.737% | 0 | 126.1696 | Residential_2025_Economic_million_m3_After Competition Groups_Basement Wall Insulation
Residential | Res ¦ Advanced BAS/Controllers | 2025 | Economic | million_m3 | After Competition Groups | 77.104 | 0 | 0 | 2199.2277 | 0.03506 | 6 | Residential_2025_Economic_million_m3_After Competition Groups_6 | Advanced BAS/Controllers | 3.506% | 0 | 77.104 | Residential_2025_Economic_million_m3_After Competition Groups_Advanced BAS/Controllers
Residential | Res ¦ Heat Recovery Ventilator | 2025 | Economic | million_m3 | After Competition Groups | 64.6611 | 0 | 0 | 2199.2277 | 0.029402 | 7 | Residential_2025_Economic_million_m3_After Competition Groups_7 | Heat Recovery Ventilator | 2.94% | 0 | 64.6611 | Residential_2025_Economic_million_m3_After Competition Groups_Heat Recovery Ventilator
Residential | Res ¦ Building Recommissioning, Operations and Maintenance (O&M) Improvements | 2025 | Economic | million_m3 | After Competition Groups | 63.7159 | 0 | 0 | 2199.2277 | 0.028972 | 8 | Residential_2025_Economic_million_m3_After Competition Groups_8 | Building Recommissioning, Operations and Maintenance (O&M) Improvements | 2.897% | 0 | 63.7159 | Residential_2025_Economic_million_m3_After Competition Groups_Building Recommissioning, Operations and Maintenance (O&M) Improvements
Residential | Res ¦ High Efficiency Fireplace with Pilotless Ignition | 2025 | Economic | million_m3 | After Competition Groups | 62.8437 | 0 | 0 | 2199.2277 | 0.028575 | 9 | Residential_2025_Economic_million_m3_After Competition Groups_9 | High Efficiency Fireplace with Pilotless Ignition | 2.858% | 0 | 62.8437 | Residential_2025_Economic_million_m3_After Competition Groups_High Efficiency Fireplace with Pilotless Ignition
Residential | Res ¦ High Efficiency Condensing Furnace | 2025 | Economic | million_m3 | After Competition Groups | 54.0833 | 0 | 0 | 2199.2277 | 0.024592 | 10 | Residential_2025_Economic_million_m3_After Competition Groups_10 | High Efficiency Condensing Furnace | 2.459% | 0 | 54.0833 | Residential_2025_Economic_million_m3_After Competition Groups_High Efficiency Condensing Furnace
Residential | Res ¦ Floor Insulation | 2025 | Economic | million_m3 | After Competition Groups | 49.6994 | 0 | 0 | 2199.2277 | 0.022599 | 11 | Residential_2025_Economic_million_m3_After Competition Groups_11 | Floor Insulation | 2.26% | 0 | 49.6994 | Residential_2025_Economic_million_m3_After Competition Groups_Floor Insulation
Residential | Res ¦ Condensing Boiler | 2025 | Economic | million_m3 | After Competition Groups | 44.4002 | 0 | 0 | 2199.2277 | 0.020189 | 12 | Residential_2025_Economic_million_m3_After Competition Groups_12 | Condensing Boiler | 2.019% | 0 | 44.4002 | Residential_2025_Economic_million_m3_After Competition Groups_Condensing Boiler
Residential | Res ¦ Condensing Make Up Air Unit | 2025 | Economic | million_m3 | After Competition Groups | 43.154 | 0 | 0 | 2199.2277 | 0.019622 | 13 | Residential_2025_Economic_million_m3_After Competition Groups_13 | Condensing Make Up Air Unit | 1.962% | 0 | 43.154 | Residential_2025_Economic_million_m3_After Competition Groups_Condensing Make Up Air Unit
Residential | Res ¦ Duct Insulation | 2025 | Economic | million_m3 | After Competition Groups | 40.3284 | 0 | 0 | 2199.2277 | 0.018338 | 14 | Residential_2025_Economic_million_m3_After Competition Groups_14 | Duct Insulation | 1.834% | 0 | 40.3284 | Residential_2025_Economic_million_m3_After Competition Groups_Duct Insulation
Residential | Res ¦ Duct Insulation MF | 2025 | Economic | million_m3 | After Competition Groups | 35.7704 | 0 | 0 | 2199.2277 | 0.016265 | 15 | Residential_2025_Economic_million_m3_After Competition Groups_15 | Duct Insulation MF | 1.626% | 0 | 35.7704 | Residential_2025_Economic_million_m3_After Competition Groups_Duct Insulation MF
Residential | Res ¦ Demand Control Ventilation | 2025 | Economic | million_m3 | After Competition Groups | 34.5597 | 0 | 0 | 2199.2277 | 0.015714 | 16 | Residential_2025_Economic_million_m3_After Competition Groups_16 | Demand Control Ventilation | 1.571% | 0 | 34.5597 | Residential_2025_Economic_million_m3_After Competition Groups_Demand Control Ventilation
Residential | Res ¦ Pool Cover | 2025 | Economic | million_m3 | After Competition Groups | 15.7379 | 0 | 0 | 2199.2277 | 0.0071561 | 17 | Residential_2025_Economic_million_m3_After Competition Groups_17 | Pool Cover | 0.7156% | 0 | 15.7379 | Residential_2025_Economic_million_m3_After Competition Groups_Pool Cover
Residential | Res ¦ Wall Insulation | 2025 | Economic | million_m3 | After Competition Groups | 15.3389 | 0 | 0 | 2199.2277 | 0.0069747 | 18 | Residential_2025_Economic_million_m3_After Competition Groups_18 | Wall Insulation | 0.6975% | 0 | 15.3389 | Residential_2025_Economic_million_m3_After Competition Groups_Wall Insulation
Residential | Res ¦ Wall Insulation MF | 2025 | Economic | million_m3 | After Competition Groups | 7.8107 | 0 | 0 | 2199.2277 | 0.0035516 | 19 | Residential_2025_Economic_million_m3_After Competition Groups_19 | Wall Insulation MF | 0.3552% | 0 | 7.8107 | Residential_2025_Economic_million_m3_After Competition Groups_Wall Insulation MF
Residential | Res ¦ Home Energy Reports | 2025 | Economic | million_m3 | After Competition Groups | 4.9465 | 0 | 0 | 2199.2277 | 0.0022492 | 20 | Residential_2025_Economic_million_m3_After Competition Groups_20 | Home Energy Reports | 0.2249% | 0 | 4.9465 | Residential_2025_Economic_million_m3_After Competition Groups_Home Energy Reports
Residential | Res ¦ Clothes Drying Racks | 2025 | Economic | million_m3 | After Competition Groups | 1.2071 | 0 | 0 | 2199.2277 | 0.00054885 | 21 | Residential_2025_Economic_million_m3_After Competition Groups_21 | Clothes Drying Racks | 0.05489% | 0 | 1.2071 | Residential_2025_Economic_million_m3_After Competition Groups_Clothes Drying Racks
Residential | Res ¦ Minimize Hot and Warm Clothes Wash | 2025 | Economic | million_m3 | After Competition Groups | 1.0452 | 0 | 0 | 2199.2277 | 0.00047524 | 22 | Residential_2025_Economic_million_m3_After Competition Groups_22 | Minimize Hot and Warm Clothes Wash | 0.04752% | 0 | 1.0452 | Residential_2025_Economic_million_m3_After Competition Groups_Minimize Hot and Warm Clothes Wash
Residential | Res ¦ Energy Star Clothes Washer | 2025 | Economic | million_m3 | After Competition Groups | 0 | 0 | 0 | 2199.2277 | 0 | 23 | Residential_2025_Economic_million_m3_After Competition Groups_23 | Energy Star Clothes Washer | 0% | 0 | 0 | Residential_2025_Economic_million_m3_After Competition Groups_Energy Star Clothes Washer
Residential | Res ¦ Water Heater Temperature Setback | 2025 | Economic | million_m3 | After Competition Groups | 0 | 0 | 0 | 2199.2277 | 0 | 24 | Residential_2025_Economic_million_m3_After Competition Groups_24 | Water Heater Temperature Setback | 0% | 0 | 0 | Residential_2025_Economic_million_m3_After Competition Groups_Water Heater Temperature Setback
Residential | Res ¦ Comprehensive Draft Proofing | 2025 | SC A | million_m3 | After Competition Groups | 41.4039 | 302849.9231 | 0.30285 | 208.9387 | 0.19816 | 1 | Residential_2025_SC A_million_m3_After Competition Groups_1 | Comprehensive Draft Proofing | 19.82% | 0.30285 | 41.4039 | Residential_2025_SC A_million_m3_After Competition Groups_Comprehensive Draft Proofing
Residential | Res ¦ Adaptive Thermostat | 2025 | SC A | million_m3 | After Competition Groups | 34.8099 | 2567961.5637 | 2.568 | 208.9387 | 0.1666 | 2 | Residential_2025_SC A_million_m3_After Competition Groups_2 | Adaptive Thermostat | 16.66% | 2.568 | 34.8099 | Residential_2025_SC A_million_m3_After Competition Groups_Adaptive Thermostat
Residential | Res ¦ High Efficiency Fireplace with Pilotless Ignition | 2025 | SC A | million_m3 | After Competition Groups | 29.3384 | 1958227.0207 | 1.9582 | 208.9387 | 0.14042 | 3 | Residential_2025_SC A_million_m3_After Competition Groups_3 | High Efficiency Fireplace with Pilotless Ignition | 14.04% | 1.9582 | 29.3384 | Residential_2025_SC A_million_m3_After Competition Groups_High Efficiency Fireplace with Pilotless Ignition
Residential | Res ¦ Air Sealing | 2025 | SC A | million_m3 | After Competition Groups | 24.9897 | 1800066.8907 | 1.8001 | 208.9387 | 0.1196 | 4 | Residential_2025_SC A_million_m3_After Competition Groups_4 | Air Sealing | 11.96% | 1.8001 | 24.9897 | Residential_2025_SC A_million_m3_After Competition Groups_Air Sealing
Residential | Res ¦ Advanced BAS/Controllers | 2025 | SC A | million_m3 | After Competition Groups | 17.796 | 681958.5014 | 0.68196 | 208.9387 | 0.085173 | 5 | Residential_2025_SC A_million_m3_After Competition Groups_5 | Advanced BAS/Controllers | 8.517% | 0.68196 | 17.796 | Residential_2025_SC A_million_m3_After Competition Groups_Advanced BAS/Controllers
Residential | Res ¦ Building Recommissioning, Operations and Maintenance (O&M) Improvements | 2025 | SC A | million_m3 | After Competition Groups | 14.7059 | 545649.324 | 0.54565 | 208.9387 | 0.070384 | 6 | Residential_2025_SC A_million_m3_After Competition Groups_6 | Building Recommissioning, Operations and Maintenance (O&M) Improvements | 7.038% | 0.54565 | 14.7059 | Residential_2025_SC A_million_m3_After Competition Groups_Building Recommissioning, Operations and Maintenance (O&M) Improvements
Residential | Res ¦ Basement Wall Insulation | 2025 | SC A | million_m3 | After Competition Groups | 10.5995 | 1309873.9033 | 1.3099 | 208.9387 | 0.05073 | 7 | Residential_2025_SC A_million_m3_After Competition Groups_7 | Basement Wall Insulation | 5.073% | 1.3099 | 10.5995 | Residential_2025_SC A_million_m3_After Competition Groups_Basement Wall Insulation
Residential | Res ¦ Condensing Make Up Air Unit | 2025 | SC A | million_m3 | After Competition Groups | 9.5145 | 859286.9826 | 0.85929 | 208.9387 | 0.045537 | 8 | Residential_2025_SC A_million_m3_After Competition Groups_8 | Condensing Make Up Air Unit | 4.554% | 0.85929 | 9.5145 | Residential_2025_SC A_million_m3_After Competition Groups_Condensing Make Up Air Unit
Residential | Res ¦ Attic Insulation | 2025 | SC A | million_m3 | After Competition Groups | 7.2103 | 595059.9813 | 0.59506 | 208.9387 | 0.034509 | 9 | Residential_2025_SC A_million_m3_After Competition Groups_9 | Attic Insulation | 3.451% | 0.59506 | 7.2103 | Residential_2025_SC A_million_m3_After Competition Groups_Attic Insulation
Residential | Res ¦ Demand Control Ventilation | 2025 | SC A | million_m3 | After Competition Groups | 5.4535 | 374930.2762 | 0.37493 | 208.9387 | 0.026101 | 10 | Residential_2025_SC A_million_m3_After Competition Groups_10 | Demand Control Ventilation | 2.61% | 0.37493 | 5.4535 | Residential_2025_SC A_million_m3_After Competition Groups_Demand Control Ventilation
Residential | Res ¦ Condensing Boiler | 2025 | SC A | million_m3 | After Competition Groups | 3.8333 | 563841.432 | 0.56384 | 208.9387 | 0.018347 | 11 | Residential_2025_SC A_million_m3_After Competition Groups_11 | Condensing Boiler | 1.835% | 0.56384 | 3.8333 | Residential_2025_SC A_million_m3_After Competition Groups_Condensing Boiler
Residential | Res ¦ High Efficiency Condensing Furnace | 2025 | SC A | million_m3 | After Competition Groups | 3.5772 | 0 | 0 | 208.9387 | 0.017121 | 12 | Residential_2025_SC A_million_m3_After Competition Groups_12 | High Efficiency Condensing Furnace | 1.712% | 0 | 3.5772 | Residential_2025_SC A_million_m3_After Competition Groups_High Efficiency Condensing Furnace
Residential | Res ¦ Home Energy Reports | 2025 | SC A | million_m3 | After Competition Groups | 1.4073 | 1284725.3433 | 1.2847 | 208.9387 | 0.0067353 | 13 | Residential_2025_SC A_million_m3_After Competition Groups_13 | Home Energy Reports | 0.6735% | 1.2847 | 1.4073 | Residential_2025_SC A_million_m3_After Competition Groups_Home Energy Reports
Residential | Res ¦ Heat Recovery Ventilator | 2025 | SC A | million_m3 | After Competition Groups | 1.3566 | 0 | 0 | 208.9387 | 0.0064927 | 14 | Residential_2025_SC A_million_m3_After Competition Groups_14 | Heat Recovery Ventilator | 0.6493% | 0 | 1.3566 | Residential_2025_SC A_million_m3_After Competition Groups_Heat Recovery Ventilator
Residential | Res ¦ Duct Insulation MF | 2025 | SC A | million_m3 | After Competition Groups | 0.85268 | 86578.4367 | 0.086578 | 208.9387 | 0.004081 | 15 | Residential_2025_SC A_million_m3_After Competition Groups_15 | Duct Insulation MF | 0.4081% | 0.086578 | 0.85268 | Residential_2025_SC A_million_m3_After Competition Groups_Duct Insulation MF
Residential | Res ¦ Wall Insulation MF | 2025 | SC A | million_m3 | After Competition Groups | 0.76519 | 52682.8629 | 0.052683 | 208.9387 | 0.0036623 | 16 | Residential_2025_SC A_million_m3_After Competition Groups_16 | Wall Insulation MF | 0.3662% | 0.052683 | 0.76519 | Residential_2025_SC A_million_m3_After Competition Groups_Wall Insulation MF
Residential | Res ¦ Duct Insulation | 2025 | SC A | million_m3 | After Competition Groups | 0.36079 | 0 | 0 | 208.9387 | 0.0017268 | 17 | Residential_2025_SC A_million_m3_After Competition Groups_17 | Duct Insulation | 0.1727% | 0 | 0.36079 | Residential_2025_SC A_million_m3_After Competition Groups_Duct Insulation
Residential | Res ¦ Pool Cover | 2025 | SC A | million_m3 | After Competition Groups | 0.32062 | 0 | 0 | 208.9387 | 0.0015345 | 18 | Residential_2025_SC A_million_m3_After Competition Groups_18 | Pool Cover | 0.1535% | 0 | 0.32062 | Residential_2025_SC A_million_m3_After Competition Groups_Pool Cover
Residential | Res ¦ Minimize Hot and Warm Clothes Wash | 2025 | SC A | million_m3 | After Competition Groups | 0.29739 | 0 | 0 | 208.9387 | 0.0014234 | 19 | Residential_2025_SC A_million_m3_After Competition Groups_19 | Minimize Hot and Warm Clothes Wash | 0.1423% | 0 | 0.29739 | Residential_2025_SC A_million_m3_After Competition Groups_Minimize Hot and Warm Clothes Wash
Residential | Res ¦ Floor Insulation | 2025 | SC A | million_m3 | After Competition Groups | 0.27206 | 0 | 0 | 208.9387 | 0.0013021 | 20 | Residential_2025_SC A_million_m3_After Competition Groups_20 | Floor Insulation | 0.1302% | 0 | 0.27206 | Residential_2025_SC A_million_m3_After Competition Groups_Floor Insulation
Residential | Res ¦ Wall Insulation | 2025 | SC A | million_m3 | After Competition Groups | 0.073766 | 0 | 0 | 208.9387 | 0.00035305 | 21 | Residential_2025_SC A_million_m3_After Competition Groups_21 | Wall Insulation | 0.03531% | 0 | 0.073766 | Residential_2025_SC A_million_m3_After Competition Groups_Wall Insulation
Residential | Res ¦ Clothes Drying Racks | 2025 | SC A | million_m3 | After Competition Groups | 0.0002563 | 0 | 0 | 208.9387 | 1.2267e-06 | 22 | Residential_2025_SC A_million_m3_After Competition Groups_22 | Clothes Drying Racks | 0.0001227% | 0 | 0.0002563 | Residential_2025_SC A_million_m3_After Competition Groups_Clothes Drying Racks
Residential | Res ¦ Energy Star Clothes Washer | 2025 | SC A | million_m3 | After Competition Groups | 0 | 0 | 0 | 208.9387 | 0 | 23 | Residential_2025_SC A_million_m3_After Competition Groups_23 | Energy Star Clothes Washer | 0% | 0 | 0 | Residential_2025_SC A_million_m3_After Competition Groups_Energy Star Clothes Washer
Residential | Res ¦ Water Heater Temperature Setback | 2025 | SC A | million_m3 | After Competition Groups | 0 | 0 | 0 | 208.9387 | 0 | 24 | Residential_2025_SC A_million_m3_After Competition Groups_24 | Water Heater Temperature Setback | 0% | 0 | 0 | Residential_2025_SC A_million_m3_After Competition Groups_Water Heater Temperature Setback
Residential | Res ¦ Comprehensive Draft Proofing | 2025 | SC B | million_m3 | After Competition Groups | 108.0709 | 1648000.7784 | 1.648 | 519.6427 | 0.20797 | 1 | Residential_2025_SC B_million_m3_After Competition Groups_1 | Comprehensive Draft Proofing | 20.8% | 1.648 | 108.0709 | Residential_2025_SC B_million_m3_After Competition Groups_Comprehensive Draft Proofing
Residential | Res ¦ Adaptive Thermostat | 2025 | SC B | million_m3 | After Competition Groups | 71.1597 | 22605210.0957 | 22.6052 | 519.6427 | 0.13694 | 2 | Residential_2025_SC B_million_m3_After Competition Groups_2 | Adaptive Thermostat | 13.69% | 22.6052 | 71.1597 | Residential_2025_SC B_million_m3_After Competition Groups_Adaptive Thermostat
Residential | Res ¦ Air Sealing | 2025 | SC B | million_m3 | After Competition Groups | 62.4614 | 20999992.4701 | 21 | 519.6427 | 0.1202 | 3 | Residential_2025_SC B_million_m3_After Competition Groups_3 | Air Sealing | 12.02% | 21 | 62.4614 | Residential_2025_SC B_million_m3_After Competition Groups_Air Sealing
Residential | Res ¦ Advanced BAS/Controllers | 2025 | SC B | million_m3 | After Competition Groups | 44.5119 | 1446721.1344 | 1.4467 | 519.6427 | 0.085659 | 4 | Residential_2025_SC B_million_m3_After Competition Groups_4 | Advanced BAS/Controllers | 8.566% | 1.4467 | 44.5119 | Residential_2025_SC B_million_m3_After Competition Groups_Advanced BAS/Controllers
Residential | Res ¦ High Efficiency Condensing Furnace | 2025 | SC B | million_m3 | After Competition Groups | 41.4084 | 36870786.8355 | 36.8708 | 519.6427 | 0.079686 | 5 | Residential_2025_SC B_million_m3_After Competition Groups_5 | High Efficiency Condensing Furnace | 7.969% | 36.8708 | 41.4084 | Residential_2025_SC B_million_m3_After Competition Groups_High Efficiency Condensing Furnace
Residential | Res ¦ High Efficiency Fireplace with Pilotless Ignition | 2025 | SC B | million_m3 | After Competition Groups | 40.5629 | 5697967.0282 | 5.698 | 519.6427 | 0.078059 | 6 | Residential_2025_SC B_million_m3_After Competition Groups_6 | High Efficiency Fireplace with Pilotless Ignition | 7.806% | 5.698 | 40.5629 | Residential_2025_SC B_million_m3_After Competition Groups_High Efficiency Fireplace with Pilotless Ignition
Residential | Res ¦ Building Recommissioning, Operations and Maintenance (O&M) Improvements | 2025 | SC B | million_m3 | After Competition Groups | 36.7837 | 1157566.7448 | 1.1576 | 519.6427 | 0.070786 | 7 | Residential_2025_SC B_million_m3_After Competition Groups_7 | Building Recommissioning, Operations and Maintenance (O&M) Improvements | 7.079% | 1.1576 | 36.7837 | Residential_2025_SC B_million_m3_After Competition Groups_Building Recommissioning, Operations and Maintenance (O&M) Improvements
Residential | Res ¦ Demand Control Ventilation | 2025 | SC B | million_m3 | After Competition Groups | 19.9499 | 3369358.7492 | 3.3694 | 519.6427 | 0.038392 | 8 | Residential_2025_SC B_million_m3_After Competition Groups_8 | Demand Control Ventilation | 3.839% | 3.3694 | 19.9499 | Residential_2025_SC B_million_m3_After Competition Groups_Demand Control Ventilation
Residential | Res ¦ Condensing Make Up Air Unit | 2025 | SC B | million_m3 | After Competition Groups | 16.9959 | 3709161.4694 | 3.7092 | 519.6427 | 0.032707 | 9 | Residential_2025_SC B_million_m3_After Competition Groups_9 | Condensing Make Up Air Unit | 3.271% | 3.7092 | 16.9959 | Residential_2025_SC B_million_m3_After Competition Groups_Condensing Make Up Air Unit
Residential | Res ¦ Attic Insulation | 2025 | SC B | million_m3 | After Competition Groups | 15.2512 | 4716748.4309 | 4.7167 | 519.6427 | 0.029349 | 10 | Residential_2025_SC B_million_m3_After Competition Groups_10 | Attic Insulation | 2.935% | 4.7167 | 15.2512 | Residential_2025_SC B_million_m3_After Competition Groups_Attic Insulation
Residential | Res ¦ Condensing Boiler | 2025 | SC B | million_m3 | After Competition Groups | 15.1334 | 9882035.0204 | 9.882 | 519.6427 | 0.029123 | 11 | Residential_2025_SC B_million_m3_After Competition Groups_11 | Condensing Boiler | 2.912% | 9.882 | 15.1334 | Residential_2025_SC B_million_m3_After Competition Groups_Condensing Boiler
Residential | Res ¦ Basement Wall Insulation | 2025 | SC B | million_m3 | After Competition Groups | 12.6788 | 2889064.4711 | 2.8891 | 519.6427 | 0.024399 | 12 | Residential_2025_SC B_million_m3_After Competition Groups_12 | Basement Wall Insulation | 2.44% | 2.8891 | 12.6788 | Residential_2025_SC B_million_m3_After Competition Groups_Basement Wall Insulation
Residential | Res ¦ Heat Recovery Ventilator | 2025 | SC B | million_m3 | After Competition Groups | 11.2899 | 12175998.8006 | 12.176 | 519.6427 | 0.021726 | 13 | Residential_2025_SC B_million_m3_After Competition Groups_13 | Heat Recovery Ventilator | 2.173% | 12.176 | 11.2899 | Residential_2025_SC B_million_m3_After Competition Groups_Heat Recovery Ventilator
Residential | Res ¦ Pool Cover | 2025 | SC B | million_m3 | After Competition Groups | 6.212 | 4387447.9903 | 4.3874 | 519.6427 | 0.011954 | 14 | Residential_2025_SC B_million_m3_After Competition Groups_14 | Pool Cover | 1.195% | 4.3874 | 6.212 | Residential_2025_SC B_million_m3_After Competition Groups_Pool Cover
Residential | Res ¦ Floor Insulation | 2025 | SC B | million_m3 | After Competition Groups | 4.9908 | 5121404.7605 | 5.1214 | 519.6427 | 0.0096044 | 15 | Residential_2025_SC B_million_m3_After Competition Groups_15 | Floor Insulation | 0.9604% | 5.1214 | 4.9908 | Residential_2025_SC B_million_m3_After Competition Groups_Floor Insulation
Residential | Res ¦ Duct Insulation | 2025 | SC B | million_m3 | After Competition Groups | 3.8635 | 4160664.1067 | 4.1607 | 519.6427 | 0.0074349 | 16 | Residential_2025_SC B_million_m3_After Competition Groups_16 | Duct Insulation | 0.7435% | 4.1607 | 3.8635 | Residential_2025_SC B_million_m3_After Competition Groups_Duct Insulation
Residential | Res ¦ Duct Insulation MF | 2025 | SC B | million_m3 | After Competition Groups | 3.5934 | 1878918.5682 | 1.8789 | 519.6427 | 0.0069152 | 17 | Residential_2025_SC B_million_m3_After Competition Groups_17 | Duct Insulation MF | 0.6915% | 1.8789 | 3.5934 | Residential_2025_SC B_million_m3_After Competition Groups_Duct Insulation MF
Residential | Res ¦ Wall Insulation | 2025 | SC B | million_m3 | After Competition Groups | 1.5405 | 1806924.0234 | 1.8069 | 519.6427 | 0.0029645 | 18 | Residential_2025_SC B_million_m3_After Competition Groups_18 | Wall Insulation | 0.2965% | 1.8069 | 1.5405 | Residential_2025_SC B_million_m3_After Competition Groups_Wall Insulation
Residential | Res ¦ Home Energy Reports | 2025 | SC B | million_m3 | After Competition Groups | 1.4073 | 1284725.3433 | 1.2847 | 519.6427 | 0.0027081 | 19 | Residential_2025_SC B_million_m3_After Competition Groups_19 | Home Energy Reports | 0.2708% | 1.2847 | 1.4073 | Residential_2025_SC B_million_m3_After Competition Groups_Home Energy Reports
Residential | Res ¦ Wall Insulation MF | 2025 | SC B | million_m3 | After Competition Groups | 0.78499 | 70196.0131 | 0.070196 | 519.6427 | 0.0015106 | 20 | Residential_2025_SC B_million_m3_After Competition Groups_20 | Wall Insulation MF | 0.1511% | 0.070196 | 0.78499 | Residential_2025_SC B_million_m3_After Competition Groups_Wall Insulation MF
Residential | Res ¦ Clothes Drying Racks | 2025 | SC B | million_m3 | After Competition Groups | 0.6951 | 2072634.5339 | 2.0726 | 519.6427 | 0.0013377 | 21 | Residential_2025_SC B_million_m3_After Competition Groups_21 | Clothes Drying Racks | 0.1338% | 2.0726 | 0.6951 | Residential_2025_SC B_million_m3_After Competition Groups_Clothes Drying Racks
Residential | Res ¦ Minimize Hot and Warm Clothes Wash | 2025 | SC B | million_m3 | After Competition Groups | 0.29739 | 0 | 0 | 519.6427 | 0.0005723 | 22 | Residential_2025_SC B_million_m3_After Competition Groups_22 | Minimize Hot and Warm Clothes Wash | 0.05723% | 0 | 0.29739 | Residential_2025_SC B_million_m3_After Competition Groups_Minimize Hot and Warm Clothes Wash
Residential | Res ¦ Energy Star Clothes Washer | 2025 | SC B | million_m3 | After Competition Groups | 0 | 0 | 0 | 519.6427 | 0 | 23 | Residential_2025_SC B_million_m3_After Competition Groups_23 | Energy Star Clothes Washer | 0% | 0 | 0 | Residential_2025_SC B_million_m3_After Competition Groups_Energy Star Clothes Washer
Residential | Res ¦ Water Heater Temperature Setback | 2025 | SC B | million_m3 | After Competition Groups | 0 | 0 | 0 | 519.6427 | 0 | 24 | Residential_2025_SC B_million_m3_After Competition Groups_24 | Water Heater Temperature Setback | 0% | 0 | 0 | Residential_2025_SC B_million_m3_After Competition Groups_Water Heater Temperature Setback
Residential | Res ¦ Adaptive Thermostat | 2025 | SC C | million_m3 | After Competition Groups | 43.2268 | 8068857.2784 | 8.0689 | 250.5507 | 0.17253 | 1 | Residential_2025_SC C_million_m3_After Competition Groups_1 | Adaptive Thermostat | 17.25% | 8.0689 | 43.2268 | Residential_2025_SC C_million_m3_After Competition Groups_Adaptive Thermostat
Residential | Res ¦ Comprehensive Draft Proofing | 2025 | SC C | million_m3 | After Competition Groups | 43.206 | 776826.8208 | 0.77683 | 250.5507 | 0.17244 | 2 | Residential_2025_SC C_million_m3_After Competition Groups_2 | Comprehensive Draft Proofing | 17.24% | 0.77683 | 43.206 | Residential_2025_SC C_million_m3_After Competition Groups_Comprehensive Draft Proofing
Residential | Res ¦ High Efficiency Fireplace with Pilotless Ignition | 2025 | SC C | million_m3 | After Competition Groups | 35.6822 | 4818960.61 | 4.819 | 250.5507 | 0.14242 | 3 | Residential_2025_SC C_million_m3_After Competition Groups_3 | High Efficiency Fireplace with Pilotless Ignition | 14.24% | 4.819 | 35.6822 | Residential_2025_SC C_million_m3_After Competition Groups_High Efficiency Fireplace with Pilotless Ignition
Residential | Res ¦ Air Sealing | 2025 | SC C | million_m3 | After Competition Groups | 32.9266 | 6183793.5687 | 6.1838 | 250.5507 | 0.13142 | 4 | Residential_2025_SC C_million_m3_After Competition Groups_4 | Air Sealing | 13.14% | 6.1838 | 32.9266 | Residential_2025_SC C_million_m3_After Competition Groups_Air Sealing
Residential | Res ¦ Advanced BAS/Controllers | 2025 | SC C | million_m3 | After Competition Groups | 17.796 | 681958.5014 | 0.68196 | 250.5507 | 0.071027 | 5 | Residential_2025_SC C_million_m3_After Competition Groups_5 | Advanced BAS/Controllers | 7.103% | 0.68196 | 17.796 | Residential_2025_SC C_million_m3_After Competition Groups_Advanced BAS/Controllers
Residential | Res ¦ Building Recommissioning, Operations and Maintenance (O&M) Improvements | 2025 | SC C | million_m3 | After Competition Groups | 14.7059 | 545649.324 | 0.54565 | 250.5507 | 0.058694 | 6 | Residential_2025_SC C_million_m3_After Competition Groups_6 | Building Recommissioning, Operations and Maintenance (O&M) Improvements | 5.869% | 0.54565 | 14.7059 | Residential_2025_SC C_million_m3_After Competition Groups_Building Recommissioning, Operations and Maintenance (O&M) Improvements
Residential | Res ¦ Basement Wall Insulation | 2025 | SC C | million_m3 | After Competition Groups | 12.6811 | 2889966.0403 | 2.89 | 250.5507 | 0.050613 | 7 | Residential_2025_SC C_million_m3_After Competition Groups_7 | Basement Wall Insulation | 5.061% | 2.89 | 12.6811 | Residential_2025_SC C_million_m3_After Competition Groups_Basement Wall Insulation
Residential | Res ¦ Condensing Make Up Air Unit | 2025 | SC C | million_m3 | After Competition Groups | 12.1206 | 2424586.0924 | 2.4246 | 250.5507 | 0.048376 | 8 | Residential_2025_SC C_million_m3_After Competition Groups_8 | Condensing Make Up Air Unit | 4.838% | 2.4246 | 12.1206 | Residential_2025_SC C_million_m3_After Competition Groups_Condensing Make Up Air Unit
Residential | Res ¦ Attic Insulation | 2025 | SC C | million_m3 | After Competition Groups | 12.0293 | 3291590.7237 | 3.2916 | 250.5507 | 0.048012 | 9 | Residential_2025_SC C_million_m3_After Competition Groups_9 | Attic Insulation | 4.801% | 3.2916 | 12.0293 | Residential_2025_SC C_million_m3_After Competition Groups_Attic Insulation
Residential | Res ¦ Demand Control Ventilation | 2025 | SC C | million_m3 | After Competition Groups | 7.9765 | 1588321.334 | 1.5883 | 250.5507 | 0.031836 | 10 | Residential_2025_SC C_million_m3_After Competition Groups_10 | Demand Control Ventilation | 3.184% | 1.5883 | 7.9765 | Residential_2025_SC C_million_m3_After Competition Groups_Demand Control Ventilation
Residential | Res ¦ High Efficiency Condensing Furnace | 2025 | SC C | million_m3 | After Competition Groups | 5.8551 | 1441312.4125 | 1.4413 | 250.5507 | 0.023369 | 11 | Residential_2025_SC C_million_m3_After Competition Groups_11 | High Efficiency Condensing Furnace | 2.337% | 1.4413 | 5.8551 | Residential_2025_SC C_million_m3_After Competition Groups_High Efficiency Condensing Furnace
Residential | Res ¦ Condensing Boiler | 2025 | SC C | million_m3 | After Competition Groups | 5.2095 | 1742587.156 | 1.7426 | 250.5507 | 0.020792 | 12 | Residential_2025_SC C_million_m3_After Competition Groups_12 | Condensing Boiler | 2.079% | 1.7426 | 5.2095 | Residential_2025_SC C_million_m3_After Competition Groups_Condensing Boiler
Residential | Res ¦ Heat Recovery Ventilator | 2025 | SC C | million_m3 | After Competition Groups | 1.8581 | 729907.1903 | 0.72991 | 250.5507 | 0.0074159 | 13 | Residential_2025_SC C_million_m3_After Competition Groups_13 | Heat Recovery Ventilator | 0.7416% | 0.72991 | 1.8581 | Residential_2025_SC C_million_m3_After Competition Groups_Heat Recovery Ventilator
Residential | Res ¦ Home Energy Reports | 2025 | SC C | million_m3 | After Competition Groups | 1.4073 | 1284725.3433 | 1.2847 | 250.5507 | 0.0056167 | 14 | Residential_2025_SC C_million_m3_After Competition Groups_14 | Home Energy Reports | 0.5617% | 1.2847 | 1.4073 | Residential_2025_SC C_million_m3_After Competition Groups_Home Energy Reports
Residential | Res ¦ Duct Insulation MF | 2025 | SC C | million_m3 | After Competition Groups | 1.1339 | 240699.9986 | 0.2407 | 250.5507 | 0.0045257 | 15 | Residential_2025_SC C_million_m3_After Competition Groups_15 | Duct Insulation MF | 0.4526% | 0.2407 | 1.1339 | Residential_2025_SC C_million_m3_After Competition Groups_Duct Insulation MF
Residential | Res ¦ Wall Insulation MF | 2025 | SC C | million_m3 | After Competition Groups | 0.78504 | 70207.8273 | 0.070208 | 250.5507 | 0.0031333 | 16 | Residential_2025_SC C_million_m3_After Competition Groups_16 | Wall Insulation MF | 0.3133% | 0.070208 | 0.78504 | Residential_2025_SC C_million_m3_After Competition Groups_Wall Insulation MF
Residential | Res ¦ Pool Cover | 2025 | SC C | million_m3 | After Competition Groups | 0.56879 | 103309.1117 | 0.10331 | 250.5507 | 0.0022701 | 17 | Residential_2025_SC C_million_m3_After Competition Groups_17 | Pool Cover | 0.227% | 0.10331 | 0.56879 | Residential_2025_SC C_million_m3_After Competition Groups_Pool Cover
Residential | Res ¦ Duct Insulation | 2025 | SC C | million_m3 | After Competition Groups | 0.53628 | 131527.1638 | 0.13153 | 250.5507 | 0.0021404 | 18 | Residential_2025_SC C_million_m3_After Competition Groups_18 | Duct Insulation | 0.214% | 0.13153 | 0.53628 | Residential_2025_SC C_million_m3_After Competition Groups_Duct Insulation
Residential | Res ¦ Floor Insulation | 2025 | SC C | million_m3 | After Competition Groups | 0.42918 | 99747.0558 | 0.099747 | 250.5507 | 0.001713 | 19 | Residential_2025_SC C_million_m3_After Competition Groups_19 | Floor Insulation | 0.1713% | 0.099747 | 0.42918 | Residential_2025_SC C_million_m3_After Competition Groups_Floor Insulation
Residential | Res ¦ Minimize Hot and Warm Clothes Wash | 2025 | SC C | million_m3 | After Competition Groups | 0.29739 | 0 | 0 | 250.5507 | 0.001187 | 20 | Residential_2025_SC C_million_m3_After Competition Groups_20 | Minimize Hot and Warm Clothes Wash | 0.1187% | 0 | 0.29739 | Residential_2025_SC C_million_m3_After Competition Groups_Minimize Hot and Warm Clothes Wash
Residential | Res ¦ Wall Insulation | 2025 | SC C | million_m3 | After Competition Groups | 0.11868 | 29130.0519 | 0.02913 | 250.5507 | 0.00047367 | 21 | Residential_2025_SC C_million_m3_After Competition Groups_21 | Wall Insulation | 0.04737% | 0.02913 | 0.11868 | Residential_2025_SC C_million_m3_After Competition Groups_Wall Insulation
Residential | Res ¦ Clothes Drying Racks | 2025 | SC C | million_m3 | After Competition Groups | 0.0002563 | 0 | 0 | 250.5507 | 1.0229e-06 | 22 | Residential_2025_SC C_million_m3_After Competition Groups_22 | Clothes Drying Racks | 0.0001023% | 0 | 0.0002563 | Residential_2025_SC C_million_m3_After Competition Groups_Clothes Drying Racks
Residential | Res ¦ Energy Star Clothes Washer | 2025 | SC C | million_m3 | After Competition Groups | 0 | 0 | 0 | 250.5507 | 0 | 23 | Residential_2025_SC C_million_m3_After Competition Groups_23 | Energy Star Clothes Washer | 0% | 0 | 0 | Residential_2025_SC C_million_m3_After Competition Groups_Energy Star Clothes Washer
Residential | Res ¦ Water Heater Temperature Setback | 2025 | SC C | million_m3 | After Competition Groups | 0 | 0 | 0 | 250.5507 | 0 | 24 | Residential_2025_SC C_million_m3_After Competition Groups_24 | Water Heater Temperature Setback | 0% | 0 | 0 | Residential_2025_SC C_million_m3_After Competition Groups_Water Heater Temperature Setback
Residential | Res ¦ Air Sealing | 2025 | Technical | million_m3 | After Competition Groups | 621.6228 | 0 | 0 | 3482.8911 | 0.17848 | 1 | Residential_2025_Technical_million_m3_After Competition Groups_1 | Air Sealing | 17.85% | 0 | 621.6228 | Residential_2025_Technical_million_m3_After Competition Groups_Air Sealing
Residential | Res ¦ Adaptive Thermostat | 2025 | Technical | million_m3 | After Competition Groups | 496.0521 | 0 | 0 | 3482.8911 | 0.14243 | 2 | Residential_2025_Technical_million_m3_After Competition Groups_2 | Adaptive Thermostat | 14.24% | 0 | 496.0521 | Residential_2025_Technical_million_m3_After Competition Groups_Adaptive Thermostat
Residential | Res ¦ Energy Star Windows | 2025 | Technical | million_m3 | After Competition Groups | 236.523 | 0 | 0 | 3482.8911 | 0.06791 | 3 | Residential_2025_Technical_million_m3_After Competition Groups_3 | Energy Star Windows | 6.791% | 0 | 236.523 | Residential_2025_Technical_million_m3_After Competition Groups_Energy Star Windows
Residential | Res ¦ Comprehensive Draft Proofing | 2025 | Technical | million_m3 | After Competition Groups | 187.1975 | 0 | 0 | 3482.8911 | 0.053748 | 4 | Residential_2025_Technical_million_m3_After Competition Groups_4 | Comprehensive Draft Proofing | 5.375% | 0 | 187.1975 | Residential_2025_Technical_million_m3_After Competition Groups_Comprehensive Draft Proofing
Residential | Res ¦ Wall Insulation | 2025 | Technical | million_m3 | After Competition Groups | 171.8802 | 0 | 0 | 3482.8911 | 0.04935 | 5 | Residential_2025_Technical_million_m3_After Competition Groups_5 | Wall Insulation | 4.935% | 0 | 171.8802 | Residential_2025_Technical_million_m3_After Competition Groups_Wall Insulation
Residential | Res ¦ Attic Insulation | 2025 | Technical | million_m3 | After Competition Groups | 151.7794 | 0 | 0 | 3482.8911 | 0.043579 | 6 | Residential_2025_Technical_million_m3_After Competition Groups_6 | Attic Insulation | 4.358% | 0 | 151.7794 | Residential_2025_Technical_million_m3_After Competition Groups_Attic Insulation
Residential | Res ¦ DHW Recirculation Systems | 2025 | Technical | million_m3 | After Competition Groups | 143.6011 | 0 | 0 | 3482.8911 | 0.04123 | 7 | Residential_2025_Technical_million_m3_After Competition Groups_7 | DHW Recirculation Systems | 4.123% | 0 | 143.6011 | Residential_2025_Technical_million_m3_After Competition Groups_DHW Recirculation Systems
Residential | Res ¦ Basement or Crawlspace Insulation | 2025 | Technical | million_m3 | After Competition Groups | 128.931 | 0 | 0 | 3482.8911 | 0.037018 | 8 | Residential_2025_Technical_million_m3_After Competition Groups_8 | Basement or Crawlspace Insulation | 3.702% | 0 | 128.931 | Residential_2025_Technical_million_m3_After Competition Groups_Basement or Crawlspace Insulation
Residential | Res ¦ Basement Wall Insulation | 2025 | Technical | million_m3 | After Competition Groups | 126.1696 | 0 | 0 | 3482.8911 | 0.036226 | 9 | Residential_2025_Technical_million_m3_After Competition Groups_9 | Basement Wall Insulation | 3.623% | 0 | 126.1696 | Residential_2025_Technical_million_m3_After Competition Groups_Basement Wall Insulation
Residential | Res ¦ Condensing Storage Water Heater | 2025 | Technical | million_m3 | After Competition Groups | 119.4388 | 0 | 0 | 3482.8911 | 0.034293 | 10 | Residential_2025_Technical_million_m3_After Competition Groups_10 | Condensing Storage Water Heater | 3.429% | 0 | 119.4388 | Residential_2025_Technical_million_m3_After Competition Groups_Condensing Storage Water Heater
Residential | Res ¦ Tankless Water Heater | 2025 | Technical | million_m3 | After Competition Groups | 100.096 | 0 | 0 | 3482.8911 | 0.028739 | 11 | Residential_2025_Technical_million_m3_After Competition Groups_11 | Tankless Water Heater | 2.874% | 0 | 100.096 | Residential_2025_Technical_million_m3_After Competition Groups_Tankless Water Heater
Residential | Res ¦ Condensing Boiler | 2025 | Technical | million_m3 | After Competition Groups | 94.3178 | 0 | 0 | 3482.8911 | 0.02708 | 12 | Residential_2025_Technical_million_m3_After Competition Groups_12 | Condensing Boiler | 2.708% | 0 | 94.3178 | Residential_2025_Technical_million_m3_After Competition Groups_Condensing Boiler
Residential | Res ¦ Window Film | 2025 | Technical | million_m3 | After Competition Groups | 88.7007 | 0 | 0 | 3482.8911 | 0.025468 | 13 | Residential_2025_Technical_million_m3_After Competition Groups_13 | Window Film | 2.547% | 0 | 88.7007 | Residential_2025_Technical_million_m3_After Competition Groups_Window Film
Residential | Res ¦ Furnace Tune Up | 2025 | Technical | million_m3 | After Competition Groups | 85.7365 | 0 | 0 | 3482.8911 | 0.024616 | 14 | Residential_2025_Technical_million_m3_After Competition Groups_14 | Furnace Tune Up | 2.462% | 0 | 85.7365 | Residential_2025_Technical_million_m3_After Competition Groups_Furnace Tune Up
Residential | Res ¦ Advanced BAS/Controllers | 2025 | Technical | million_m3 | After Competition Groups | 77.104 | 0 | 0 | 3482.8911 | 0.022138 | 15 | Residential_2025_Technical_million_m3_After Competition Groups_15 | Advanced BAS/Controllers | 2.214% | 0 | 77.104 | Residential_2025_Technical_million_m3_After Competition Groups_Advanced BAS/Controllers
Residential | Res ¦ High Efficiency Condensing Furnace | 2025 | Technical | million_m3 | After Competition Groups | 64.7435 | 0 | 0 | 3482.8911 | 0.018589 | 16 | Residential_2025_Technical_million_m3_After Competition Groups_16 | High Efficiency Condensing Furnace | 1.859% | 0 | 64.7435 | Residential_2025_Technical_million_m3_After Competition Groups_High Efficiency Condensing Furnace
Residential | Res ¦ Heat Recovery Ventilator | 2025 | Technical | million_m3 | After Competition Groups | 64.6611 | 0 | 0 | 3482.8911 | 0.018565 | 17 | Residential_2025_Technical_million_m3_After Competition Groups_17 | Heat Recovery Ventilator | 1.857% | 0 | 64.6611 | Residential_2025_Technical_million_m3_After Competition Groups_Heat Recovery Ventilator
Residential | Res ¦ Ceiling Insulation | 2025 | Technical | million_m3 | After Competition Groups | 63.8849 | 0 | 0 | 3482.8911 | 0.018342 | 18 | Residential_2025_Technical_million_m3_After Competition Groups_18 | Ceiling Insulation | 1.834% | 0 | 63.8849 | Residential_2025_Technical_million_m3_After Competition Groups_Ceiling Insulation
Residential | Res ¦ Building Recommissioning, Operations and Maintenance (O&M) Improvements | 2025 | Technical | million_m3 | After Competition Groups | 63.7159 | 0 | 0 | 3482.8911 | 0.018294 | 19 | Residential_2025_Technical_million_m3_After Competition Groups_19 | Building Recommissioning, Operations and Maintenance (O&M) Improvements | 1.829% | 0 | 63.7159 | Residential_2025_Technical_million_m3_After Competition Groups_Building Recommissioning, Operations and Maintenance (O&M) Improvements
Residential | Res ¦ High Efficiency Fireplace with Pilotless Ignition | 2025 | Technical | million_m3 | After Competition Groups | 62.8437 | 0 | 0 | 3482.8911 | 0.018044 | 20 | Residential_2025_Technical_million_m3_After Competition Groups_20 | High Efficiency Fireplace with Pilotless Ignition | 1.804% | 0 | 62.8437 | Residential_2025_Technical_million_m3_After Competition Groups_High Efficiency Fireplace with Pilotless Ignition
Residential | Res ¦ Duct Insulation MF | 2025 | Technical | million_m3 | After Competition Groups | 50.4218 | 0 | 0 | 3482.8911 | 0.014477 | 21 | Residential_2025_Technical_million_m3_After Competition Groups_21 | Duct Insulation MF | 1.448% | 0 | 50.4218 | Residential_2025_Technical_million_m3_After Competition Groups_Duct Insulation MF
Residential | Res ¦ Floor Insulation | 2025 | Technical | million_m3 | After Competition Groups | 49.6994 | 0 | 0 | 3482.8911 | 0.01427 | 22 | Residential_2025_Technical_million_m3_After Competition Groups_22 | Floor Insulation | 1.427% | 0 | 49.6994 | Residential_2025_Technical_million_m3_After Competition Groups_Floor Insulation
Residential | Res ¦ Duct Insulation | 2025 | Technical | million_m3 | After Competition Groups | 47.2352 | 0 | 0 | 3482.8911 | 0.013562 | 23 | Residential_2025_Technical_million_m3_After Competition Groups_23 | Duct Insulation | 1.356% | 0 | 47.2352 | Residential_2025_Technical_million_m3_After Competition Groups_Duct Insulation
Residential | Res ¦ Condensing Make Up Air Unit | 2025 | Technical | million_m3 | After Competition Groups | 43.154 | 0 | 0 | 3482.8911 | 0.01239 | 24 | Residential_2025_Technical_million_m3_After Competition Groups_24 | Condensing Make Up Air Unit | 1.239% | 0 | 43.154 | Residential_2025_Technical_million_m3_After Competition Groups_Condensing Make Up Air Unit
Residential | Res ¦ Demand Control Ventilation | 2025 | Technical | million_m3 | After Competition Groups | 34.5597 | 0 | 0 | 3482.8911 | 0.0099227 | 25 | Residential_2025_Technical_million_m3_After Competition Groups_25 | Demand Control Ventilation | 0.9923% | 0 | 34.5597 | Residential_2025_Technical_million_m3_After Competition Groups_Demand Control Ventilation
Residential | Res ¦ Early Hot Water Heater Replacement | 2025 | Technical | million_m3 | After Competition Groups | 28.1397 | 0 | 0 | 3482.8911 | 0.0080794 | 26 | Residential_2025_Technical_million_m3_After Competition Groups_26 | Early Hot Water Heater Replacement | 0.8079% | 0 | 28.1397 | Residential_2025_Technical_million_m3_After Competition Groups_Early Hot Water Heater Replacement
Residential | Res ¦ Drain Water Heat Recovery | 2025 | Technical | million_m3 | After Competition Groups | 24.0159 | 0 | 0 | 3482.8911 | 0.0068954 | 27 | Residential_2025_Technical_million_m3_After Competition Groups_27 | Drain Water Heat Recovery | 0.6895% | 0 | 24.0159 | Residential_2025_Technical_million_m3_After Competition Groups_Drain Water Heat Recovery
Residential | Res ¦ Pool Cover | 2025 | Technical | million_m3 | After Competition Groups | 15.7379 | 0 | 0 | 3482.8911 | 0.0045186 | 28 | Residential_2025_Technical_million_m3_After Competition Groups_28 | Pool Cover | 0.4519% | 0 | 15.7379 | Residential_2025_Technical_million_m3_After Competition Groups_Pool Cover
Residential | Res ¦ Home Energy Reports | 2025 | Technical | million_m3 | After Competition Groups | 13.6348 | 0 | 0 | 3482.8911 | 0.0039148 | 29 | Residential_2025_Technical_million_m3_After Competition Groups_29 | Home Energy Reports | 0.3915% | 0 | 13.6348 | Residential_2025_Technical_million_m3_After Competition Groups_Home Energy Reports
Residential | Res ¦ High Efficiency Gas Pool Heater | 2025 | Technical | million_m3 | After Competition Groups | 8.2371 | 0 | 0 | 3482.8911 | 0.002365 | 30 | Residential_2025_Technical_million_m3_After Competition Groups_30 | High Efficiency Gas Pool Heater | 0.2365% | 0 | 8.2371 | Residential_2025_Technical_million_m3_After Competition Groups_High Efficiency Gas Pool Heater
Residential | Res ¦ Wall Insulation MF | 2025 | Technical | million_m3 | After Competition Groups | 7.8107 | 0 | 0 | 3482.8911 | 0.0022426 | 31 | Residential_2025_Technical_million_m3_After Competition Groups_31 | Wall Insulation MF | 0.2243% | 0 | 7.8107 | Residential_2025_Technical_million_m3_After Competition Groups_Wall Insulation MF
Residential | Res ¦ Water Heater Temperature Setback | 2025 | Technical | million_m3 | After Competition Groups | 7.0032 | 0 | 0 | 3482.8911 | 0.0020107 | 32 | Residential_2025_Technical_million_m3_After Competition Groups_32 | Water Heater Temperature Setback | 0.2011% | 0 | 7.0032 | Residential_2025_Technical_million_m3_After Competition Groups_Water Heater Temperature Setback
Residential | Res ¦ Energy Star Clothes Dryer | 2025 | Technical | million_m3 | After Competition Groups | 1.2159 | 0 | 0 | 3482.8911 | 0.00034912 | 33 | Residential_2025_Technical_million_m3_After Competition Groups_33 | Energy Star Clothes Dryer | 0.03491% | 0 | 1.2159 | Residential_2025_Technical_million_m3_After Competition Groups_Energy Star Clothes Dryer
Residential | Res ¦ Clothes Drying Racks | 2025 | Technical | million_m3 | After Competition Groups | 1.2071 | 0 | 0 | 3482.8911 | 0.00034657 | 34 | Residential_2025_Technical_million_m3_After Competition Groups_34 | Clothes Drying Racks | 0.03466% | 0 | 1.2071 | Residential_2025_Technical_million_m3_After Competition Groups_Clothes Drying Racks
Residential | Res ¦ Minimize Hot and Warm Clothes Wash | 2025 | Technical | million_m3 | After Competition Groups | 1.0452 | 0 | 0 | 3482.8911 | 0.00030008 | 35 | Residential_2025_Technical_million_m3_After Competition Groups_35 | Minimize Hot and Warm Clothes Wash | 0.03001% | 0 | 1.0452 | Residential_2025_Technical_million_m3_After Competition Groups_Minimize Hot and Warm Clothes Wash
Residential | Res ¦ Energy Star Clothes Washer | 2025 | Technical | million_m3 | After Competition Groups | 0.65084 | 0 | 0 | 3482.8911 | 0.00018687 | 36 | Residential_2025_Technical_million_m3_After Competition Groups_36 | Energy Star Clothes Washer | 0.01869% | 0 | 0.65084 | Residential_2025_Technical_million_m3_After Competition Groups_Energy Star Clothes Washer
Residential | Res ¦ Solar Water Preheat (Pools/DHW) | 2025 | Technical | million_m3 | After Competition Groups | 0.1231 | 0 | 0 | 3482.8911 | 3.5344e-05 | 37 | Residential_2025_Technical_million_m3_After Competition Groups_37 | Solar Water Preheat (Pools/DHW) | 0.003534% | 0 | 0.1231 | Residential_2025_Technical_million_m3_After Competition Groups_Solar Water Preheat (Pools/DHW)
Residential | Res ¦ Air Sealing | 2026 | Economic | million_m3 | After Competition Groups | 611.8012 | 0 | 0 | 2212.5567 | 0.27651 | 1 | Residential_2026_Economic_million_m3_After Competition Groups_1 | Air Sealing | 27.65% | 0 | 611.8012 | Residential_2026_Economic_million_m3_After Competition Groups_Air Sealing
Residential | Res ¦ Adaptive Thermostat | 2026 | Economic | million_m3 | After Competition Groups | 496.3452 | 0 | 0 | 2212.5567 | 0.22433 | 2 | Residential_2026_Economic_million_m3_After Competition Groups_2 | Adaptive Thermostat | 22.43% | 0 | 496.3452 | Residential_2026_Economic_million_m3_After Competition Groups_Adaptive Thermostat
Residential | Res ¦ Comprehensive Draft Proofing | 2026 | Economic | million_m3 | After Competition Groups | 184.2398 | 0 | 0 | 2212.5567 | 0.08327 | 3 | Residential_2026_Economic_million_m3_After Competition Groups_3 | Comprehensive Draft Proofing | 8.327% | 0 | 184.2398 | Residential_2026_Economic_million_m3_After Competition Groups_Comprehensive Draft Proofing
Residential | Res ¦ Attic Insulation | 2026 | Economic | million_m3 | After Competition Groups | 149.3812 | 0 | 0 | 2212.5567 | 0.067515 | 4 | Residential_2026_Economic_million_m3_After Competition Groups_4 | Attic Insulation | 6.752% | 0 | 149.3812 | Residential_2026_Economic_million_m3_After Competition Groups_Attic Insulation
Residential | Res ¦ Basement Wall Insulation | 2026 | Economic | million_m3 | After Competition Groups | 124.1761 | 0 | 0 | 2212.5567 | 0.056123 | 5 | Residential_2026_Economic_million_m3_After Competition Groups_5 | Basement Wall Insulation | 5.612% | 0 | 124.1761 | Residential_2026_Economic_million_m3_After Competition Groups_Basement Wall Insulation
Residential | Res ¦ Advanced BAS/Controllers | 2026 | Economic | million_m3 | After Competition Groups | 75.8858 | 0 | 0 | 2212.5567 | 0.034298 | 6 | Residential_2026_Economic_million_m3_After Competition Groups_6 | Advanced BAS/Controllers | 3.43% | 0 | 75.8858 | Residential_2026_Economic_million_m3_After Competition Groups_Advanced BAS/Controllers
Residential | Res ¦ Heat Recovery Ventilator | 2026 | Economic | million_m3 | After Competition Groups | 72.9753 | 0 | 0 | 2212.5567 | 0.032982 | 7 | Residential_2026_Economic_million_m3_After Competition Groups_7 | Heat Recovery Ventilator | 3.298% | 0 | 72.9753 | Residential_2026_Economic_million_m3_After Competition Groups_Heat Recovery Ventilator
Residential | Res ¦ High Efficiency Fireplace with Pilotless Ignition | 2026 | Economic | million_m3 | After Competition Groups | 70.4725 | 0 | 0 | 2212.5567 | 0.031851 | 8 | Residential_2026_Economic_million_m3_After Competition Groups_8 | High Efficiency Fireplace with Pilotless Ignition | 3.185% | 0 | 70.4725 | Residential_2026_Economic_million_m3_After Competition Groups_High Efficiency Fireplace with Pilotless Ignition
Residential | Res ¦ Building Recommissioning, Operations and Maintenance (O&M) Improvements | 2026 | Economic | million_m3 | After Competition Groups | 62.7092 | 0 | 0 | 2212.5567 | 0.028342 | 9 | Residential_2026_Economic_million_m3_After Competition Groups_9 | Building Recommissioning, Operations and Maintenance (O&M) Improvements | 2.834% | 0 | 62.7092 | Residential_2026_Economic_million_m3_After Competition Groups_Building Recommissioning, Operations and Maintenance (O&M) Improvements
Residential | Res ¦ High Efficiency Condensing Furnace | 2026 | Economic | million_m3 | After Competition Groups | 61.7883 | 0 | 0 | 2212.5567 | 0.027926 | 10 | Residential_2026_Economic_million_m3_After Competition Groups_10 | High Efficiency Condensing Furnace | 2.793% | 0 | 61.7883 | Residential_2026_Economic_million_m3_After Competition Groups_High Efficiency Condensing Furnace
Residential | Res ¦ Condensing Boiler | 2026 | Economic | million_m3 | After Competition Groups | 49.8032 | 0 | 0 | 2212.5567 | 0.022509 | 11 | Residential_2026_Economic_million_m3_After Competition Groups_11 | Condensing Boiler | 2.251% | 0 | 49.8032 | Residential_2026_Economic_million_m3_After Competition Groups_Condensing Boiler
Residential | Res ¦ Floor Insulation | 2026 | Economic | million_m3 | After Competition Groups | 48.9141 | 0 | 0 | 2212.5567 | 0.022108 | 12 | Residential_2026_Economic_million_m3_After Competition Groups_12 | Floor Insulation | 2.211% | 0 | 48.9141 | Residential_2026_Economic_million_m3_After Competition Groups_Floor Insulation
Residential | Res ¦ Condensing Make Up Air Unit | 2026 | Economic | million_m3 | After Competition Groups | 48.3738 | 0 | 0 | 2212.5567 | 0.021863 | 13 | Residential_2026_Economic_million_m3_After Competition Groups_13 | Condensing Make Up Air Unit | 2.186% | 0 | 48.3738 | Residential_2026_Economic_million_m3_After Competition Groups_Condensing Make Up Air Unit
Residential | Res ¦ Duct Insulation | 2026 | Economic | million_m3 | After Competition Groups | 39.6912 | 0 | 0 | 2212.5567 | 0.017939 | 14 | Residential_2026_Economic_million_m3_After Competition Groups_14 | Duct Insulation | 1.794% | 0 | 39.6912 | Residential_2026_Economic_million_m3_After Competition Groups_Duct Insulation
Residential | Res ¦ Duct Insulation MF | 2026 | Economic | million_m3 | After Competition Groups | 35.2053 | 0 | 0 | 2212.5567 | 0.015912 | 15 | Residential_2026_Economic_million_m3_After Competition Groups_15 | Duct Insulation MF | 1.591% | 0 | 35.2053 | Residential_2026_Economic_million_m3_After Competition Groups_Duct Insulation MF
Residential | Res ¦ Demand Control Ventilation | 2026 | Economic | million_m3 | After Competition Groups | 34.0137 | 0 | 0 | 2212.5567 | 0.015373 | 16 | Residential_2026_Economic_million_m3_After Competition Groups_16 | Demand Control Ventilation | 1.537% | 0 | 34.0137 | Residential_2026_Economic_million_m3_After Competition Groups_Demand Control Ventilation
Residential | Res ¦ Pool Cover | 2026 | Economic | million_m3 | After Competition Groups | 15.4892 | 0 | 0 | 2212.5567 | 0.0070006 | 17 | Residential_2026_Economic_million_m3_After Competition Groups_17 | Pool Cover | 0.7001% | 0 | 15.4892 | Residential_2026_Economic_million_m3_After Competition Groups_Pool Cover
Residential | Res ¦ Wall Insulation | 2026 | Economic | million_m3 | After Competition Groups | 15.0966 | 0 | 0 | 2212.5567 | 0.0068231 | 18 | Residential_2026_Economic_million_m3_After Competition Groups_18 | Wall Insulation | 0.6823% | 0 | 15.0966 | Residential_2026_Economic_million_m3_After Competition Groups_Wall Insulation
Residential | Res ¦ Wall Insulation MF | 2026 | Economic | million_m3 | After Competition Groups | 7.6873 | 0 | 0 | 2212.5567 | 0.0034744 | 19 | Residential_2026_Economic_million_m3_After Competition Groups_19 | Wall Insulation MF | 0.3474% | 0 | 7.6873 | Residential_2026_Economic_million_m3_After Competition Groups_Wall Insulation MF
Residential | Res ¦ Home Energy Reports | 2026 | Economic | million_m3 | After Competition Groups | 6.2911 | 0 | 0 | 2212.5567 | 0.0028433 | 20 | Residential_2026_Economic_million_m3_After Competition Groups_20 | Home Energy Reports | 0.2843% | 0 | 6.2911 | Residential_2026_Economic_million_m3_After Competition Groups_Home Energy Reports
Residential | Res ¦ Clothes Drying Racks | 2026 | Economic | million_m3 | After Competition Groups | 1.188 | 0 | 0 | 2212.5567 | 0.00053693 | 21 | Residential_2026_Economic_million_m3_After Competition Groups_21 | Clothes Drying Racks | 0.05369% | 0 | 1.188 | Residential_2026_Economic_million_m3_After Competition Groups_Clothes Drying Racks
Residential | Res ¦ Minimize Hot and Warm Clothes Wash | 2026 | Economic | million_m3 | After Competition Groups | 1.0286 | 0 | 0 | 2212.5567 | 0.00046491 | 22 | Residential_2026_Economic_million_m3_After Competition Groups_22 | Minimize Hot and Warm Clothes Wash | 0.04649% | 0 | 1.0286 | Residential_2026_Economic_million_m3_After Competition Groups_Minimize Hot and Warm Clothes Wash
Residential | Res ¦ Energy Star Clothes Washer | 2026 | Economic | million_m3 | After Competition Groups | 0 | 0 | 0 | 2212.5567 | 0 | 23 | Residential_2026_Economic_million_m3_After Competition Groups_23 | Energy Star Clothes Washer | 0% | 0 | 0 | Residential_2026_Economic_million_m3_After Competition Groups_Energy Star Clothes Washer
Residential | Res ¦ Water Heater Temperature Setback | 2026 | Economic | million_m3 | After Competition Groups | 0 | 0 | 0 | 2212.5567 | 0 | 24 | Residential_2026_Economic_million_m3_After Competition Groups_24 | Water Heater Temperature Setback | 0% | 0 | 0 | Residential_2026_Economic_million_m3_After Competition Groups_Water Heater Temperature Setback
Residential | Res ¦ Comprehensive Draft Proofing | 2026 | SC A | million_m3 | After Competition Groups | 49.5936 | 313244.3604 | 0.31324 | 246.5034 | 0.20119 | 1 | Residential_2026_SC A_million_m3_After Competition Groups_1 | Comprehensive Draft Proofing | 20.12% | 0.31324 | 49.5936 | Residential_2026_SC A_million_m3_After Competition Groups_Comprehensive Draft Proofing
Residential | Res ¦ Adaptive Thermostat | 2026 | SC A | million_m3 | After Competition Groups | 40.6158 | 2737892.9395 | 2.7379 | 246.5034 | 0.16477 | 2 | Residential_2026_SC A_million_m3_After Competition Groups_2 | Adaptive Thermostat | 16.48% | 2.7379 | 40.6158 | Residential_2026_SC A_million_m3_After Competition Groups_Adaptive Thermostat
Residential | Res ¦ High Efficiency Fireplace with Pilotless Ignition | 2026 | SC A | million_m3 | After Competition Groups | 33.5376 | 1941608.67 | 1.9416 | 246.5034 | 0.13605 | 3 | Residential_2026_SC A_million_m3_After Competition Groups_3 | High Efficiency Fireplace with Pilotless Ignition | 13.61% | 1.9416 | 33.5376 | Residential_2026_SC A_million_m3_After Competition Groups_High Efficiency Fireplace with Pilotless Ignition
Residential | Res ¦ Air Sealing | 2026 | SC A | million_m3 | After Competition Groups | 28.9781 | 1884636.319 | 1.8846 | 246.5034 | 0.11756 | 4 | Residential_2026_SC A_million_m3_After Competition Groups_4 | Air Sealing | 11.76% | 1.8846 | 28.9781 | Residential_2026_SC A_million_m3_After Competition Groups_Air Sealing
Residential | Res ¦ Advanced BAS/Controllers | 2026 | SC A | million_m3 | After Competition Groups | 21.3829 | 744216.717 | 0.74422 | 246.5034 | 0.086745 | 5 | Residential_2026_SC A_million_m3_After Competition Groups_5 | Advanced BAS/Controllers | 8.674% | 0.74422 | 21.3829 | Residential_2026_SC A_million_m3_After Competition Groups_Advanced BAS/Controllers
Residential | Res ¦ Building Recommissioning, Operations and Maintenance (O&M) Improvements | 2026 | SC A | million_m3 | After Competition Groups | 17.67 | 595463.4303 | 0.59546 | 246.5034 | 0.071683 | 6 | Residential_2026_SC A_million_m3_After Competition Groups_6 | Building Recommissioning, Operations and Maintenance (O&M) Improvements | 7.168% | 0.59546 | 17.67 | Residential_2026_SC A_million_m3_After Competition Groups_Building Recommissioning, Operations and Maintenance (O&M) Improvements
Residential | Res ¦ Basement Wall Insulation | 2026 | SC A | million_m3 | After Competition Groups | 12.1864 | 1307967.0216 | 1.308 | 246.5034 | 0.049437 | 7 | Residential_2026_SC A_million_m3_After Competition Groups_7 | Basement Wall Insulation | 4.944% | 1.308 | 12.1864 | Residential_2026_SC A_million_m3_After Competition Groups_Basement Wall Insulation
Residential | Res ¦ Condensing Make Up Air Unit | 2026 | SC A | million_m3 | After Competition Groups | 11.5042 | 919971.7502 | 0.91997 | 246.5034 | 0.046669 | 8 | Residential_2026_SC A_million_m3_After Competition Groups_8 | Condensing Make Up Air Unit | 4.667% | 0.91997 | 11.5042 | Residential_2026_SC A_million_m3_After Competition Groups_Condensing Make Up Air Unit
Residential | Res ¦ Attic Insulation | 2026 | SC A | million_m3 | After Competition Groups | 8.2742 | 589156.5784 | 0.58916 | 246.5034 | 0.033566 | 9 | Residential_2026_SC A_million_m3_After Competition Groups_9 | Attic Insulation | 3.357% | 0.58916 | 8.2742 | Residential_2026_SC A_million_m3_After Competition Groups_Attic Insulation
Residential | Res ¦ Demand Control Ventilation | 2026 | SC A | million_m3 | After Competition Groups | 6.4293 | 382528.6207 | 0.38253 | 246.5034 | 0.026082 | 10 | Residential_2026_SC A_million_m3_After Competition Groups_10 | Demand Control Ventilation | 2.608% | 0.38253 | 6.4293 | Residential_2026_SC A_million_m3_After Competition Groups_Demand Control Ventilation
Residential | Res ¦ Condensing Boiler | 2026 | SC A | million_m3 | After Competition Groups | 4.7927 | 654504.2574 | 0.6545 | 246.5034 | 0.019443 | 11 | Residential_2026_SC A_million_m3_After Competition Groups_11 | Condensing Boiler | 1.944% | 0.6545 | 4.7927 | Residential_2026_SC A_million_m3_After Competition Groups_Condensing Boiler
Residential | Res ¦ High Efficiency Condensing Furnace | 2026 | SC A | million_m3 | After Competition Groups | 4.2332 | 0 | 0 | 246.5034 | 0.017173 | 12 | Residential_2026_SC A_million_m3_After Competition Groups_12 | High Efficiency Condensing Furnace | 1.717% | 0 | 4.2332 | Residential_2026_SC A_million_m3_After Competition Groups_High Efficiency Condensing Furnace
Residential | Res ¦ Home Energy Reports | 2026 | SC A | million_m3 | After Competition Groups | 2.1924 | 1901770.558 | 1.9018 | 246.5034 | 0.0088941 | 13 | Residential_2026_SC A_million_m3_After Competition Groups_13 | Home Energy Reports | 0.8894% | 1.9018 | 2.1924 | Residential_2026_SC A_million_m3_After Competition Groups_Home Energy Reports
Residential | Res ¦ Heat Recovery Ventilator | 2026 | SC A | million_m3 | After Competition Groups | 1.7014 | 0 | 0 | 246.5034 | 0.0069021 | 14 | Residential_2026_SC A_million_m3_After Competition Groups_14 | Heat Recovery Ventilator | 0.6902% | 0 | 1.7014 | Residential_2026_SC A_million_m3_After Competition Groups_Heat Recovery Ventilator
Residential | Res ¦ Duct Insulation MF | 2026 | SC A | million_m3 | After Competition Groups | 0.9785 | 77248.5169 | 0.077249 | 246.5034 | 0.0039695 | 15 | Residential_2026_SC A_million_m3_After Competition Groups_15 | Duct Insulation MF | 0.397% | 0.077249 | 0.9785 | Residential_2026_SC A_million_m3_After Competition Groups_Duct Insulation MF
Residential | Res ¦ Wall Insulation MF | 2026 | SC A | million_m3 | After Competition Groups | 0.90183 | 53567.8567 | 0.053568 | 246.5034 | 0.0036585 | 16 | Residential_2026_SC A_million_m3_After Competition Groups_16 | Wall Insulation MF | 0.3659% | 0.053568 | 0.90183 | Residential_2026_SC A_million_m3_After Competition Groups_Wall Insulation MF
Residential | Res ¦ Duct Insulation | 2026 | SC A | million_m3 | After Competition Groups | 0.4153 | 0 | 0 | 246.5034 | 0.0016848 | 17 | Residential_2026_SC A_million_m3_After Competition Groups_17 | Duct Insulation | 0.1685% | 0 | 0.4153 | Residential_2026_SC A_million_m3_After Competition Groups_Duct Insulation
Residential | Res ¦ Pool Cover | 2026 | SC A | million_m3 | After Competition Groups | 0.38754 | 0 | 0 | 246.5034 | 0.0015721 | 18 | Residential_2026_SC A_million_m3_After Competition Groups_18 | Pool Cover | 0.1572% | 0 | 0.38754 | Residential_2026_SC A_million_m3_After Competition Groups_Pool Cover
Residential | Res ¦ Minimize Hot and Warm Clothes Wash | 2026 | SC A | million_m3 | After Competition Groups | 0.33988 | 0 | 0 | 246.5034 | 0.0013788 | 19 | Residential_2026_SC A_million_m3_After Competition Groups_19 | Minimize Hot and Warm Clothes Wash | 0.1379% | 0 | 0.33988 | Residential_2026_SC A_million_m3_After Competition Groups_Minimize Hot and Warm Clothes Wash
Residential | Res ¦ Floor Insulation | 2026 | SC A | million_m3 | After Competition Groups | 0.30571 | 0 | 0 | 246.5034 | 0.0012402 | 20 | Residential_2026_SC A_million_m3_After Competition Groups_20 | Floor Insulation | 0.124% | 0 | 0.30571 | Residential_2026_SC A_million_m3_After Competition Groups_Floor Insulation
Residential | Res ¦ Wall Insulation | 2026 | SC A | million_m3 | After Competition Groups | 0.082474 | 0 | 0 | 246.5034 | 0.00033457 | 21 | Residential_2026_SC A_million_m3_After Competition Groups_21 | Wall Insulation | 0.03346% | 0 | 0.082474 | Residential_2026_SC A_million_m3_After Competition Groups_Wall Insulation
Residential | Res ¦ Clothes Drying Racks | 2026 | SC A | million_m3 | After Competition Groups | 0.00030328 | 0 | 0 | 246.5034 | 1.2303e-06 | 22 | Residential_2026_SC A_million_m3_After Competition Groups_22 | Clothes Drying Racks | 0.000123% | 0 | 0.00030328 | Residential_2026_SC A_million_m3_After Competition Groups_Clothes Drying Racks
Residential | Res ¦ Energy Star Clothes Washer | 2026 | SC A | million_m3 | After Competition Groups | 0 | 0 | 0 | 246.5034 | 0 | 23 | Residential_2026_SC A_million_m3_After Competition Groups_23 | Energy Star Clothes Washer | 0% | 0 | 0 | Residential_2026_SC A_million_m3_After Competition Groups_Energy Star Clothes Washer
Residential | Res ¦ Water Heater Temperature Setback | 2026 | SC A | million_m3 | After Competition Groups | 0 | 0 | 0 | 246.5034 | 0 | 24 | Residential_2026_SC A_million_m3_After Competition Groups_24 | Water Heater Temperature Setback | 0% | 0 | 0 | Residential_2026_SC A_million_m3_After Competition Groups_Water Heater Temperature Setback
Residential | Res ¦ Comprehensive Draft Proofing | 2026 | SC B | million_m3 | After Competition Groups | 123.9996 | 1550450.9112 | 1.5505 | 613.921 | 0.20198 | 1 | Residential_2026_SC B_million_m3_After Competition Groups_1 | Comprehensive Draft Proofing | 20.2% | 1.5505 | 123.9996 | Residential_2026_SC B_million_m3_After Competition Groups_Comprehensive Draft Proofing
Residential | Res ¦ Adaptive Thermostat | 2026 | SC B | million_m3 | After Competition Groups | 84.316 | 24515599.5201 | 24.5156 | 613.921 | 0.13734 | 2 | Residential_2026_SC B_million_m3_After Competition Groups_2 | Adaptive Thermostat | 13.73% | 24.5156 | 84.316 | Residential_2026_SC B_million_m3_After Competition Groups_Adaptive Thermostat
Residential | Res ¦ Air Sealing | 2026 | SC B | million_m3 | After Competition Groups | 74.6451 | 23072902.3814 | 23.0729 | 613.921 | 0.12159 | 3 | Residential_2026_SC B_million_m3_After Competition Groups_3 | Air Sealing | 12.16% | 23.0729 | 74.6451 | Residential_2026_SC B_million_m3_After Competition Groups_Air Sealing
Residential | Res ¦ Advanced BAS/Controllers | 2026 | SC B | million_m3 | After Competition Groups | 51.0727 | 1361095.8662 | 1.3611 | 613.921 | 0.083191 | 4 | Residential_2026_SC B_million_m3_After Competition Groups_4 | Advanced BAS/Controllers | 8.319% | 1.3611 | 51.0727 | Residential_2026_SC B_million_m3_After Competition Groups_Advanced BAS/Controllers
Residential | Res ¦ High Efficiency Condensing Furnace | 2026 | SC B | million_m3 | After Competition Groups | 48.9899 | 37268819.6257 | 37.2688 | 613.921 | 0.079798 | 5 | Residential_2026_SC B_million_m3_After Competition Groups_5 | High Efficiency Condensing Furnace | 7.98% | 37.2688 | 48.9899 | Residential_2026_SC B_million_m3_After Competition Groups_High Efficiency Condensing Furnace
Residential | Res ¦ High Efficiency Fireplace with Pilotless Ignition | 2026 | SC B | million_m3 | After Competition Groups | 47.6591 | 5897430.5635 | 5.8974 | 613.921 | 0.077631 | 6 | Residential_2026_SC B_million_m3_After Competition Groups_6 | High Efficiency Fireplace with Pilotless Ignition | 7.763% | 5.8974 | 47.6591 | Residential_2026_SC B_million_m3_After Competition Groups_High Efficiency Fireplace with Pilotless Ignition
Residential | Res ¦ Building Recommissioning, Operations and Maintenance (O&M) Improvements | 2026 | SC B | million_m3 | After Competition Groups | 42.2053 | 1089048.4262 | 1.089 | 613.921 | 0.068747 | 7 | Residential_2026_SC B_million_m3_After Competition Groups_7 | Building Recommissioning, Operations and Maintenance (O&M) Improvements | 6.875% | 1.089 | 42.2053 | Residential_2026_SC B_million_m3_After Competition Groups_Building Recommissioning, Operations and Maintenance (O&M) Improvements
Residential | Res ¦ Demand Control Ventilation | 2026 | SC B | million_m3 | After Competition Groups | 22.8906 | 3170012.8712 | 3.17 | 613.921 | 0.037286 | 8 | Residential_2026_SC B_million_m3_After Competition Groups_8 | Demand Control Ventilation | 3.729% | 3.17 | 22.8906 | Residential_2026_SC B_million_m3_After Competition Groups_Demand Control Ventilation
Residential | Res ¦ Condensing Make Up Air Unit | 2026 | SC B | million_m3 | After Competition Groups | 21.2879 | 4143600.5042 | 4.1436 | 613.921 | 0.034675 | 9 | Residential_2026_SC B_million_m3_After Competition Groups_9 | Condensing Make Up Air Unit | 3.468% | 4.1436 | 21.2879 | Residential_2026_SC B_million_m3_After Competition Groups_Condensing Make Up Air Unit
Residential | Res ¦ Condensing Boiler | 2026 | SC B | million_m3 | After Competition Groups | 19.2534 | 11241609.5066 | 11.2416 | 613.921 | 0.031361 | 10 | Residential_2026_SC B_million_m3_After Competition Groups_10 | Condensing Boiler | 3.136% | 11.2416 | 19.2534 | Residential_2026_SC B_million_m3_After Competition Groups_Condensing Boiler
Residential | Res ¦ Attic Insulation | 2026 | SC B | million_m3 | After Competition Groups | 18.2261 | 5182342.5834 | 5.1823 | 613.921 | 0.029688 | 11 | Residential_2026_SC B_million_m3_After Competition Groups_11 | Attic Insulation | 2.969% | 5.1823 | 18.2261 | Residential_2026_SC B_million_m3_After Competition Groups_Attic Insulation
Residential | Res ¦ Heat Recovery Ventilator | 2026 | SC B | million_m3 | After Competition Groups | 15.5568 | 15012514.4871 | 15.0125 | 613.921 | 0.02534 | 12 | Residential_2026_SC B_million_m3_After Competition Groups_12 | Heat Recovery Ventilator | 2.534% | 15.0125 | 15.5568 | Residential_2026_SC B_million_m3_After Competition Groups_Heat Recovery Ventilator
Residential | Res ¦ Basement Wall Insulation | 2026 | SC B | million_m3 | After Competition Groups | 15.1519 | 3174256.0657 | 3.1743 | 613.921 | 0.024681 | 13 | Residential_2026_SC B_million_m3_After Competition Groups_13 | Basement Wall Insulation | 2.468% | 3.1743 | 15.1519 | Residential_2026_SC B_million_m3_After Competition Groups_Basement Wall Insulation
Residential | Res ¦ Pool Cover | 2026 | SC B | million_m3 | After Competition Groups | 7.661 | 4473920.027 | 4.4739 | 613.921 | 0.012479 | 14 | Residential_2026_SC B_million_m3_After Competition Groups_14 | Pool Cover | 1.248% | 4.4739 | 7.661 | Residential_2026_SC B_million_m3_After Competition Groups_Pool Cover
Residential | Res ¦ Floor Insulation | 2026 | SC B | million_m3 | After Competition Groups | 5.9643 | 5626795.8487 | 5.6268 | 613.921 | 0.009715 | 15 | Residential_2026_SC B_million_m3_After Competition Groups_15 | Floor Insulation | 0.9715% | 5.6268 | 5.9643 | Residential_2026_SC B_million_m3_After Competition Groups_Floor Insulation
Residential | Res ¦ Duct Insulation | 2026 | SC B | million_m3 | After Competition Groups | 4.6378 | 4575402.312 | 4.5754 | 613.921 | 0.0075544 | 16 | Residential_2026_SC B_million_m3_After Competition Groups_16 | Duct Insulation | 0.7554% | 4.5754 | 4.6378 | Residential_2026_SC B_million_m3_After Competition Groups_Duct Insulation
Residential | Res ¦ Duct Insulation MF | 2026 | SC B | million_m3 | After Competition Groups | 4.2944 | 2064366.271 | 2.0644 | 613.921 | 0.006995 | 17 | Residential_2026_SC B_million_m3_After Competition Groups_17 | Duct Insulation MF | 0.6995% | 2.0644 | 4.2944 | Residential_2026_SC B_million_m3_After Competition Groups_Duct Insulation MF
Residential | Res ¦ Home Energy Reports | 2026 | SC B | million_m3 | After Competition Groups | 2.1924 | 1901770.558 | 1.9018 | 613.921 | 0.0035712 | 18 | Residential_2026_SC B_million_m3_After Competition Groups_18 | Home Energy Reports | 0.3571% | 1.9018 | 2.1924 | Residential_2026_SC B_million_m3_After Competition Groups_Home Energy Reports
Residential | Res ¦ Wall Insulation | 2026 | SC B | million_m3 | After Competition Groups | 1.8409 | 1985236.9832 | 1.9852 | 613.921 | 0.0029987 | 19 | Residential_2026_SC B_million_m3_After Competition Groups_19 | Wall Insulation | 0.2999% | 1.9852 | 1.8409 | Residential_2026_SC B_million_m3_After Competition Groups_Wall Insulation
Residential | Res ¦ Wall Insulation MF | 2026 | SC B | million_m3 | After Competition Groups | 0.93812 | 77125.7726 | 0.077126 | 613.921 | 0.0015281 | 20 | Residential_2026_SC B_million_m3_After Competition Groups_20 | Wall Insulation MF | 0.1528% | 0.077126 | 0.93812 | Residential_2026_SC B_million_m3_After Competition Groups_Wall Insulation MF
Residential | Res ¦ Clothes Drying Racks | 2026 | SC B | million_m3 | After Competition Groups | 0.79773 | 1951645.6832 | 1.9516 | 613.921 | 0.0012994 | 21 | Residential_2026_SC B_million_m3_After Competition Groups_21 | Clothes Drying Racks | 0.1299% | 1.9516 | 0.79773 | Residential_2026_SC B_million_m3_After Competition Groups_Clothes Drying Racks
Residential | Res ¦ Minimize Hot and Warm Clothes Wash | 2026 | SC B | million_m3 | After Competition Groups | 0.33988 | 0 | 0 | 613.921 | 0.00055362 | 22 | Residential_2026_SC B_million_m3_After Competition Groups_22 | Minimize Hot and Warm Clothes Wash | 0.05536% | 0 | 0.33988 | Residential_2026_SC B_million_m3_After Competition Groups_Minimize Hot and Warm Clothes Wash
Residential | Res ¦ Energy Star Clothes Washer | 2026 | SC B | million_m3 | After Competition Groups | 0 | 0 | 0 | 613.921 | 0 | 23 | Residential_2026_SC B_million_m3_After Competition Groups_23 | Energy Star Clothes Washer | 0% | 0 | 0 | Residential_2026_SC B_million_m3_After Competition Groups_Energy Star Clothes Washer
Residential | Res ¦ Water Heater Temperature Setback | 2026 | SC B | million_m3 | After Competition Groups | 0 | 0 | 0 | 613.921 | 0 | 24 | Residential_2026_SC B_million_m3_After Competition Groups_24 | Water Heater Temperature Setback | 0% | 0 | 0 | Residential_2026_SC B_million_m3_After Competition Groups_Water Heater Temperature Setback
Residential | Res ¦ Comprehensive Draft Proofing | 2026 | SC C | million_m3 | After Competition Groups | 51.9146 | 847745.8746 | 0.84775 | 299.1297 | 0.17355 | 1 | Residential_2026_SC C_million_m3_After Competition Groups_1 | Comprehensive Draft Proofing | 17.36% | 0.84775 | 51.9146 | Residential_2026_SC C_million_m3_After Competition Groups_Comprehensive Draft Proofing
Residential | Res ¦ Adaptive Thermostat | 2026 | SC C | million_m3 | After Competition Groups | 50.8017 | 8658553.3472 | 8.6586 | 299.1297 | 0.16983 | 2 | Residential_2026_SC C_million_m3_After Competition Groups_2 | Adaptive Thermostat | 16.98% | 8.6586 | 50.8017 | Residential_2026_SC C_million_m3_After Competition Groups_Adaptive Thermostat
Residential | Res ¦ High Efficiency Fireplace with Pilotless Ignition | 2026 | SC C | million_m3 | After Competition Groups | 41.7805 | 5068582.2385 | 5.0686 | 299.1297 | 0.13967 | 3 | Residential_2026_SC C_million_m3_After Competition Groups_3 | High Efficiency Fireplace with Pilotless Ignition | 13.97% | 5.0686 | 41.7805 | Residential_2026_SC C_million_m3_After Competition Groups_High Efficiency Fireplace with Pilotless Ignition
Residential | Res ¦ Air Sealing | 2026 | SC C | million_m3 | After Competition Groups | 38.7081 | 6608523.2279 | 6.6085 | 299.1297 | 0.1294 | 4 | Residential_2026_SC C_million_m3_After Competition Groups_4 | Air Sealing | 12.94% | 6.6085 | 38.7081 | Residential_2026_SC C_million_m3_After Competition Groups_Air Sealing
Residential | Res ¦ Advanced BAS/Controllers | 2026 | SC C | million_m3 | After Competition Groups | 21.3829 | 744216.717 | 0.74422 | 299.1297 | 0.071484 | 5 | Residential_2026_SC C_million_m3_After Competition Groups_5 | Advanced BAS/Controllers | 7.148% | 0.74422 | 21.3829 | Residential_2026_SC C_million_m3_After Competition Groups_Advanced BAS/Controllers
Residential | Res ¦ Building Recommissioning, Operations and Maintenance (O&M) Improvements | 2026 | SC C | million_m3 | After Competition Groups | 17.67 | 595463.4303 | 0.59546 | 299.1297 | 0.059071 | 6 | Residential_2026_SC C_million_m3_After Competition Groups_6 | Building Recommissioning, Operations and Maintenance (O&M) Improvements | 5.907% | 0.59546 | 17.67 | Residential_2026_SC C_million_m3_After Competition Groups_Building Recommissioning, Operations and Maintenance (O&M) Improvements
Residential | Res ¦ Basement Wall Insulation | 2026 | SC C | million_m3 | After Competition Groups | 15.1548 | 3175272.2594 | 3.1753 | 299.1297 | 0.050663 | 7 | Residential_2026_SC C_million_m3_After Competition Groups_7 | Basement Wall Insulation | 5.066% | 3.1753 | 15.1548 | Residential_2026_SC C_million_m3_After Competition Groups_Basement Wall Insulation
Residential | Res ¦ Condensing Make Up Air Unit | 2026 | SC C | million_m3 | After Competition Groups | 14.9803 | 2761031.6457 | 2.761 | 299.1297 | 0.050079 | 8 | Residential_2026_SC C_million_m3_After Competition Groups_8 | Condensing Make Up Air Unit | 5.008% | 2.761 | 14.9803 | Residential_2026_SC C_million_m3_After Competition Groups_Condensing Make Up Air Unit
Residential | Res ¦ Attic Insulation | 2026 | SC C | million_m3 | After Competition Groups | 14.2906 | 3579764.4932 | 3.5798 | 299.1297 | 0.047774 | 9 | Residential_2026_SC C_million_m3_After Competition Groups_9 | Attic Insulation | 4.777% | 3.5798 | 14.2906 | Residential_2026_SC C_million_m3_After Competition Groups_Attic Insulation
Residential | Res ¦ Demand Control Ventilation | 2026 | SC C | million_m3 | After Competition Groups | 9.5843 | 1733324.3684 | 1.7333 | 299.1297 | 0.032041 | 10 | Residential_2026_SC C_million_m3_After Competition Groups_10 | Demand Control Ventilation | 3.204% | 1.7333 | 9.5843 | Residential_2026_SC C_million_m3_After Competition Groups_Demand Control Ventilation
Residential | Res ¦ High Efficiency Condensing Furnace | 2026 | SC C | million_m3 | After Competition Groups | 7.0265 | 1491661.8738 | 1.4917 | 299.1297 | 0.02349 | 11 | Residential_2026_SC C_million_m3_After Competition Groups_11 | High Efficiency Condensing Furnace | 2.349% | 1.4917 | 7.0265 | Residential_2026_SC C_million_m3_After Competition Groups_High Efficiency Condensing Furnace
Residential | Res ¦ Condensing Boiler | 2026 | SC C | million_m3 | After Competition Groups | 6.5563 | 2021452.9313 | 2.0215 | 299.1297 | 0.021918 | 12 | Residential_2026_SC C_million_m3_After Competition Groups_12 | Condensing Boiler | 2.192% | 2.0215 | 6.5563 | Residential_2026_SC C_million_m3_After Competition Groups_Condensing Boiler
Residential | Res ¦ Heat Recovery Ventilator | 2026 | SC C | million_m3 | After Competition Groups | 2.5345 | 911963.668 | 0.91196 | 299.1297 | 0.0084728 | 13 | Residential_2026_SC C_million_m3_After Competition Groups_13 | Heat Recovery Ventilator | 0.8473% | 0.91196 | 2.5345 | Residential_2026_SC C_million_m3_After Competition Groups_Heat Recovery Ventilator
Residential | Res ¦ Home Energy Reports | 2026 | SC C | million_m3 | After Competition Groups | 2.1924 | 1901770.558 | 1.9018 | 299.1297 | 0.0073293 | 14 | Residential_2026_SC C_million_m3_After Competition Groups_14 | Home Energy Reports | 0.7329% | 1.9018 | 2.1924 | Residential_2026_SC C_million_m3_After Competition Groups_Home Energy Reports
Residential | Res ¦ Duct Insulation MF | 2026 | SC C | million_m3 | After Competition Groups | 1.321 | 252172.2259 | 0.25217 | 299.1297 | 0.004416 | 15 | Residential_2026_SC C_million_m3_After Competition Groups_15 | Duct Insulation MF | 0.4416% | 0.25217 | 1.321 | Residential_2026_SC C_million_m3_After Competition Groups_Duct Insulation MF
Residential | Res ¦ Wall Insulation MF | 2026 | SC C | million_m3 | After Competition Groups | 0.93818 | 77138.9571 | 0.077139 | 299.1297 | 0.0031364 | 16 | Residential_2026_SC C_million_m3_After Competition Groups_16 | Wall Insulation MF | 0.3136% | 0.077139 | 0.93818 | Residential_2026_SC C_million_m3_After Competition Groups_Wall Insulation MF
Residential | Res ¦ Pool Cover | 2026 | SC C | million_m3 | After Competition Groups | 0.69337 | 108069.5283 | 0.10807 | 299.1297 | 0.0023179 | 17 | Residential_2026_SC C_million_m3_After Competition Groups_17 | Pool Cover | 0.2318% | 0.10807 | 0.69337 | Residential_2026_SC C_million_m3_After Competition Groups_Pool Cover
Residential | Res ¦ Duct Insulation | 2026 | SC C | million_m3 | After Competition Groups | 0.62658 | 135546.7029 | 0.13555 | 299.1297 | 0.0020947 | 18 | Residential_2026_SC C_million_m3_After Competition Groups_18 | Duct Insulation | 0.2095% | 0.13555 | 0.62658 | Residential_2026_SC C_million_m3_After Competition Groups_Duct Insulation
Residential | Res ¦ Floor Insulation | 2026 | SC C | million_m3 | After Competition Groups | 0.49641 | 101547.2328 | 0.10155 | 299.1297 | 0.0016595 | 19 | Residential_2026_SC C_million_m3_After Competition Groups_19 | Floor Insulation | 0.166% | 0.10155 | 0.49641 | Residential_2026_SC C_million_m3_After Competition Groups_Floor Insulation
Residential | Res ¦ Minimize Hot and Warm Clothes Wash | 2026 | SC C | million_m3 | After Competition Groups | 0.33988 | 0 | 0 | 299.1297 | 0.0011362 | 20 | Residential_2026_SC C_million_m3_After Competition Groups_20 | Minimize Hot and Warm Clothes Wash | 0.1136% | 0 | 0.33988 | Residential_2026_SC C_million_m3_After Competition Groups_Minimize Hot and Warm Clothes Wash
Residential | Res ¦ Wall Insulation | 2026 | SC C | million_m3 | After Competition Groups | 0.13646 | 29375.5184 | 0.029376 | 299.1297 | 0.00045619 | 21 | Residential_2026_SC C_million_m3_After Competition Groups_21 | Wall Insulation | 0.04562% | 0.029376 | 0.13646 | Residential_2026_SC C_million_m3_After Competition Groups_Wall Insulation
Residential | Res ¦ Clothes Drying Racks | 2026 | SC C | million_m3 | After Competition Groups | 0.00030328 | 0 | 0 | 299.1297 | 1.0139e-06 | 22 | Residential_2026_SC C_million_m3_After Competition Groups_22 | Clothes Drying Racks | 0.0001014% | 0 | 0.00030328 | Residential_2026_SC C_million_m3_After Competition Groups_Clothes Drying Racks
Residential | Res ¦ Energy Star Clothes Washer | 2026 | SC C | million_m3 | After Competition Groups | 0 | 0 | 0 | 299.1297 | 0 | 23 | Residential_2026_SC C_million_m3_After Competition Groups_23 | Energy Star Clothes Washer | 0% | 0 | 0 | Residential_2026_SC C_million_m3_After Competition Groups_Energy Star Clothes Washer
Residential | Res ¦ Water Heater Temperature Setback | 2026 | SC C | million_m3 | After Competition Groups | 0 | 0 | 0 | 299.1297 | 0 | 24 | Residential_2026_SC C_million_m3_After Competition Groups_24 | Water Heater Temperature Setback | 0% | 0 | 0 | Residential_2026_SC C_million_m3_After Competition Groups_Water Heater Temperature Setback
Residential | Res ¦ Air Sealing | 2026 | Technical | million_m3 | After Competition Groups | 611.8012 | 0 | 0 | 3508.9305 | 0.17436 | 1 | Residential_2026_Technical_million_m3_After Competition Groups_1 | Air Sealing | 17.44% | 0 | 611.8012 | Residential_2026_Technical_million_m3_After Competition Groups_Air Sealing
Residential | Res ¦ Adaptive Thermostat | 2026 | Technical | million_m3 | After Competition Groups | 496.3452 | 0 | 0 | 3508.9305 | 0.14145 | 2 | Residential_2026_Technical_million_m3_After Competition Groups_2 | Adaptive Thermostat | 14.15% | 0 | 496.3452 | Residential_2026_Technical_million_m3_After Competition Groups_Adaptive Thermostat
Residential | Res ¦ Energy Star Windows | 2026 | Technical | million_m3 | After Competition Groups | 232.786 | 0 | 0 | 3508.9305 | 0.066341 | 3 | Residential_2026_Technical_million_m3_After Competition Groups_3 | Energy Star Windows | 6.634% | 0 | 232.786 | Residential_2026_Technical_million_m3_After Competition Groups_Energy Star Windows
Residential | Res ¦ Comprehensive Draft Proofing | 2026 | Technical | million_m3 | After Competition Groups | 184.2398 | 0 | 0 | 3508.9305 | 0.052506 | 4 | Residential_2026_Technical_million_m3_After Competition Groups_4 | Comprehensive Draft Proofing | 5.251% | 0 | 184.2398 | Residential_2026_Technical_million_m3_After Competition Groups_Comprehensive Draft Proofing
Residential | Res ¦ Wall Insulation | 2026 | Technical | million_m3 | After Competition Groups | 169.1645 | 0 | 0 | 3508.9305 | 0.04821 | 5 | Residential_2026_Technical_million_m3_After Competition Groups_5 | Wall Insulation | 4.821% | 0 | 169.1645 | Residential_2026_Technical_million_m3_After Competition Groups_Wall Insulation
Residential | Res ¦ Attic Insulation | 2026 | Technical | million_m3 | After Competition Groups | 149.3812 | 0 | 0 | 3508.9305 | 0.042572 | 6 | Residential_2026_Technical_million_m3_After Competition Groups_6 | Attic Insulation | 4.257% | 0 | 149.3812 | Residential_2026_Technical_million_m3_After Competition Groups_Attic Insulation
Residential | Res ¦ DHW Recirculation Systems | 2026 | Technical | million_m3 | After Competition Groups | 141.3322 | 0 | 0 | 3508.9305 | 0.040278 | 7 | Residential_2026_Technical_million_m3_After Competition Groups_7 | DHW Recirculation Systems | 4.028% | 0 | 141.3322 | Residential_2026_Technical_million_m3_After Competition Groups_DHW Recirculation Systems
Residential | Res ¦ Condensing Storage Water Heater | 2026 | Technical | million_m3 | After Competition Groups | 133.1963 | 0 | 0 | 3508.9305 | 0.037959 | 8 | Residential_2026_Technical_million_m3_After Competition Groups_8 | Condensing Storage Water Heater | 3.796% | 0 | 133.1963 | Residential_2026_Technical_million_m3_After Competition Groups_Condensing Storage Water Heater
Residential | Res ¦ Basement or Crawlspace Insulation | 2026 | Technical | million_m3 | After Competition Groups | 126.8938 | 0 | 0 | 3508.9305 | 0.036163 | 9 | Residential_2026_Technical_million_m3_After Competition Groups_9 | Basement or Crawlspace Insulation | 3.616% | 0 | 126.8938 | Residential_2026_Technical_million_m3_After Competition Groups_Basement or Crawlspace Insulation
Residential | Res ¦ Basement Wall Insulation | 2026 | Technical | million_m3 | After Competition Groups | 124.1761 | 0 | 0 | 3508.9305 | 0.035389 | 10 | Residential_2026_Technical_million_m3_After Competition Groups_10 | Basement Wall Insulation | 3.539% | 0 | 124.1761 | Residential_2026_Technical_million_m3_After Competition Groups_Basement Wall Insulation
Residential | Res ¦ Tankless Water Heater | 2026 | Technical | million_m3 | After Competition Groups | 111.7997 | 0 | 0 | 3508.9305 | 0.031861 | 11 | Residential_2026_Technical_million_m3_After Competition Groups_11 | Tankless Water Heater | 3.186% | 0 | 111.7997 | Residential_2026_Technical_million_m3_After Competition Groups_Tankless Water Heater
Residential | Res ¦ Condensing Boiler | 2026 | Technical | million_m3 | After Competition Groups | 101.2741 | 0 | 0 | 3508.9305 | 0.028862 | 12 | Residential_2026_Technical_million_m3_After Competition Groups_12 | Condensing Boiler | 2.886% | 0 | 101.2741 | Residential_2026_Technical_million_m3_After Competition Groups_Condensing Boiler
Residential | Res ¦ Window Film | 2026 | Technical | million_m3 | After Competition Groups | 87.2992 | 0 | 0 | 3508.9305 | 0.024879 | 13 | Residential_2026_Technical_million_m3_After Competition Groups_13 | Window Film | 2.488% | 0 | 87.2992 | Residential_2026_Technical_million_m3_After Competition Groups_Window Film
Residential | Res ¦ Furnace Tune Up | 2026 | Technical | million_m3 | After Competition Groups | 84.3819 | 0 | 0 | 3508.9305 | 0.024048 | 14 | Residential_2026_Technical_million_m3_After Competition Groups_14 | Furnace Tune Up | 2.405% | 0 | 84.3819 | Residential_2026_Technical_million_m3_After Competition Groups_Furnace Tune Up
Residential | Res ¦ Advanced BAS/Controllers | 2026 | Technical | million_m3 | After Competition Groups | 75.8858 | 0 | 0 | 3508.9305 | 0.021626 | 15 | Residential_2026_Technical_million_m3_After Competition Groups_15 | Advanced BAS/Controllers | 2.163% | 0 | 75.8858 | Residential_2026_Technical_million_m3_After Competition Groups_Advanced BAS/Controllers
Residential | Res ¦ Heat Recovery Ventilator | 2026 | Technical | million_m3 | After Competition Groups | 72.9753 | 0 | 0 | 3508.9305 | 0.020797 | 16 | Residential_2026_Technical_million_m3_After Competition Groups_16 | Heat Recovery Ventilator | 2.08% | 0 | 72.9753 | Residential_2026_Technical_million_m3_After Competition Groups_Heat Recovery Ventilator
Residential | Res ¦ High Efficiency Condensing Furnace | 2026 | Technical | million_m3 | After Competition Groups | 72.4708 | 0 | 0 | 3508.9305 | 0.020653 | 17 | Residential_2026_Technical_million_m3_After Competition Groups_17 | High Efficiency Condensing Furnace | 2.065% | 0 | 72.4708 | Residential_2026_Technical_million_m3_After Competition Groups_High Efficiency Condensing Furnace
Residential | Res ¦ High Efficiency Fireplace with Pilotless Ignition | 2026 | Technical | million_m3 | After Competition Groups | 70.4725 | 0 | 0 | 3508.9305 | 0.020084 | 18 | Residential_2026_Technical_million_m3_After Competition Groups_18 | High Efficiency Fireplace with Pilotless Ignition | 2.008% | 0 | 70.4725 | Residential_2026_Technical_million_m3_After Competition Groups_High Efficiency Fireplace with Pilotless Ignition
Residential | Res ¦ Ceiling Insulation | 2026 | Technical | million_m3 | After Competition Groups | 62.8755 | 0 | 0 | 3508.9305 | 0.017919 | 19 | Residential_2026_Technical_million_m3_After Competition Groups_19 | Ceiling Insulation | 1.792% | 0 | 62.8755 | Residential_2026_Technical_million_m3_After Competition Groups_Ceiling Insulation
Residential | Res ¦ Building Recommissioning, Operations and Maintenance (O&M) Improvements | 2026 | Technical | million_m3 | After Competition Groups | 62.7092 | 0 | 0 | 3508.9305 | 0.017871 | 20 | Residential_2026_Technical_million_m3_After Competition Groups_20 | Building Recommissioning, Operations and Maintenance (O&M) Improvements | 1.787% | 0 | 62.7092 | Residential_2026_Technical_million_m3_After Competition Groups_Building Recommissioning, Operations and Maintenance (O&M) Improvements
Residential | Res ¦ Duct Insulation MF | 2026 | Technical | million_m3 | After Competition Groups | 49.6251 | 0 | 0 | 3508.9305 | 0.014143 | 21 | Residential_2026_Technical_million_m3_After Competition Groups_21 | Duct Insulation MF | 1.414% | 0 | 49.6251 | Residential_2026_Technical_million_m3_After Competition Groups_Duct Insulation MF
Residential | Res ¦ Floor Insulation | 2026 | Technical | million_m3 | After Competition Groups | 48.9141 | 0 | 0 | 3508.9305 | 0.01394 | 22 | Residential_2026_Technical_million_m3_After Competition Groups_22 | Floor Insulation | 1.394% | 0 | 48.9141 | Residential_2026_Technical_million_m3_After Competition Groups_Floor Insulation
Residential | Res ¦ Condensing Make Up Air Unit | 2026 | Technical | million_m3 | After Competition Groups | 48.3738 | 0 | 0 | 3508.9305 | 0.013786 | 23 | Residential_2026_Technical_million_m3_After Competition Groups_23 | Condensing Make Up Air Unit | 1.379% | 0 | 48.3738 | Residential_2026_Technical_million_m3_After Competition Groups_Condensing Make Up Air Unit
Residential | Res ¦ Duct Insulation | 2026 | Technical | million_m3 | After Competition Groups | 46.4889 | 0 | 0 | 3508.9305 | 0.013249 | 24 | Residential_2026_Technical_million_m3_After Competition Groups_24 | Duct Insulation | 1.325% | 0 | 46.4889 | Residential_2026_Technical_million_m3_After Competition Groups_Duct Insulation
Residential | Res ¦ Demand Control Ventilation | 2026 | Technical | million_m3 | After Competition Groups | 34.0137 | 0 | 0 | 3508.9305 | 0.0096935 | 25 | Residential_2026_Technical_million_m3_After Competition Groups_25 | Demand Control Ventilation | 0.9693% | 0 | 34.0137 | Residential_2026_Technical_million_m3_After Competition Groups_Demand Control Ventilation
Residential | Res ¦ Early Hot Water Heater Replacement | 2026 | Technical | million_m3 | After Competition Groups | 27.6951 | 0 | 0 | 3508.9305 | 0.0078927 | 26 | Residential_2026_Technical_million_m3_After Competition Groups_26 | Early Hot Water Heater Replacement | 0.7893% | 0 | 27.6951 | Residential_2026_Technical_million_m3_After Competition Groups_Early Hot Water Heater Replacement
Residential | Res ¦ Drain Water Heat Recovery | 2026 | Technical | million_m3 | After Competition Groups | 23.6365 | 0 | 0 | 3508.9305 | 0.0067361 | 27 | Residential_2026_Technical_million_m3_After Competition Groups_27 | Drain Water Heat Recovery | 0.6736% | 0 | 23.6365 | Residential_2026_Technical_million_m3_After Competition Groups_Drain Water Heat Recovery
Residential | Res ¦ Pool Cover | 2026 | Technical | million_m3 | After Competition Groups | 15.4892 | 0 | 0 | 3508.9305 | 0.0044142 | 28 | Residential_2026_Technical_million_m3_After Competition Groups_28 | Pool Cover | 0.4414% | 0 | 15.4892 | Residential_2026_Technical_million_m3_After Competition Groups_Pool Cover
Residential | Res ¦ Home Energy Reports | 2026 | Technical | million_m3 | After Competition Groups | 15.3919 | 0 | 0 | 3508.9305 | 0.0043865 | 29 | Residential_2026_Technical_million_m3_After Competition Groups_29 | Home Energy Reports | 0.4386% | 0 | 15.3919 | Residential_2026_Technical_million_m3_After Competition Groups_Home Energy Reports
Residential | Res ¦ High Efficiency Gas Pool Heater | 2026 | Technical | million_m3 | After Competition Groups | 8.8431 | 0 | 0 | 3508.9305 | 0.0025202 | 30 | Residential_2026_Technical_million_m3_After Competition Groups_30 | High Efficiency Gas Pool Heater | 0.252% | 0 | 8.8431 | Residential_2026_Technical_million_m3_After Competition Groups_High Efficiency Gas Pool Heater
Residential | Res ¦ Wall Insulation MF | 2026 | Technical | million_m3 | After Competition Groups | 7.6873 | 0 | 0 | 3508.9305 | 0.0021908 | 31 | Residential_2026_Technical_million_m3_After Competition Groups_31 | Wall Insulation MF | 0.2191% | 0 | 7.6873 | Residential_2026_Technical_million_m3_After Competition Groups_Wall Insulation MF
Residential | Res ¦ Water Heater Temperature Setback | 2026 | Technical | million_m3 | After Competition Groups | 6.8925 | 0 | 0 | 3508.9305 | 0.0019643 | 32 | Residential_2026_Technical_million_m3_After Competition Groups_32 | Water Heater Temperature Setback | 0.1964% | 0 | 6.8925 | Residential_2026_Technical_million_m3_After Competition Groups_Water Heater Temperature Setback
Residential | Res ¦ Energy Star Clothes Dryer | 2026 | Technical | million_m3 | After Competition Groups | 1.3612 | 0 | 0 | 3508.9305 | 0.00038793 | 33 | Residential_2026_Technical_million_m3_After Competition Groups_33 | Energy Star Clothes Dryer | 0.03879% | 0 | 1.3612 | Residential_2026_Technical_million_m3_After Competition Groups_Energy Star Clothes Dryer
Residential | Res ¦ Clothes Drying Racks | 2026 | Technical | million_m3 | After Competition Groups | 1.188 | 0 | 0 | 3508.9305 | 0.00033856 | 34 | Residential_2026_Technical_million_m3_After Competition Groups_34 | Clothes Drying Racks | 0.03386% | 0 | 1.188 | Residential_2026_Technical_million_m3_After Competition Groups_Clothes Drying Racks
Residential | Res ¦ Minimize Hot and Warm Clothes Wash | 2026 | Technical | million_m3 | After Competition Groups | 1.0286 | 0 | 0 | 3508.9305 | 0.00029315 | 35 | Residential_2026_Technical_million_m3_After Competition Groups_35 | Minimize Hot and Warm Clothes Wash | 0.02931% | 0 | 1.0286 | Residential_2026_Technical_million_m3_After Competition Groups_Minimize Hot and Warm Clothes Wash
Residential | Res ¦ Energy Star Clothes Washer | 2026 | Technical | million_m3 | After Competition Groups | 0.71998 | 0 | 0 | 3508.9305 | 0.00020518 | 36 | Residential_2026_Technical_million_m3_After Competition Groups_36 | Energy Star Clothes Washer | 0.02052% | 0 | 0.71998 | Residential_2026_Technical_million_m3_After Competition Groups_Energy Star Clothes Washer
Residential | Res ¦ Solar Water Preheat (Pools/DHW) | 2026 | Technical | million_m3 | After Competition Groups | 0.12115 | 0 | 0 | 3508.9305 | 3.4527e-05 | 37 | Residential_2026_Technical_million_m3_After Competition Groups_37 | Solar Water Preheat (Pools/DHW) | 0.003453% | 0 | 0.12115 | Residential_2026_Technical_million_m3_After Competition Groups_Solar Water Preheat (Pools/DHW)
Residential | Res ¦ Air Sealing | 2027 | Economic | million_m3 | After Competition Groups | 602.1347 | 0 | 0 | 2225.7911 | 0.27053 | 1 | Residential_2027_Economic_million_m3_After Competition Groups_1 | Air Sealing | 27.05% | 0 | 602.1347 | Residential_2027_Economic_million_m3_After Competition Groups_Air Sealing
Residential | Res ¦ Adaptive Thermostat | 2027 | Economic | million_m3 | After Competition Groups | 496.6736 | 0 | 0 | 2225.7911 | 0.22314 | 2 | Residential_2027_Economic_million_m3_After Competition Groups_2 | Adaptive Thermostat | 22.31% | 0 | 496.6736 | Residential_2027_Economic_million_m3_After Competition Groups_Adaptive Thermostat
Residential | Res ¦ Comprehensive Draft Proofing | 2027 | Economic | million_m3 | After Competition Groups | 181.3288 | 0 | 0 | 2225.7911 | 0.081467 | 3 | Residential_2027_Economic_million_m3_After Competition Groups_3 | Comprehensive Draft Proofing | 8.147% | 0 | 181.3288 | Residential_2027_Economic_million_m3_After Competition Groups_Comprehensive Draft Proofing
Residential | Res ¦ Attic Insulation | 2027 | Economic | million_m3 | After Competition Groups | 147.021 | 0 | 0 | 2225.7911 | 0.066053 | 4 | Residential_2027_Economic_million_m3_After Competition Groups_4 | Attic Insulation | 6.605% | 0 | 147.021 | Residential_2027_Economic_million_m3_After Competition Groups_Attic Insulation
Residential | Res ¦ Basement Wall Insulation | 2027 | Economic | million_m3 | After Competition Groups | 122.2141 | 0 | 0 | 2225.7911 | 0.054908 | 5 | Residential_2027_Economic_million_m3_After Competition Groups_5 | Basement Wall Insulation | 5.491% | 0 | 122.2141 | Residential_2027_Economic_million_m3_After Competition Groups_Basement Wall Insulation
Residential | Res ¦ Heat Recovery Ventilator | 2027 | Economic | million_m3 | After Competition Groups | 81.2031 | 0 | 0 | 2225.7911 | 0.036483 | 6 | Residential_2027_Economic_million_m3_After Competition Groups_6 | Heat Recovery Ventilator | 3.648% | 0 | 81.2031 | Residential_2027_Economic_million_m3_After Competition Groups_Heat Recovery Ventilator
Residential | Res ¦ High Efficiency Fireplace with Pilotless Ignition | 2027 | Economic | million_m3 | After Competition Groups | 77.8511 | 0 | 0 | 2225.7911 | 0.034977 | 7 | Residential_2027_Economic_million_m3_After Competition Groups_7 | High Efficiency Fireplace with Pilotless Ignition | 3.498% | 0 | 77.8511 | Residential_2027_Economic_million_m3_After Competition Groups_High Efficiency Fireplace with Pilotless Ignition
Residential | Res ¦ Advanced BAS/Controllers | 2027 | Economic | million_m3 | After Competition Groups | 74.6868 | 0 | 0 | 2225.7911 | 0.033555 | 8 | Residential_2027_Economic_million_m3_After Competition Groups_8 | Advanced BAS/Controllers | 3.356% | 0 | 74.6868 | Residential_2027_Economic_million_m3_After Competition Groups_Advanced BAS/Controllers
Residential | Res ¦ High Efficiency Condensing Furnace | 2027 | Economic | million_m3 | After Competition Groups | 69.2149 | 0 | 0 | 2225.7911 | 0.031097 | 9 | Residential_2027_Economic_million_m3_After Competition Groups_9 | High Efficiency Condensing Furnace | 3.11% | 0 | 69.2149 | Residential_2027_Economic_million_m3_After Competition Groups_High Efficiency Condensing Furnace
Residential | Res ¦ Building Recommissioning, Operations and Maintenance (O&M) Improvements | 2027 | Economic | million_m3 | After Competition Groups | 61.7184 | 0 | 0 | 2225.7911 | 0.027729 | 10 | Residential_2027_Economic_million_m3_After Competition Groups_10 | Building Recommissioning, Operations and Maintenance (O&M) Improvements | 2.773% | 0 | 61.7184 | Residential_2027_Economic_million_m3_After Competition Groups_Building Recommissioning, Operations and Maintenance (O&M) Improvements
Residential | Res ¦ Condensing Boiler | 2027 | Economic | million_m3 | After Competition Groups | 55.0502 | 0 | 0 | 2225.7911 | 0.024733 | 11 | Residential_2027_Economic_million_m3_After Competition Groups_11 | Condensing Boiler | 2.473% | 0 | 55.0502 | Residential_2027_Economic_million_m3_After Competition Groups_Condensing Boiler
Residential | Res ¦ Condensing Make Up Air Unit | 2027 | Economic | million_m3 | After Competition Groups | 53.4331 | 0 | 0 | 2225.7911 | 0.024006 | 12 | Residential_2027_Economic_million_m3_After Competition Groups_12 | Condensing Make Up Air Unit | 2.401% | 0 | 53.4331 | Residential_2027_Economic_million_m3_After Competition Groups_Condensing Make Up Air Unit
Residential | Res ¦ Floor Insulation | 2027 | Economic | million_m3 | After Competition Groups | 48.1413 | 0 | 0 | 2225.7911 | 0.021629 | 13 | Residential_2027_Economic_million_m3_After Competition Groups_13 | Floor Insulation | 2.163% | 0 | 48.1413 | Residential_2027_Economic_million_m3_After Competition Groups_Floor Insulation
Residential | Res ¦ Duct Insulation | 2027 | Economic | million_m3 | After Competition Groups | 39.5228 | 0 | 0 | 2225.7911 | 0.017757 | 14 | Residential_2027_Economic_million_m3_After Competition Groups_14 | Duct Insulation | 1.776% | 0 | 39.5228 | Residential_2027_Economic_million_m3_After Competition Groups_Duct Insulation
Residential | Res ¦ Duct Insulation MF | 2027 | Economic | million_m3 | After Competition Groups | 34.649 | 0 | 0 | 2225.7911 | 0.015567 | 15 | Residential_2027_Economic_million_m3_After Competition Groups_15 | Duct Insulation MF | 1.557% | 0 | 34.649 | Residential_2027_Economic_million_m3_After Competition Groups_Duct Insulation MF
Residential | Res ¦ Demand Control Ventilation | 2027 | Economic | million_m3 | After Competition Groups | 33.4762 | 0 | 0 | 2225.7911 | 0.01504 | 16 | Residential_2027_Economic_million_m3_After Competition Groups_16 | Demand Control Ventilation | 1.504% | 0 | 33.4762 | Residential_2027_Economic_million_m3_After Competition Groups_Demand Control Ventilation
Residential | Res ¦ Pool Cover | 2027 | Economic | million_m3 | After Competition Groups | 15.2445 | 0 | 0 | 2225.7911 | 0.006849 | 17 | Residential_2027_Economic_million_m3_After Competition Groups_17 | Pool Cover | 0.6849% | 0 | 15.2445 | Residential_2027_Economic_million_m3_After Competition Groups_Pool Cover
Residential | Res ¦ Wall Insulation | 2027 | Economic | million_m3 | After Competition Groups | 14.858 | 0 | 0 | 2225.7911 | 0.0066754 | 18 | Residential_2027_Economic_million_m3_After Competition Groups_18 | Wall Insulation | 0.6675% | 0 | 14.858 | Residential_2027_Economic_million_m3_After Competition Groups_Wall Insulation
Residential | Res ¦ Home Energy Reports | 2027 | Economic | million_m3 | After Competition Groups | 7.6221 | 0 | 0 | 2225.7911 | 0.0034245 | 19 | Residential_2027_Economic_million_m3_After Competition Groups_19 | Home Energy Reports | 0.3424% | 0 | 7.6221 | Residential_2027_Economic_million_m3_After Competition Groups_Home Energy Reports
Residential | Res ¦ Wall Insulation MF | 2027 | Economic | million_m3 | After Competition Groups | 7.5658 | 0 | 0 | 2225.7911 | 0.0033992 | 20 | Residential_2027_Economic_million_m3_After Competition Groups_20 | Wall Insulation MF | 0.3399% | 0 | 7.5658 | Residential_2027_Economic_million_m3_After Competition Groups_Wall Insulation MF
Residential | Res ¦ Clothes Drying Racks | 2027 | Economic | million_m3 | After Competition Groups | 1.1692 | 0 | 0 | 2225.7911 | 0.0005253 | 21 | Residential_2027_Economic_million_m3_After Competition Groups_21 | Clothes Drying Racks | 0.05253% | 0 | 1.1692 | Residential_2027_Economic_million_m3_After Competition Groups_Clothes Drying Racks
Residential | Res ¦ Minimize Hot and Warm Clothes Wash | 2027 | Economic | million_m3 | After Competition Groups | 1.0124 | 0 | 0 | 2225.7911 | 0.00045484 | 22 | Residential_2027_Economic_million_m3_After Competition Groups_22 | Minimize Hot and Warm Clothes Wash | 0.04548% | 0 | 1.0124 | Residential_2027_Economic_million_m3_After Competition Groups_Minimize Hot and Warm Clothes Wash
Residential | Res ¦ Energy Star Clothes Washer | 2027 | Economic | million_m3 | After Competition Groups | 0 | 0 | 0 | 2225.7911 | 0 | 23 | Residential_2027_Economic_million_m3_After Competition Groups_23 | Energy Star Clothes Washer | 0% | 0 | 0 | Residential_2027_Economic_million_m3_After Competition Groups_Energy Star Clothes Washer
Residential | Res ¦ Water Heater Temperature Setback | 2027 | Economic | million_m3 | After Competition Groups | 0 | 0 | 0 | 2225.7911 | 0 | 24 | Residential_2027_Economic_million_m3_After Competition Groups_24 | Water Heater Temperature Setback | 0% | 0 | 0 | Residential_2027_Economic_million_m3_After Competition Groups_Water Heater Temperature Setback
Residential | Res ¦ Comprehensive Draft Proofing | 2027 | SC A | million_m3 | After Competition Groups | 58.2134 | 319473.9546 | 0.31947 | 285.8817 | 0.20363 | 1 | Residential_2027_SC A_million_m3_After Competition Groups_1 | Comprehensive Draft Proofing | 20.36% | 0.31947 | 58.2134 | Residential_2027_SC A_million_m3_After Competition Groups_Comprehensive Draft Proofing
Residential | Res ¦ Adaptive Thermostat | 2027 | SC A | million_m3 | After Competition Groups | 46.6683 | 2912006.9486 | 2.912 | 285.8817 | 0.16324 | 2 | Residential_2027_SC A_million_m3_After Competition Groups_2 | Adaptive Thermostat | 16.32% | 2.912 | 46.6683 | Residential_2027_SC A_million_m3_After Competition Groups_Adaptive Thermostat
Residential | Res ¦ High Efficiency Fireplace with Pilotless Ignition | 2027 | SC A | million_m3 | After Competition Groups | 37.7936 | 1906868.6253 | 1.9069 | 285.8817 | 0.1322 | 3 | Residential_2027_SC A_million_m3_After Competition Groups_3 | High Efficiency Fireplace with Pilotless Ignition | 13.22% | 1.9069 | 37.7936 | Residential_2027_SC A_million_m3_After Competition Groups_High Efficiency Fireplace with Pilotless Ignition
Residential | Res ¦ Air Sealing | 2027 | SC A | million_m3 | After Competition Groups | 33.0909 | 1972371.0218 | 1.9724 | 285.8817 | 0.11575 | 4 | Residential_2027_SC A_million_m3_After Competition Groups_4 | Air Sealing | 11.58% | 1.9724 | 33.0909 | Residential_2027_SC A_million_m3_After Competition Groups_Air Sealing
Residential | Res ¦ Advanced BAS/Controllers | 2027 | SC A | million_m3 | After Competition Groups | 25.1613 | 799621.1171 | 0.79962 | 285.8817 | 0.088013 | 5 | Residential_2027_SC A_million_m3_After Competition Groups_5 | Advanced BAS/Controllers | 8.801% | 0.79962 | 25.1613 | Residential_2027_SC A_million_m3_After Competition Groups_Advanced BAS/Controllers
Residential | Res ¦ Building Recommissioning, Operations and Maintenance (O&M) Improvements | 2027 | SC A | million_m3 | After Competition Groups | 20.7922 | 639405.7666 | 0.63941 | 285.8817 | 0.07273 | 6 | Residential_2027_SC A_million_m3_After Competition Groups_6 | Building Recommissioning, Operations and Maintenance (O&M) Improvements | 7.273% | 0.63941 | 20.7922 | Residential_2027_SC A_million_m3_After Competition Groups_Building Recommissioning, Operations and Maintenance (O&M) Improvements
Residential | Res ¦ Basement Wall Insulation | 2027 | SC A | million_m3 | After Competition Groups | 13.8167 | 1302064.3612 | 1.3021 | 285.8817 | 0.04833 | 7 | Residential_2027_SC A_million_m3_After Competition Groups_7 | Basement Wall Insulation | 4.833% | 1.3021 | 13.8167 | Residential_2027_SC A_million_m3_After Competition Groups_Basement Wall Insulation
Residential | Res ¦ Condensing Make Up Air Unit | 2027 | SC A | million_m3 | After Competition Groups | 13.6729 | 971696.9088 | 0.9717 | 285.8817 | 0.047827 | 8 | Residential_2027_SC A_million_m3_After Competition Groups_8 | Condensing Make Up Air Unit | 4.783% | 0.9717 | 13.6729 | Residential_2027_SC A_million_m3_After Competition Groups_Condensing Make Up Air Unit
Residential | Res ¦ Attic Insulation | 2027 | SC A | million_m3 | After Competition Groups | 9.3594 | 582268.6043 | 0.58227 | 285.8817 | 0.032739 | 9 | Residential_2027_SC A_million_m3_After Competition Groups_9 | Attic Insulation | 3.274% | 0.58227 | 9.3594 | Residential_2027_SC A_million_m3_After Competition Groups_Attic Insulation
Residential | Res ¦ Demand Control Ventilation | 2027 | SC A | million_m3 | After Competition Groups | 7.4493 | 387466.9885 | 0.38747 | 285.8817 | 0.026057 | 10 | Residential_2027_SC A_million_m3_After Competition Groups_10 | Demand Control Ventilation | 2.606% | 0.38747 | 7.4493 | Residential_2027_SC A_million_m3_After Competition Groups_Demand Control Ventilation
Residential | Res ¦ Condensing Boiler | 2027 | SC A | million_m3 | After Competition Groups | 5.8678 | 748090.8667 | 0.74809 | 285.8817 | 0.020525 | 11 | Residential_2027_SC A_million_m3_After Competition Groups_11 | Condensing Boiler | 2.053% | 0.74809 | 5.8678 | Residential_2027_SC A_million_m3_After Competition Groups_Condensing Boiler
Residential | Res ¦ High Efficiency Condensing Furnace | 2027 | SC A | million_m3 | After Competition Groups | 4.8949 | 0 | 0 | 285.8817 | 0.017122 | 12 | Residential_2027_SC A_million_m3_After Competition Groups_12 | High Efficiency Condensing Furnace | 1.712% | 0 | 4.8949 | Residential_2027_SC A_million_m3_After Competition Groups_High Efficiency Condensing Furnace
Residential | Res ¦ Home Energy Reports | 2027 | SC A | million_m3 | After Competition Groups | 3.106 | 2641000.542 | 2.641 | 285.8817 | 0.010865 | 13 | Residential_2027_SC A_million_m3_After Competition Groups_13 | Home Energy Reports | 1.086% | 2.641 | 3.106 | Residential_2027_SC A_million_m3_After Competition Groups_Home Energy Reports
Residential | Res ¦ Heat Recovery Ventilator | 2027 | SC A | million_m3 | After Competition Groups | 2.113 | 0 | 0 | 285.8817 | 0.0073913 | 14 | Residential_2027_SC A_million_m3_After Competition Groups_14 | Heat Recovery Ventilator | 0.7391% | 0 | 2.113 | Residential_2027_SC A_million_m3_After Competition Groups_Heat Recovery Ventilator
Residential | Res ¦ Duct Insulation MF | 2027 | SC A | million_m3 | After Competition Groups | 1.0989 | 59233.6821 | 0.059234 | 285.8817 | 0.0038438 | 15 | Residential_2027_SC A_million_m3_After Competition Groups_15 | Duct Insulation MF | 0.3844% | 0.059234 | 1.0989 | Residential_2027_SC A_million_m3_After Competition Groups_Duct Insulation MF
Residential | Res ¦ Wall Insulation MF | 2027 | SC A | million_m3 | After Competition Groups | 1.0446 | 54216.3905 | 0.054216 | 285.8817 | 0.0036538 | 16 | Residential_2027_SC A_million_m3_After Competition Groups_16 | Wall Insulation MF | 0.3654% | 0.054216 | 1.0446 | Residential_2027_SC A_million_m3_After Competition Groups_Wall Insulation MF
Residential | Res ¦ Duct Insulation | 2027 | SC A | million_m3 | After Competition Groups | 0.47067 | 0 | 0 | 285.8817 | 0.0016464 | 17 | Residential_2027_SC A_million_m3_After Competition Groups_17 | Duct Insulation | 0.1646% | 0 | 0.47067 | Residential_2027_SC A_million_m3_After Competition Groups_Duct Insulation
Residential | Res ¦ Pool Cover | 2027 | SC A | million_m3 | After Competition Groups | 0.45498 | 0 | 0 | 285.8817 | 0.0015915 | 18 | Residential_2027_SC A_million_m3_After Competition Groups_18 | Pool Cover | 0.1592% | 0 | 0.45498 | Residential_2027_SC A_million_m3_After Competition Groups_Pool Cover
Residential | Res ¦ Minimize Hot and Warm Clothes Wash | 2027 | SC A | million_m3 | After Competition Groups | 0.38236 | 0 | 0 | 285.8817 | 0.0013375 | 19 | Residential_2027_SC A_million_m3_After Competition Groups_19 | Minimize Hot and Warm Clothes Wash | 0.1337% | 0 | 0.38236 | Residential_2027_SC A_million_m3_After Competition Groups_Minimize Hot and Warm Clothes Wash
Residential | Res ¦ Floor Insulation | 2027 | SC A | million_m3 | After Competition Groups | 0.33904 | 0 | 0 | 285.8817 | 0.0011859 | 20 | Residential_2027_SC A_million_m3_After Competition Groups_20 | Floor Insulation | 0.1186% | 0 | 0.33904 | Residential_2027_SC A_million_m3_After Competition Groups_Floor Insulation
Residential | Res ¦ Wall Insulation | 2027 | SC A | million_m3 | After Competition Groups | 0.09102 | 0 | 0 | 285.8817 | 0.00031839 | 21 | Residential_2027_SC A_million_m3_After Competition Groups_21 | Wall Insulation | 0.03184% | 0 | 0.09102 | Residential_2027_SC A_million_m3_After Competition Groups_Wall Insulation
Residential | Res ¦ Clothes Drying Racks | 2027 | SC A | million_m3 | After Competition Groups | 0.00034862 | 0 | 0 | 285.8817 | 1.2194e-06 | 22 | Residential_2027_SC A_million_m3_After Competition Groups_22 | Clothes Drying Racks | 0.0001219% | 0 | 0.00034862 | Residential_2027_SC A_million_m3_After Competition Groups_Clothes Drying Racks
Residential | Res ¦ Energy Star Clothes Washer | 2027 | SC A | million_m3 | After Competition Groups | 0 | 0 | 0 | 285.8817 | 0 | 23 | Residential_2027_SC A_million_m3_After Competition Groups_23 | Energy Star Clothes Washer | 0% | 0 | 0 | Residential_2027_SC A_million_m3_After Competition Groups_Energy Star Clothes Washer
Residential | Res ¦ Water Heater Temperature Setback | 2027 | SC A | million_m3 | After Competition Groups | 0 | 0 | 0 | 285.8817 | 0 | 24 | Residential_2027_SC A_million_m3_After Competition Groups_24 | Water Heater Temperature Setback | 0% | 0 | 0 | Residential_2027_SC A_million_m3_After Competition Groups_Water Heater Temperature Setback
Residential | Res ¦ Comprehensive Draft Proofing | 2027 | SC B | million_m3 | After Competition Groups | 137.9544 | 1385476.5407 | 1.3855 | 707.91 | 0.19488 | 1 | Residential_2027_SC B_million_m3_After Competition Groups_1 | Comprehensive Draft Proofing | 19.49% | 1.3855 | 137.9544 | Residential_2027_SC B_million_m3_After Competition Groups_Comprehensive Draft Proofing
Residential | Res ¦ Adaptive Thermostat | 2027 | SC B | million_m3 | After Competition Groups | 98.2892 | 26514454.9212 | 26.5145 | 707.91 | 0.13884 | 2 | Residential_2027_SC B_million_m3_After Competition Groups_2 | Adaptive Thermostat | 13.88% | 26.5145 | 98.2892 | Residential_2027_SC B_million_m3_After Competition Groups_Adaptive Thermostat
Residential | Res ¦ Air Sealing | 2027 | SC B | million_m3 | After Competition Groups | 87.71 | 25236546.8577 | 25.2365 | 707.91 | 0.1239 | 3 | Residential_2027_SC B_million_m3_After Competition Groups_3 | Air Sealing | 12.39% | 25.2365 | 87.71 | Residential_2027_SC B_million_m3_After Competition Groups_Air Sealing
Residential | Res ¦ Advanced BAS/Controllers | 2027 | SC B | million_m3 | After Competition Groups | 56.8205 | 1216281.2759 | 1.2163 | 707.91 | 0.080265 | 4 | Residential_2027_SC B_million_m3_After Competition Groups_4 | Advanced BAS/Controllers | 8.027% | 1.2163 | 56.8205 | Residential_2027_SC B_million_m3_After Competition Groups_Advanced BAS/Controllers
Residential | Res ¦ High Efficiency Condensing Furnace | 2027 | SC B | million_m3 | After Competition Groups | 56.4354 | 37332437.6346 | 37.3324 | 707.91 | 0.079721 | 5 | Residential_2027_SC B_million_m3_After Competition Groups_5 | High Efficiency Condensing Furnace | 7.972% | 37.3324 | 56.4354 | Residential_2027_SC B_million_m3_After Competition Groups_High Efficiency Condensing Furnace
Residential | Res ¦ High Efficiency Fireplace with Pilotless Ignition | 2027 | SC B | million_m3 | After Competition Groups | 54.7564 | 6016212.6094 | 6.0162 | 707.91 | 0.077349 | 6 | Residential_2027_SC B_million_m3_After Competition Groups_6 | High Efficiency Fireplace with Pilotless Ignition | 7.735% | 6.0162 | 54.7564 | Residential_2027_SC B_million_m3_After Competition Groups_High Efficiency Fireplace with Pilotless Ignition
Residential | Res ¦ Building Recommissioning, Operations and Maintenance (O&M) Improvements | 2027 | SC B | million_m3 | After Competition Groups | 46.9551 | 973170.638 | 0.97317 | 707.91 | 0.066329 | 7 | Residential_2027_SC B_million_m3_After Competition Groups_7 | Building Recommissioning, Operations and Maintenance (O&M) Improvements | 6.633% | 0.97317 | 46.9551 | Residential_2027_SC B_million_m3_After Competition Groups_Building Recommissioning, Operations and Maintenance (O&M) Improvements
Residential | Res ¦ Condensing Make Up Air Unit | 2027 | SC B | million_m3 | After Competition Groups | 25.8609 | 4503085.6876 | 4.5031 | 707.91 | 0.036531 | 8 | Residential_2027_SC B_million_m3_After Competition Groups_8 | Condensing Make Up Air Unit | 3.653% | 4.5031 | 25.8609 | Residential_2027_SC B_million_m3_After Competition Groups_Condensing Make Up Air Unit
Residential | Res ¦ Demand Control Ventilation | 2027 | SC B | million_m3 | After Competition Groups | 25.4669 | 2832818.0803 | 2.8328 | 707.91 | 0.035975 | 9 | Residential_2027_SC B_million_m3_After Competition Groups_9 | Demand Control Ventilation | 3.597% | 2.8328 | 25.4669 | Residential_2027_SC B_million_m3_After Competition Groups_Demand Control Ventilation
Residential | Res ¦ Condensing Boiler | 2027 | SC B | million_m3 | After Competition Groups | 23.7098 | 12402305.9925 | 12.4023 | 707.91 | 0.033493 | 10 | Residential_2027_SC B_million_m3_After Competition Groups_10 | Condensing Boiler | 3.349% | 12.4023 | 23.7098 | Residential_2027_SC B_million_m3_After Competition Groups_Condensing Boiler
Residential | Res ¦ Attic Insulation | 2027 | SC B | million_m3 | After Competition Groups | 21.4162 | 5668316.2547 | 5.6683 | 707.91 | 0.030253 | 11 | Residential_2027_SC B_million_m3_After Competition Groups_11 | Attic Insulation | 3.025% | 5.6683 | 21.4162 | Residential_2027_SC B_million_m3_After Competition Groups_Attic Insulation
Residential | Res ¦ Heat Recovery Ventilator | 2027 | SC B | million_m3 | After Competition Groups | 20.5218 | 17818165.6935 | 17.8182 | 707.91 | 0.028989 | 12 | Residential_2027_SC B_million_m3_After Competition Groups_12 | Heat Recovery Ventilator | 2.899% | 17.8182 | 20.5218 | Residential_2027_SC B_million_m3_After Competition Groups_Heat Recovery Ventilator
Residential | Res ¦ Basement Wall Insulation | 2027 | SC B | million_m3 | After Competition Groups | 17.804 | 3471930.1023 | 3.4719 | 707.91 | 0.02515 | 13 | Residential_2027_SC B_million_m3_After Competition Groups_13 | Basement Wall Insulation | 2.515% | 3.4719 | 17.804 | Residential_2027_SC B_million_m3_After Competition Groups_Basement Wall Insulation
Residential | Res ¦ Pool Cover | 2027 | SC B | million_m3 | After Competition Groups | 9.0399 | 4342820.3729 | 4.3428 | 707.91 | 0.01277 | 14 | Residential_2027_SC B_million_m3_After Competition Groups_14 | Pool Cover | 1.277% | 4.3428 | 9.0399 | Residential_2027_SC B_million_m3_After Competition Groups_Pool Cover
Residential | Res ¦ Floor Insulation | 2027 | SC B | million_m3 | After Competition Groups | 7.0081 | 6154319.3902 | 6.1543 | 707.91 | 0.0098996 | 15 | Residential_2027_SC B_million_m3_After Competition Groups_15 | Floor Insulation | 0.99% | 6.1543 | 7.0081 | Residential_2027_SC B_million_m3_After Competition Groups_Floor Insulation
Residential | Res ¦ Duct Insulation | 2027 | SC B | million_m3 | After Competition Groups | 5.4739 | 5056495.8159 | 5.0565 | 707.91 | 0.0077325 | 16 | Residential_2027_SC B_million_m3_After Competition Groups_16 | Duct Insulation | 0.7733% | 5.0565 | 5.4739 | Residential_2027_SC B_million_m3_After Competition Groups_Duct Insulation
Residential | Res ¦ Duct Insulation MF | 2027 | SC B | million_m3 | After Competition Groups | 5.046 | 2257932.6888 | 2.2579 | 707.91 | 0.007128 | 17 | Residential_2027_SC B_million_m3_After Competition Groups_17 | Duct Insulation MF | 0.7128% | 2.2579 | 5.046 | Residential_2027_SC B_million_m3_After Competition Groups_Duct Insulation MF
Residential | Res ¦ Home Energy Reports | 2027 | SC B | million_m3 | After Competition Groups | 3.106 | 2641000.542 | 2.641 | 707.91 | 0.0043875 | 18 | Residential_2027_SC B_million_m3_After Competition Groups_18 | Home Energy Reports | 0.4388% | 2.641 | 3.106 | Residential_2027_SC B_million_m3_After Competition Groups_Home Energy Reports
Residential | Res ¦ Wall Insulation | 2027 | SC B | million_m3 | After Competition Groups | 2.1631 | 2171357.2752 | 2.1714 | 707.91 | 0.0030556 | 19 | Residential_2027_SC B_million_m3_After Competition Groups_19 | Wall Insulation | 0.3056% | 2.1714 | 2.1631 | Residential_2027_SC B_million_m3_After Competition Groups_Wall Insulation
Residential | Res ¦ Wall Insulation MF | 2027 | SC B | million_m3 | After Competition Groups | 1.1023 | 84358.8081 | 0.084359 | 707.91 | 0.0015572 | 20 | Residential_2027_SC B_million_m3_After Competition Groups_20 | Wall Insulation MF | 0.1557% | 0.084359 | 1.1023 | Residential_2027_SC B_million_m3_After Competition Groups_Wall Insulation MF
Residential | Res ¦ Clothes Drying Racks | 2027 | SC B | million_m3 | After Competition Groups | 0.88774 | 1745894.563 | 1.7459 | 707.91 | 0.001254 | 21 | Residential_2027_SC B_million_m3_After Competition Groups_21 | Clothes Drying Racks | 0.1254% | 1.7459 | 0.88774 | Residential_2027_SC B_million_m3_After Competition Groups_Clothes Drying Racks
Residential | Res ¦ Minimize Hot and Warm Clothes Wash | 2027 | SC B | million_m3 | After Competition Groups | 0.38236 | 0 | 0 | 707.91 | 0.00054013 | 22 | Residential_2027_SC B_million_m3_After Competition Groups_22 | Minimize Hot and Warm Clothes Wash | 0.05401% | 0 | 0.38236 | Residential_2027_SC B_million_m3_After Competition Groups_Minimize Hot and Warm Clothes Wash
Residential | Res ¦ Energy Star Clothes Washer | 2027 | SC B | million_m3 | After Competition Groups | 0 | 0 | 0 | 707.91 | 0 | 23 | Residential_2027_SC B_million_m3_After Competition Groups_23 | Energy Star Clothes Washer | 0% | 0 | 0 | Residential_2027_SC B_million_m3_After Competition Groups_Energy Star Clothes Washer
Residential | Res ¦ Water Heater Temperature Setback | 2027 | SC B | million_m3 | After Competition Groups | 0 | 0 | 0 | 707.91 | 0 | 24 | Residential_2027_SC B_million_m3_After Competition Groups_24 | Water Heater Temperature Setback | 0% | 0 | 0 | Residential_2027_SC B_million_m3_After Competition Groups_Water Heater Temperature Setback
Residential | Res ¦ Comprehensive Draft Proofing | 2027 | SC C | million_m3 | After Competition Groups | 61.088 | 910857.668 | 0.91086 | 350.4321 | 0.17432 | 1 | Residential_2027_SC C_million_m3_After Competition Groups_1 | Comprehensive Draft Proofing | 17.43% | 0.91086 | 61.088 | Residential_2027_SC C_million_m3_After Competition Groups_Comprehensive Draft Proofing
Residential | Res ¦ Adaptive Thermostat | 2027 | SC C | million_m3 | After Competition Groups | 58.7536 | 9271331.554 | 9.2713 | 350.4321 | 0.16766 | 2 | Residential_2027_SC C_million_m3_After Competition Groups_2 | Adaptive Thermostat | 16.77% | 9.2713 | 58.7536 | Residential_2027_SC C_million_m3_After Competition Groups_Adaptive Thermostat
Residential | Res ¦ High Efficiency Fireplace with Pilotless Ignition | 2027 | SC C | million_m3 | After Competition Groups | 48.0079 | 5279338.3305 | 5.2793 | 350.4321 | 0.137 | 3 | Residential_2027_SC C_million_m3_After Competition Groups_3 | High Efficiency Fireplace with Pilotless Ignition | 13.7% | 5.2793 | 48.0079 | Residential_2027_SC C_million_m3_After Competition Groups_High Efficiency Fireplace with Pilotless Ignition
Residential | Res ¦ Air Sealing | 2027 | SC C | million_m3 | After Competition Groups | 44.7571 | 7052793.3674 | 7.0528 | 350.4321 | 0.12772 | 4 | Residential_2027_SC C_million_m3_After Competition Groups_4 | Air Sealing | 12.77% | 7.0528 | 44.7571 | Residential_2027_SC C_million_m3_After Competition Groups_Air Sealing
Residential | Res ¦ Advanced BAS/Controllers | 2027 | SC C | million_m3 | After Competition Groups | 25.1613 | 799621.1171 | 0.79962 | 350.4321 | 0.071801 | 5 | Residential_2027_SC C_million_m3_After Competition Groups_5 | Advanced BAS/Controllers | 7.18% | 0.79962 | 25.1613 | Residential_2027_SC C_million_m3_After Competition Groups_Advanced BAS/Controllers
Residential | Res ¦ Building Recommissioning, Operations and Maintenance (O&M) Improvements | 2027 | SC C | million_m3 | After Competition Groups | 20.7924 | 639793.6548 | 0.63979 | 350.4321 | 0.059334 | 6 | Residential_2027_SC C_million_m3_After Competition Groups_6 | Building Recommissioning, Operations and Maintenance (O&M) Improvements | 5.933% | 0.63979 | 20.7924 | Residential_2027_SC C_million_m3_After Competition Groups_Building Recommissioning, Operations and Maintenance (O&M) Improvements
Residential | Res ¦ Condensing Make Up Air Unit | 2027 | SC C | million_m3 | After Competition Groups | 18.1286 | 3100523.3203 | 3.1005 | 350.4321 | 0.051732 | 7 | Residential_2027_SC C_million_m3_After Competition Groups_7 | Condensing Make Up Air Unit | 5.173% | 3.1005 | 18.1286 | Residential_2027_SC C_million_m3_After Competition Groups_Condensing Make Up Air Unit
Residential | Res ¦ Basement Wall Insulation | 2027 | SC C | million_m3 | After Competition Groups | 17.8075 | 3473064.1405 | 3.4731 | 350.4321 | 0.050816 | 8 | Residential_2027_SC C_million_m3_After Competition Groups_8 | Basement Wall Insulation | 5.082% | 3.4731 | 17.8075 | Residential_2027_SC C_million_m3_After Competition Groups_Basement Wall Insulation
Residential | Res ¦ Attic Insulation | 2027 | SC C | million_m3 | After Competition Groups | 16.6949 | 3881659.0152 | 3.8817 | 350.4321 | 0.047641 | 9 | Residential_2027_SC C_million_m3_After Competition Groups_9 | Attic Insulation | 4.764% | 3.8817 | 16.6949 | Residential_2027_SC C_million_m3_After Competition Groups_Attic Insulation
Residential | Res ¦ Demand Control Ventilation | 2027 | SC C | million_m3 | After Competition Groups | 11.2778 | 1862364.4647 | 1.8624 | 350.4321 | 0.032183 | 10 | Residential_2027_SC C_million_m3_After Competition Groups_10 | Demand Control Ventilation | 3.218% | 1.8624 | 11.2778 | Residential_2027_SC C_million_m3_After Competition Groups_Demand Control Ventilation
Residential | Res ¦ High Efficiency Condensing Furnace | 2027 | SC C | million_m3 | After Competition Groups | 8.2072 | 1533439.5615 | 1.5334 | 350.4321 | 0.02342 | 11 | Residential_2027_SC C_million_m3_After Competition Groups_11 | High Efficiency Condensing Furnace | 2.342% | 1.5334 | 8.2072 | Residential_2027_SC C_million_m3_After Competition Groups_High Efficiency Condensing Furnace
Residential | Res ¦ Condensing Boiler | 2027 | SC C | million_m3 | After Competition Groups | 8.0646 | 2309135.996 | 2.3091 | 350.4321 | 0.023013 | 12 | Residential_2027_SC C_million_m3_After Competition Groups_12 | Condensing Boiler | 2.301% | 2.3091 | 8.0646 | Residential_2027_SC C_million_m3_After Competition Groups_Condensing Boiler
Residential | Res ¦ Heat Recovery Ventilator | 2027 | SC C | million_m3 | After Competition Groups | 3.3422 | 1110746.2354 | 1.1107 | 350.4321 | 0.0095373 | 13 | Residential_2027_SC C_million_m3_After Competition Groups_13 | Heat Recovery Ventilator | 0.9537% | 1.1107 | 3.3422 | Residential_2027_SC C_million_m3_After Competition Groups_Heat Recovery Ventilator
Residential | Res ¦ Home Energy Reports | 2027 | SC C | million_m3 | After Competition Groups | 3.106 | 2641000.542 | 2.641 | 350.4321 | 0.0088632 | 14 | Residential_2027_SC C_million_m3_After Competition Groups_14 | Home Energy Reports | 0.8863% | 2.641 | 3.106 | Residential_2027_SC C_million_m3_After Competition Groups_Home Energy Reports
Residential | Res ¦ Duct Insulation MF | 2027 | SC C | million_m3 | After Competition Groups | 1.513 | 264096.0422 | 0.2641 | 350.4321 | 0.0043175 | 15 | Residential_2027_SC C_million_m3_After Competition Groups_15 | Duct Insulation MF | 0.4318% | 0.2641 | 1.513 | Residential_2027_SC C_million_m3_After Competition Groups_Duct Insulation MF
Residential | Res ¦ Wall Insulation MF | 2027 | SC C | million_m3 | After Competition Groups | 1.1024 | 84373.4093 | 0.084373 | 350.4321 | 0.0031458 | 16 | Residential_2027_SC C_million_m3_After Competition Groups_16 | Wall Insulation MF | 0.3146% | 0.084373 | 1.1024 | Residential_2027_SC C_million_m3_After Competition Groups_Wall Insulation MF
Residential | Res ¦ Pool Cover | 2027 | SC C | million_m3 | After Competition Groups | 0.80889 | 102220.1323 | 0.10222 | 350.4321 | 0.0023083 | 17 | Residential_2027_SC C_million_m3_After Competition Groups_17 | Pool Cover | 0.2308% | 0.10222 | 0.80889 | Residential_2027_SC C_million_m3_After Competition Groups_Pool Cover
Residential | Res ¦ Duct Insulation | 2027 | SC C | million_m3 | After Competition Groups | 0.71849 | 139675.061 | 0.13968 | 350.4321 | 0.0020503 | 18 | Residential_2027_SC C_million_m3_After Competition Groups_18 | Duct Insulation | 0.205% | 0.13968 | 0.71849 | Residential_2027_SC C_million_m3_After Competition Groups_Duct Insulation
Residential | Res ¦ Floor Insulation | 2027 | SC C | million_m3 | After Competition Groups | 0.56353 | 103415.8898 | 0.10342 | 350.4321 | 0.0016081 | 19 | Residential_2027_SC C_million_m3_After Competition Groups_19 | Floor Insulation | 0.1608% | 0.10342 | 0.56353 | Residential_2027_SC C_million_m3_After Competition Groups_Floor Insulation
Residential | Res ¦ Minimize Hot and Warm Clothes Wash | 2027 | SC C | million_m3 | After Competition Groups | 0.38236 | 0 | 0 | 350.4321 | 0.0010911 | 20 | Residential_2027_SC C_million_m3_After Competition Groups_20 | Minimize Hot and Warm Clothes Wash | 0.1091% | 0 | 0.38236 | Residential_2027_SC C_million_m3_After Competition Groups_Minimize Hot and Warm Clothes Wash
Residential | Res ¦ Wall Insulation | 2027 | SC C | million_m3 | After Competition Groups | 0.15405 | 29637.0665 | 0.029637 | 350.4321 | 0.0004396 | 21 | Residential_2027_SC C_million_m3_After Competition Groups_21 | Wall Insulation | 0.04396% | 0.029637 | 0.15405 | Residential_2027_SC C_million_m3_After Competition Groups_Wall Insulation
Residential | Res ¦ Clothes Drying Racks | 2027 | SC C | million_m3 | After Competition Groups | 0.00034862 | 0 | 0 | 350.4321 | 9.9482e-07 | 22 | Residential_2027_SC C_million_m3_After Competition Groups_22 | Clothes Drying Racks | 9.948e-05% | 0 | 0.00034862 | Residential_2027_SC C_million_m3_After Competition Groups_Clothes Drying Racks
Residential | Res ¦ Energy Star Clothes Washer | 2027 | SC C | million_m3 | After Competition Groups | 0 | 0 | 0 | 350.4321 | 0 | 23 | Residential_2027_SC C_million_m3_After Competition Groups_23 | Energy Star Clothes Washer | 0% | 0 | 0 | Residential_2027_SC C_million_m3_After Competition Groups_Energy Star Clothes Washer
Residential | Res ¦ Water Heater Temperature Setback | 2027 | SC C | million_m3 | After Competition Groups | 0 | 0 | 0 | 350.4321 | 0 | 24 | Residential_2027_SC C_million_m3_After Competition Groups_24 | Water Heater Temperature Setback | 0% | 0 | 0 | Residential_2027_SC C_million_m3_After Competition Groups_Water Heater Temperature Setback
Residential | Res ¦ Air Sealing | 2027 | Technical | million_m3 | After Competition Groups | 602.1347 | 0 | 0 | 3533.4471 | 0.17041 | 1 | Residential_2027_Technical_million_m3_After Competition Groups_1 | Air Sealing | 17.04% | 0 | 602.1347 | Residential_2027_Technical_million_m3_After Competition Groups_Air Sealing
Residential | Res ¦ Adaptive Thermostat | 2027 | Technical | million_m3 | After Competition Groups | 496.6736 | 0 | 0 | 3533.4471 | 0.14056 | 2 | Residential_2027_Technical_million_m3_After Competition Groups_2 | Adaptive Thermostat | 14.06% | 0 | 496.6736 | Residential_2027_Technical_million_m3_After Competition Groups_Adaptive Thermostat
Residential | Res ¦ Energy Star Windows | 2027 | Technical | million_m3 | After Competition Groups | 229.108 | 0 | 0 | 3533.4471 | 0.06484 | 3 | Residential_2027_Technical_million_m3_After Competition Groups_3 | Energy Star Windows | 6.484% | 0 | 229.108 | Residential_2027_Technical_million_m3_After Competition Groups_Energy Star Windows
Residential | Res ¦ Comprehensive Draft Proofing | 2027 | Technical | million_m3 | After Competition Groups | 181.3288 | 0 | 0 | 3533.4471 | 0.051318 | 4 | Residential_2027_Technical_million_m3_After Competition Groups_4 | Comprehensive Draft Proofing | 5.132% | 0 | 181.3288 | Residential_2027_Technical_million_m3_After Competition Groups_Comprehensive Draft Proofing
Residential | Res ¦ Wall Insulation | 2027 | Technical | million_m3 | After Competition Groups | 166.4917 | 0 | 0 | 3533.4471 | 0.047119 | 5 | Residential_2027_Technical_million_m3_After Competition Groups_5 | Wall Insulation | 4.712% | 0 | 166.4917 | Residential_2027_Technical_million_m3_After Competition Groups_Wall Insulation
Residential | Res ¦ Attic Insulation | 2027 | Technical | million_m3 | After Competition Groups | 147.021 | 0 | 0 | 3533.4471 | 0.041608 | 6 | Residential_2027_Technical_million_m3_After Competition Groups_6 | Attic Insulation | 4.161% | 0 | 147.021 | Residential_2027_Technical_million_m3_After Competition Groups_Attic Insulation
Residential | Res ¦ Condensing Storage Water Heater | 2027 | Technical | million_m3 | After Competition Groups | 146.3767 | 0 | 0 | 3533.4471 | 0.041426 | 7 | Residential_2027_Technical_million_m3_After Competition Groups_7 | Condensing Storage Water Heater | 4.143% | 0 | 146.3767 | Residential_2027_Technical_million_m3_After Competition Groups_Condensing Storage Water Heater
Residential | Res ¦ DHW Recirculation Systems | 2027 | Technical | million_m3 | After Competition Groups | 139.0991 | 0 | 0 | 3533.4471 | 0.039366 | 8 | Residential_2027_Technical_million_m3_After Competition Groups_8 | DHW Recirculation Systems | 3.937% | 0 | 139.0991 | Residential_2027_Technical_million_m3_After Competition Groups_DHW Recirculation Systems
Residential | Res ¦ Basement or Crawlspace Insulation | 2027 | Technical | million_m3 | After Competition Groups | 124.8889 | 0 | 0 | 3533.4471 | 0.035345 | 9 | Residential_2027_Technical_million_m3_After Competition Groups_9 | Basement or Crawlspace Insulation | 3.534% | 0 | 124.8889 | Residential_2027_Technical_million_m3_After Competition Groups_Basement or Crawlspace Insulation
Residential | Res ¦ Tankless Water Heater | 2027 | Technical | million_m3 | After Competition Groups | 123.0253 | 0 | 0 | 3533.4471 | 0.034817 | 10 | Residential_2027_Technical_million_m3_After Competition Groups_10 | Tankless Water Heater | 3.482% | 0 | 123.0253 | Residential_2027_Technical_million_m3_After Competition Groups_Tankless Water Heater
Residential | Res ¦ Basement Wall Insulation | 2027 | Technical | million_m3 | After Competition Groups | 122.2141 | 0 | 0 | 3533.4471 | 0.034588 | 11 | Residential_2027_Technical_million_m3_After Competition Groups_11 | Basement Wall Insulation | 3.459% | 0 | 122.2141 | Residential_2027_Technical_million_m3_After Competition Groups_Basement Wall Insulation
Residential | Res ¦ Condensing Boiler | 2027 | Technical | million_m3 | After Competition Groups | 108.0153 | 0 | 0 | 3533.4471 | 0.030569 | 12 | Residential_2027_Technical_million_m3_After Competition Groups_12 | Condensing Boiler | 3.057% | 0 | 108.0153 | Residential_2027_Technical_million_m3_After Competition Groups_Condensing Boiler
Residential | Res ¦ Window Film | 2027 | Technical | million_m3 | After Competition Groups | 85.9199 | 0 | 0 | 3533.4471 | 0.024316 | 13 | Residential_2027_Technical_million_m3_After Competition Groups_13 | Window Film | 2.432% | 0 | 85.9199 | Residential_2027_Technical_million_m3_After Competition Groups_Window Film
Residential | Res ¦ Furnace Tune Up | 2027 | Technical | million_m3 | After Competition Groups | 83.0486 | 0 | 0 | 3533.4471 | 0.023504 | 14 | Residential_2027_Technical_million_m3_After Competition Groups_14 | Furnace Tune Up | 2.35% | 0 | 83.0486 | Residential_2027_Technical_million_m3_After Competition Groups_Furnace Tune Up
Residential | Res ¦ Heat Recovery Ventilator | 2027 | Technical | million_m3 | After Competition Groups | 81.2031 | 0 | 0 | 3533.4471 | 0.022981 | 15 | Residential_2027_Technical_million_m3_After Competition Groups_15 | Heat Recovery Ventilator | 2.298% | 0 | 81.2031 | Residential_2027_Technical_million_m3_After Competition Groups_Heat Recovery Ventilator
Residential | Res ¦ High Efficiency Condensing Furnace | 2027 | Technical | million_m3 | After Competition Groups | 79.919 | 0 | 0 | 3533.4471 | 0.022618 | 16 | Residential_2027_Technical_million_m3_After Competition Groups_16 | High Efficiency Condensing Furnace | 2.262% | 0 | 79.919 | Residential_2027_Technical_million_m3_After Competition Groups_High Efficiency Condensing Furnace
Residential | Res ¦ High Efficiency Fireplace with Pilotless Ignition | 2027 | Technical | million_m3 | After Competition Groups | 77.8511 | 0 | 0 | 3533.4471 | 0.022033 | 17 | Residential_2027_Technical_million_m3_After Competition Groups_17 | High Efficiency Fireplace with Pilotless Ignition | 2.203% | 0 | 77.8511 | Residential_2027_Technical_million_m3_After Competition Groups_High Efficiency Fireplace with Pilotless Ignition
Residential | Res ¦ Advanced BAS/Controllers | 2027 | Technical | million_m3 | After Competition Groups | 74.6868 | 0 | 0 | 3533.4471 | 0.021137 | 18 | Residential_2027_Technical_million_m3_After Competition Groups_18 | Advanced BAS/Controllers | 2.114% | 0 | 74.6868 | Residential_2027_Technical_million_m3_After Competition Groups_Advanced BAS/Controllers
Residential | Res ¦ Ceiling Insulation | 2027 | Technical | million_m3 | After Competition Groups | 61.8821 | 0 | 0 | 3533.4471 | 0.017513 | 19 | Residential_2027_Technical_million_m3_After Competition Groups_19 | Ceiling Insulation | 1.751% | 0 | 61.8821 | Residential_2027_Technical_million_m3_After Competition Groups_Ceiling Insulation
Residential | Res ¦ Building Recommissioning, Operations and Maintenance (O&M) Improvements | 2027 | Technical | million_m3 | After Competition Groups | 61.7184 | 0 | 0 | 3533.4471 | 0.017467 | 20 | Residential_2027_Technical_million_m3_After Competition Groups_20 | Building Recommissioning, Operations and Maintenance (O&M) Improvements | 1.747% | 0 | 61.7184 | Residential_2027_Technical_million_m3_After Competition Groups_Building Recommissioning, Operations and Maintenance (O&M) Improvements
Residential | Res ¦ Condensing Make Up Air Unit | 2027 | Technical | million_m3 | After Competition Groups | 53.4331 | 0 | 0 | 3533.4471 | 0.015122 | 21 | Residential_2027_Technical_million_m3_After Competition Groups_21 | Condensing Make Up Air Unit | 1.512% | 0 | 53.4331 | Residential_2027_Technical_million_m3_After Competition Groups_Condensing Make Up Air Unit
Residential | Res ¦ Duct Insulation MF | 2027 | Technical | million_m3 | After Competition Groups | 48.841 | 0 | 0 | 3533.4471 | 0.013822 | 22 | Residential_2027_Technical_million_m3_After Competition Groups_22 | Duct Insulation MF | 1.382% | 0 | 48.841 | Residential_2027_Technical_million_m3_After Competition Groups_Duct Insulation MF
Residential | Res ¦ Floor Insulation | 2027 | Technical | million_m3 | After Competition Groups | 48.1413 | 0 | 0 | 3533.4471 | 0.013624 | 23 | Residential_2027_Technical_million_m3_After Competition Groups_23 | Floor Insulation | 1.362% | 0 | 48.1413 | Residential_2027_Technical_million_m3_After Competition Groups_Floor Insulation
Residential | Res ¦ Duct Insulation | 2027 | Technical | million_m3 | After Competition Groups | 45.7544 | 0 | 0 | 3533.4471 | 0.012949 | 24 | Residential_2027_Technical_million_m3_After Competition Groups_24 | Duct Insulation | 1.295% | 0 | 45.7544 | Residential_2027_Technical_million_m3_After Competition Groups_Duct Insulation
Residential | Res ¦ Demand Control Ventilation | 2027 | Technical | million_m3 | After Competition Groups | 33.4762 | 0 | 0 | 3533.4471 | 0.0094741 | 25 | Residential_2027_Technical_million_m3_After Competition Groups_25 | Demand Control Ventilation | 0.9474% | 0 | 33.4762 | Residential_2027_Technical_million_m3_After Competition Groups_Demand Control Ventilation
Residential | Res ¦ Early Hot Water Heater Replacement | 2027 | Technical | million_m3 | After Competition Groups | 27.2575 | 0 | 0 | 3533.4471 | 0.0077141 | 26 | Residential_2027_Technical_million_m3_After Competition Groups_26 | Early Hot Water Heater Replacement | 0.7714% | 0 | 27.2575 | Residential_2027_Technical_million_m3_After Competition Groups_Early Hot Water Heater Replacement
Residential | Res ¦ Drain Water Heat Recovery | 2027 | Technical | million_m3 | After Competition Groups | 23.263 | 0 | 0 | 3533.4471 | 0.0065837 | 27 | Residential_2027_Technical_million_m3_After Competition Groups_27 | Drain Water Heat Recovery | 0.6584% | 0 | 23.263 | Residential_2027_Technical_million_m3_After Competition Groups_Drain Water Heat Recovery
Residential | Res ¦ Home Energy Reports | 2027 | Technical | million_m3 | After Competition Groups | 17.1311 | 0 | 0 | 3533.4471 | 0.0048483 | 28 | Residential_2027_Technical_million_m3_After Competition Groups_28 | Home Energy Reports | 0.4848% | 0 | 17.1311 | Residential_2027_Technical_million_m3_After Competition Groups_Home Energy Reports
Residential | Res ¦ Pool Cover | 2027 | Technical | million_m3 | After Competition Groups | 15.2445 | 0 | 0 | 3533.4471 | 0.0043143 | 29 | Residential_2027_Technical_million_m3_After Competition Groups_29 | Pool Cover | 0.4314% | 0 | 15.2445 | Residential_2027_Technical_million_m3_After Competition Groups_Pool Cover
Residential | Res ¦ High Efficiency Gas Pool Heater | 2027 | Technical | million_m3 | After Competition Groups | 9.3625 | 0 | 0 | 3533.4471 | 0.0026497 | 30 | Residential_2027_Technical_million_m3_After Competition Groups_30 | High Efficiency Gas Pool Heater | 0.265% | 0 | 9.3625 | Residential_2027_Technical_million_m3_After Competition Groups_High Efficiency Gas Pool Heater
Residential | Res ¦ Wall Insulation MF | 2027 | Technical | million_m3 | After Competition Groups | 7.5658 | 0 | 0 | 3533.4471 | 0.0021412 | 31 | Residential_2027_Technical_million_m3_After Competition Groups_31 | Wall Insulation MF | 0.2141% | 0 | 7.5658 | Residential_2027_Technical_million_m3_After Competition Groups_Wall Insulation MF
Residential | Res ¦ Water Heater Temperature Setback | 2027 | Technical | million_m3 | After Competition Groups | 6.7836 | 0 | 0 | 3533.4471 | 0.0019198 | 32 | Residential_2027_Technical_million_m3_After Competition Groups_32 | Water Heater Temperature Setback | 0.192% | 0 | 6.7836 | Residential_2027_Technical_million_m3_After Competition Groups_Water Heater Temperature Setback
Residential | Res ¦ Energy Star Clothes Dryer | 2027 | Technical | million_m3 | After Competition Groups | 1.5013 | 0 | 0 | 3533.4471 | 0.00042487 | 33 | Residential_2027_Technical_million_m3_After Competition Groups_33 | Energy Star Clothes Dryer | 0.04249% | 0 | 1.5013 | Residential_2027_Technical_million_m3_After Competition Groups_Energy Star Clothes Dryer
Residential | Res ¦ Clothes Drying Racks | 2027 | Technical | million_m3 | After Competition Groups | 1.1692 | 0 | 0 | 3533.4471 | 0.0003309 | 34 | Residential_2027_Technical_million_m3_After Competition Groups_34 | Clothes Drying Racks | 0.03309% | 0 | 1.1692 | Residential_2027_Technical_million_m3_After Competition Groups_Clothes Drying Racks
Residential | Res ¦ Minimize Hot and Warm Clothes Wash | 2027 | Technical | million_m3 | After Competition Groups | 1.0124 | 0 | 0 | 3533.4471 | 0.00028652 | 35 | Residential_2027_Technical_million_m3_After Competition Groups_35 | Minimize Hot and Warm Clothes Wash | 0.02865% | 0 | 1.0124 | Residential_2027_Technical_million_m3_After Competition Groups_Minimize Hot and Warm Clothes Wash
Residential | Res ¦ Energy Star Clothes Washer | 2027 | Technical | million_m3 | After Competition Groups | 0.78492 | 0 | 0 | 3533.4471 | 0.00022214 | 36 | Residential_2027_Technical_million_m3_After Competition Groups_36 | Energy Star Clothes Washer | 0.02221% | 0 | 0.78492 | Residential_2027_Technical_million_m3_After Competition Groups_Energy Star Clothes Washer
Residential | Res ¦ Solar Water Preheat (Pools/DHW) | 2027 | Technical | million_m3 | After Competition Groups | 0.11924 | 0 | 0 | 3533.4471 | 3.3746e-05 | 37 | Residential_2027_Technical_million_m3_After Competition Groups_37 | Solar Water Preheat (Pools/DHW) | 0.003375% | 0 | 0.11924 | Residential_2027_Technical_million_m3_After Competition Groups_Solar Water Preheat (Pools/DHW)
Residential | Res ¦ Air Sealing | 2028 | Economic | million_m3 | After Competition Groups | 592.621 | 0 | 0 | 2241.6927 | 0.26436 | 1 | Residential_2028_Economic_million_m3_After Competition Groups_1 | Air Sealing | 26.44% | 0 | 592.621 | Residential_2028_Economic_million_m3_After Competition Groups_Air Sealing
Residential | Res ¦ Adaptive Thermostat | 2028 | Economic | million_m3 | After Competition Groups | 497.0468 | 0 | 0 | 2241.6927 | 0.22173 | 2 | Residential_2028_Economic_million_m3_After Competition Groups_2 | Adaptive Thermostat | 22.17% | 0 | 497.0468 | Residential_2028_Economic_million_m3_After Competition Groups_Adaptive Thermostat
Residential | Res ¦ Comprehensive Draft Proofing | 2028 | Economic | million_m3 | After Competition Groups | 178.4638 | 0 | 0 | 2241.6927 | 0.079611 | 3 | Residential_2028_Economic_million_m3_After Competition Groups_3 | Comprehensive Draft Proofing | 7.961% | 0 | 178.4638 | Residential_2028_Economic_million_m3_After Competition Groups_Comprehensive Draft Proofing
Residential | Res ¦ Attic Insulation | 2028 | Economic | million_m3 | After Competition Groups | 144.6981 | 0 | 0 | 2241.6927 | 0.064549 | 4 | Residential_2028_Economic_million_m3_After Competition Groups_4 | Attic Insulation | 6.455% | 0 | 144.6981 | Residential_2028_Economic_million_m3_After Competition Groups_Attic Insulation
Residential | Res ¦ Basement Wall Insulation | 2028 | Economic | million_m3 | After Competition Groups | 120.2831 | 0 | 0 | 2241.6927 | 0.053657 | 5 | Residential_2028_Economic_million_m3_After Competition Groups_5 | Basement Wall Insulation | 5.366% | 0 | 120.2831 | Residential_2028_Economic_million_m3_After Competition Groups_Basement Wall Insulation
Residential | Res ¦ Heat Recovery Ventilator | 2028 | Economic | million_m3 | After Competition Groups | 89.3655 | 0 | 0 | 2241.6927 | 0.039865 | 6 | Residential_2028_Economic_million_m3_After Competition Groups_6 | Heat Recovery Ventilator | 3.987% | 0 | 89.3655 | Residential_2028_Economic_million_m3_After Competition Groups_Heat Recovery Ventilator
Residential | Res ¦ High Efficiency Fireplace with Pilotless Ignition | 2028 | Economic | million_m3 | After Competition Groups | 84.9938 | 0 | 0 | 2241.6927 | 0.037915 | 7 | Residential_2028_Economic_million_m3_After Competition Groups_7 | High Efficiency Fireplace with Pilotless Ignition | 3.792% | 0 | 84.9938 | Residential_2028_Economic_million_m3_After Competition Groups_High Efficiency Fireplace with Pilotless Ignition
Residential | Res ¦ High Efficiency Condensing Furnace | 2028 | Economic | million_m3 | After Competition Groups | 76.3811 | 0 | 0 | 2241.6927 | 0.034073 | 8 | Residential_2028_Economic_million_m3_After Competition Groups_8 | High Efficiency Condensing Furnace | 3.407% | 0 | 76.3811 | Residential_2028_Economic_million_m3_After Competition Groups_High Efficiency Condensing Furnace
Residential | Res ¦ Advanced BAS/Controllers | 2028 | Economic | million_m3 | After Competition Groups | 73.5067 | 0 | 0 | 2241.6927 | 0.032791 | 9 | Residential_2028_Economic_million_m3_After Competition Groups_9 | Advanced BAS/Controllers | 3.279% | 0 | 73.5067 | Residential_2028_Economic_million_m3_After Competition Groups_Advanced BAS/Controllers
Residential | Res ¦ Building Recommissioning, Operations and Maintenance (O&M) Improvements | 2028 | Economic | million_m3 | After Competition Groups | 60.7432 | 0 | 0 | 2241.6927 | 0.027097 | 10 | Residential_2028_Economic_million_m3_After Competition Groups_10 | Building Recommissioning, Operations and Maintenance (O&M) Improvements | 2.71% | 0 | 60.7432 | Residential_2028_Economic_million_m3_After Competition Groups_Building Recommissioning, Operations and Maintenance (O&M) Improvements
Residential | Res ¦ Condensing Boiler | 2028 | Economic | million_m3 | After Competition Groups | 60.6051 | 0 | 0 | 2241.6927 | 0.027035 | 11 | Residential_2028_Economic_million_m3_After Competition Groups_11 | Condensing Boiler | 2.704% | 0 | 60.6051 | Residential_2028_Economic_million_m3_After Competition Groups_Condensing Boiler
Residential | Res ¦ Condensing Make Up Air Unit | 2028 | Economic | million_m3 | After Competition Groups | 58.3506 | 0 | 0 | 2241.6927 | 0.02603 | 12 | Residential_2028_Economic_million_m3_After Competition Groups_12 | Condensing Make Up Air Unit | 2.603% | 0 | 58.3506 | Residential_2028_Economic_million_m3_After Competition Groups_Condensing Make Up Air Unit
Residential | Res ¦ Floor Insulation | 2028 | Economic | million_m3 | After Competition Groups | 47.3807 | 0 | 0 | 2241.6927 | 0.021136 | 13 | Residential_2028_Economic_million_m3_After Competition Groups_13 | Floor Insulation | 2.114% | 0 | 47.3807 | Residential_2028_Economic_million_m3_After Competition Groups_Floor Insulation
Residential | Res ¦ Duct Insulation | 2028 | Economic | million_m3 | After Competition Groups | 42.0422 | 0 | 0 | 2241.6927 | 0.018755 | 14 | Residential_2028_Economic_million_m3_After Competition Groups_14 | Duct Insulation | 1.875% | 0 | 42.0422 | Residential_2028_Economic_million_m3_After Competition Groups_Duct Insulation
Residential | Res ¦ Duct Insulation MF | 2028 | Economic | million_m3 | After Competition Groups | 34.1016 | 0 | 0 | 2241.6927 | 0.015212 | 15 | Residential_2028_Economic_million_m3_After Competition Groups_15 | Duct Insulation MF | 1.521% | 0 | 34.1016 | Residential_2028_Economic_million_m3_After Competition Groups_Duct Insulation MF
Residential | Res ¦ Demand Control Ventilation | 2028 | Economic | million_m3 | After Competition Groups | 32.9473 | 0 | 0 | 2241.6927 | 0.014698 | 16 | Residential_2028_Economic_million_m3_After Competition Groups_16 | Demand Control Ventilation | 1.47% | 0 | 32.9473 | Residential_2028_Economic_million_m3_After Competition Groups_Demand Control Ventilation
Residential | Res ¦ Pool Cover | 2028 | Economic | million_m3 | After Competition Groups | 15.0037 | 0 | 0 | 2241.6927 | 0.006693 | 17 | Residential_2028_Economic_million_m3_After Competition Groups_17 | Pool Cover | 0.6693% | 0 | 15.0037 | Residential_2028_Economic_million_m3_After Competition Groups_Pool Cover
Residential | Res ¦ Wall Insulation | 2028 | Economic | million_m3 | After Competition Groups | 14.6233 | 0 | 0 | 2241.6927 | 0.0065233 | 18 | Residential_2028_Economic_million_m3_After Competition Groups_18 | Wall Insulation | 0.6523% | 0 | 14.6233 | Residential_2028_Economic_million_m3_After Competition Groups_Wall Insulation
Residential | Res ¦ Home Energy Reports | 2028 | Economic | million_m3 | After Competition Groups | 8.9417 | 0 | 0 | 2241.6927 | 0.0039888 | 19 | Residential_2028_Economic_million_m3_After Competition Groups_19 | Home Energy Reports | 0.3989% | 0 | 8.9417 | Residential_2028_Economic_million_m3_After Competition Groups_Home Energy Reports
Residential | Res ¦ Wall Insulation MF | 2028 | Economic | million_m3 | After Competition Groups | 7.4463 | 0 | 0 | 2241.6927 | 0.0033217 | 20 | Residential_2028_Economic_million_m3_After Competition Groups_20 | Wall Insulation MF | 0.3322% | 0 | 7.4463 | Residential_2028_Economic_million_m3_After Competition Groups_Wall Insulation MF
Residential | Res ¦ Clothes Drying Racks | 2028 | Economic | million_m3 | After Competition Groups | 1.1507 | 0 | 0 | 2241.6927 | 0.00051334 | 21 | Residential_2028_Economic_million_m3_After Competition Groups_21 | Clothes Drying Racks | 0.05133% | 0 | 1.1507 | Residential_2028_Economic_million_m3_After Competition Groups_Clothes Drying Racks
Residential | Res ¦ Minimize Hot and Warm Clothes Wash | 2028 | Economic | million_m3 | After Competition Groups | 0.99639 | 0 | 0 | 2241.6927 | 0.00044448 | 22 | Residential_2028_Economic_million_m3_After Competition Groups_22 | Minimize Hot and Warm Clothes Wash | 0.04445% | 0 | 0.99639 | Residential_2028_Economic_million_m3_After Competition Groups_Minimize Hot and Warm Clothes Wash
Residential | Res ¦ Energy Star Clothes Washer | 2028 | Economic | million_m3 | After Competition Groups | 0 | 0 | 0 | 2241.6927 | 0 | 23 | Residential_2028_Economic_million_m3_After Competition Groups_23 | Energy Star Clothes Washer | 0% | 0 | 0 | Residential_2028_Economic_million_m3_After Competition Groups_Energy Star Clothes Washer
Residential | Res ¦ Water Heater Temperature Setback | 2028 | Economic | million_m3 | After Competition Groups | 0 | 0 | 0 | 2241.6927 | 0 | 24 | Residential_2028_Economic_million_m3_After Competition Groups_24 | Water Heater Temperature Setback | 0% | 0 | 0 | Residential_2028_Economic_million_m3_After Competition Groups_Water Heater Temperature Setback
Residential | Res ¦ Comprehensive Draft Proofing | 2028 | SC A | million_m3 | After Competition Groups | 67.1326 | 300129.8885 | 0.30013 | 326.6279 | 0.20553 | 1 | Residential_2028_SC A_million_m3_After Competition Groups_1 | Comprehensive Draft Proofing | 20.55% | 0.30013 | 67.1326 | Residential_2028_SC A_million_m3_After Competition Groups_Comprehensive Draft Proofing
Residential | Res ¦ Adaptive Thermostat | 2028 | SC A | million_m3 | After Competition Groups | 52.9652 | 3090552.6608 | 3.0906 | 326.6279 | 0.16216 | 2 | Residential_2028_SC A_million_m3_After Competition Groups_2 | Adaptive Thermostat | 16.22% | 3.0906 | 52.9652 | Residential_2028_SC A_million_m3_After Competition Groups_Adaptive Thermostat
Residential | Res ¦ High Efficiency Fireplace with Pilotless Ignition | 2028 | SC A | million_m3 | After Competition Groups | 42.028 | 1722476.9486 | 1.7225 | 326.6279 | 0.12867 | 3 | Residential_2028_SC A_million_m3_After Competition Groups_3 | High Efficiency Fireplace with Pilotless Ignition | 12.87% | 1.7225 | 42.028 | Residential_2028_SC A_million_m3_After Competition Groups_High Efficiency Fireplace with Pilotless Ignition
Residential | Res ¦ Air Sealing | 2028 | SC A | million_m3 | After Competition Groups | 37.3303 | 2068975.0409 | 2.069 | 326.6279 | 0.11429 | 4 | Residential_2028_SC A_million_m3_After Competition Groups_4 | Air Sealing | 11.43% | 2.069 | 37.3303 | Residential_2028_SC A_million_m3_After Competition Groups_Air Sealing
Residential | Res ¦ Advanced BAS/Controllers | 2028 | SC A | million_m3 | After Competition Groups | 29.0741 | 844624.0524 | 0.84462 | 326.6279 | 0.089013 | 5 | Residential_2028_SC A_million_m3_After Competition Groups_5 | Advanced BAS/Controllers | 8.901% | 0.84462 | 29.0741 | Residential_2028_SC A_million_m3_After Competition Groups_Advanced BAS/Controllers
Residential | Res ¦ Building Recommissioning, Operations and Maintenance (O&M) Improvements | 2028 | SC A | million_m3 | After Competition Groups | 24.0191 | 660649.9082 | 0.66065 | 326.6279 | 0.073537 | 6 | Residential_2028_SC A_million_m3_After Competition Groups_6 | Building Recommissioning, Operations and Maintenance (O&M) Improvements | 7.354% | 0.66065 | 24.0191 | Residential_2028_SC A_million_m3_After Competition Groups_Building Recommissioning, Operations and Maintenance (O&M) Improvements
Residential | Res ¦ Condensing Make Up Air Unit | 2028 | SC A | million_m3 | After Competition Groups | 15.9848 | 940409.5714 | 0.94041 | 326.6279 | 0.048939 | 7 | Residential_2028_SC A_million_m3_After Competition Groups_7 | Condensing Make Up Air Unit | 4.894% | 0.94041 | 15.9848 | Residential_2028_SC A_million_m3_After Competition Groups_Condensing Make Up Air Unit
Residential | Res ¦ Basement Wall Insulation | 2028 | SC A | million_m3 | After Competition Groups | 15.4501 | 1184364.9434 | 1.1844 | 326.6279 | 0.047302 | 8 | Residential_2028_SC A_million_m3_After Competition Groups_8 | Basement Wall Insulation | 4.73% | 1.1844 | 15.4501 | Residential_2028_SC A_million_m3_After Competition Groups_Basement Wall Insulation
Residential | Res ¦ Attic Insulation | 2028 | SC A | million_m3 | After Competition Groups | 10.4509 | 533940.1825 | 0.53394 | 326.6279 | 0.031996 | 9 | Residential_2028_SC A_million_m3_After Competition Groups_9 | Attic Insulation | 3.2% | 0.53394 | 10.4509 | Residential_2028_SC A_million_m3_After Competition Groups_Attic Insulation
Residential | Res ¦ Demand Control Ventilation | 2028 | SC A | million_m3 | After Competition Groups | 8.4784 | 354892.1704 | 0.35489 | 326.6279 | 0.025957 | 10 | Residential_2028_SC A_million_m3_After Competition Groups_10 | Demand Control Ventilation | 2.596% | 0.35489 | 8.4784 | Residential_2028_SC A_million_m3_After Competition Groups_Demand Control Ventilation
Residential | Res ¦ Condensing Boiler | 2028 | SC A | million_m3 | After Competition Groups | 7.0736 | 845094.4002 | 0.84509 | 326.6279 | 0.021656 | 11 | Residential_2028_SC A_million_m3_After Competition Groups_11 | Condensing Boiler | 2.166% | 0.84509 | 7.0736 | Residential_2028_SC A_million_m3_After Competition Groups_Condensing Boiler
Residential | Res ¦ High Efficiency Condensing Furnace | 2028 | SC A | million_m3 | After Competition Groups | 5.5591 | 0 | 0 | 326.6279 | 0.01702 | 12 | Residential_2028_SC A_million_m3_After Competition Groups_12 | High Efficiency Condensing Furnace | 1.702% | 0 | 5.5591 | Residential_2028_SC A_million_m3_After Competition Groups_High Efficiency Condensing Furnace
Residential | Res ¦ Home Energy Reports | 2028 | SC A | million_m3 | After Competition Groups | 4.1469 | 3508038.68 | 3.508 | 326.6279 | 0.012696 | 13 | Residential_2028_SC A_million_m3_After Competition Groups_13 | Home Energy Reports | 1.27% | 3.508 | 4.1469 | Residential_2028_SC A_million_m3_After Competition Groups_Home Energy Reports
Residential | Res ¦ Heat Recovery Ventilator | 2028 | SC A | million_m3 | After Competition Groups | 2.5962 | 0 | 0 | 326.6279 | 0.0079485 | 14 | Residential_2028_SC A_million_m3_After Competition Groups_14 | Heat Recovery Ventilator | 0.7948% | 0 | 2.5962 | Residential_2028_SC A_million_m3_After Competition Groups_Heat Recovery Ventilator
Residential | Res ¦ Duct Insulation MF | 2028 | SC A | million_m3 | After Competition Groups | 1.1997 | 2268.0171 | 0.002268 | 326.6279 | 0.0036729 | 15 | Residential_2028_SC A_million_m3_After Competition Groups_15 | Duct Insulation MF | 0.3673% | 0.002268 | 1.1997 | Residential_2028_SC A_million_m3_After Competition Groups_Duct Insulation MF
Residential | Res ¦ Wall Insulation MF | 2028 | SC A | million_m3 | After Competition Groups | 1.1896 | 50030.6668 | 0.050031 | 326.6279 | 0.0036421 | 16 | Residential_2028_SC A_million_m3_After Competition Groups_16 | Wall Insulation MF | 0.3642% | 0.050031 | 1.1896 | Residential_2028_SC A_million_m3_After Competition Groups_Wall Insulation MF
Residential | Res ¦ Duct Insulation | 2028 | SC A | million_m3 | After Competition Groups | 0.52989 | 0 | 0 | 326.6279 | 0.0016223 | 17 | Residential_2028_SC A_million_m3_After Competition Groups_17 | Duct Insulation | 0.1622% | 0 | 0.52989 | Residential_2028_SC A_million_m3_After Competition Groups_Duct Insulation
Residential | Res ¦ Pool Cover | 2028 | SC A | million_m3 | After Competition Groups | 0.52293 | 0 | 0 | 326.6279 | 0.001601 | 18 | Residential_2028_SC A_million_m3_After Competition Groups_18 | Pool Cover | 0.1601% | 0 | 0.52293 | Residential_2028_SC A_million_m3_After Competition Groups_Pool Cover
Residential | Res ¦ Minimize Hot and Warm Clothes Wash | 2028 | SC A | million_m3 | After Competition Groups | 0.42485 | 0 | 0 | 326.6279 | 0.0013007 | 19 | Residential_2028_SC A_million_m3_After Competition Groups_19 | Minimize Hot and Warm Clothes Wash | 0.1301% | 0 | 0.42485 | Residential_2028_SC A_million_m3_After Competition Groups_Minimize Hot and Warm Clothes Wash
Residential | Res ¦ Floor Insulation | 2028 | SC A | million_m3 | After Competition Groups | 0.37203 | 0 | 0 | 326.6279 | 0.001139 | 20 | Residential_2028_SC A_million_m3_After Competition Groups_20 | Floor Insulation | 0.1139% | 0 | 0.37203 | Residential_2028_SC A_million_m3_After Competition Groups_Floor Insulation
Residential | Res ¦ Wall Insulation | 2028 | SC A | million_m3 | After Competition Groups | 0.099407 | 0 | 0 | 326.6279 | 0.00030434 | 21 | Residential_2028_SC A_million_m3_After Competition Groups_21 | Wall Insulation | 0.03043% | 0 | 0.099407 | Residential_2028_SC A_million_m3_After Competition Groups_Wall Insulation
Residential | Res ¦ Clothes Drying Racks | 2028 | SC A | million_m3 | After Competition Groups | 0.00039232 | 0 | 0 | 326.6279 | 1.2011e-06 | 22 | Residential_2028_SC A_million_m3_After Competition Groups_22 | Clothes Drying Racks | 0.0001201% | 0 | 0.00039232 | Residential_2028_SC A_million_m3_After Competition Groups_Clothes Drying Racks
Residential | Res ¦ Energy Star Clothes Washer | 2028 | SC A | million_m3 | After Competition Groups | 0 | 0 | 0 | 326.6279 | 0 | 23 | Residential_2028_SC A_million_m3_After Competition Groups_23 | Energy Star Clothes Washer | 0% | 0 | 0 | Residential_2028_SC A_million_m3_After Competition Groups_Energy Star Clothes Washer
Residential | Res ¦ Water Heater Temperature Setback | 2028 | SC A | million_m3 | After Competition Groups | 0 | 0 | 0 | 326.6279 | 0 | 24 | Residential_2028_SC A_million_m3_After Competition Groups_24 | Water Heater Temperature Setback | 0% | 0 | 0 | Residential_2028_SC A_million_m3_After Competition Groups_Water Heater Temperature Setback
Residential | Res ¦ Comprehensive Draft Proofing | 2028 | SC B | million_m3 | After Competition Groups | 149.5892 | 1178244.0971 | 1.1782 | 800.9175 | 0.18677 | 1 | Residential_2028_SC B_million_m3_After Competition Groups_1 | Comprehensive Draft Proofing | 18.68% | 1.1782 | 149.5892 | Residential_2028_SC B_million_m3_After Competition Groups_Comprehensive Draft Proofing
Residential | Res ¦ Adaptive Thermostat | 2028 | SC B | million_m3 | After Competition Groups | 113.0674 | 28558407.247 | 28.5584 | 800.9175 | 0.14117 | 2 | Residential_2028_SC B_million_m3_After Competition Groups_2 | Adaptive Thermostat | 14.12% | 28.5584 | 113.0674 | Residential_2028_SC B_million_m3_After Competition Groups_Adaptive Thermostat
Residential | Res ¦ Air Sealing | 2028 | SC B | million_m3 | After Competition Groups | 101.6509 | 27467075.7334 | 27.4671 | 800.9175 | 0.12692 | 3 | Residential_2028_SC B_million_m3_After Competition Groups_3 | Air Sealing | 12.69% | 27.4671 | 101.6509 | Residential_2028_SC B_million_m3_After Competition Groups_Air Sealing
Residential | Res ¦ High Efficiency Condensing Furnace | 2028 | SC B | million_m3 | After Competition Groups | 63.7012 | 37159844.6757 | 37.1598 | 800.9175 | 0.079535 | 4 | Residential_2028_SC B_million_m3_After Competition Groups_4 | High Efficiency Condensing Furnace | 7.954% | 37.1598 | 63.7012 | Residential_2028_SC B_million_m3_After Competition Groups_High Efficiency Condensing Furnace
Residential | Res ¦ High Efficiency Fireplace with Pilotless Ignition | 2028 | SC B | million_m3 | After Competition Groups | 61.7811 | 6073825.627 | 6.0738 | 800.9175 | 0.077138 | 5 | Residential_2028_SC B_million_m3_After Competition Groups_5 | High Efficiency Fireplace with Pilotless Ignition | 7.714% | 6.0738 | 61.7811 | Residential_2028_SC B_million_m3_After Competition Groups_High Efficiency Fireplace with Pilotless Ignition
Residential | Res ¦ Advanced BAS/Controllers | 2028 | SC B | million_m3 | After Competition Groups | 61.6128 | 1034367.722 | 1.0344 | 800.9175 | 0.076928 | 6 | Residential_2028_SC B_million_m3_After Competition Groups_6 | Advanced BAS/Controllers | 7.693% | 1.0344 | 61.6128 | Residential_2028_SC B_million_m3_After Competition Groups_Advanced BAS/Controllers
Residential | Res ¦ Building Recommissioning, Operations and Maintenance (O&M) Improvements | 2028 | SC B | million_m3 | After Competition Groups | 50.9152 | 827610.172 | 0.82761 | 800.9175 | 0.063571 | 7 | Residential_2028_SC B_million_m3_After Competition Groups_7 | Building Recommissioning, Operations and Maintenance (O&M) Improvements | 6.357% | 0.82761 | 50.9152 | Residential_2028_SC B_million_m3_After Competition Groups_Building Recommissioning, Operations and Maintenance (O&M) Improvements
Residential | Res ¦ Condensing Make Up Air Unit | 2028 | SC B | million_m3 | After Competition Groups | 30.6268 | 4786904.7558 | 4.7869 | 800.9175 | 0.03824 | 8 | Residential_2028_SC B_million_m3_After Competition Groups_8 | Condensing Make Up Air Unit | 3.824% | 4.7869 | 30.6268 | Residential_2028_SC B_million_m3_After Competition Groups_Condensing Make Up Air Unit
Residential | Res ¦ Condensing Boiler | 2028 | SC B | million_m3 | After Competition Groups | 28.8041 | 15679896.6382 | 15.6799 | 800.9175 | 0.035964 | 9 | Residential_2028_SC B_million_m3_After Competition Groups_9 | Condensing Boiler | 3.596% | 15.6799 | 28.8041 | Residential_2028_SC B_million_m3_After Competition Groups_Condensing Boiler
Residential | Res ¦ Demand Control Ventilation | 2028 | SC B | million_m3 | After Competition Groups | 27.615 | 2409205.8752 | 2.4092 | 800.9175 | 0.034479 | 10 | Residential_2028_SC B_million_m3_After Competition Groups_10 | Demand Control Ventilation | 3.448% | 2.4092 | 27.615 | Residential_2028_SC B_million_m3_After Competition Groups_Demand Control Ventilation
Residential | Res ¦ Heat Recovery Ventilator | 2028 | SC B | million_m3 | After Competition Groups | 26.1226 | 20501759.1378 | 20.5018 | 800.9175 | 0.032616 | 11 | Residential_2028_SC B_million_m3_After Competition Groups_11 | Heat Recovery Ventilator | 3.262% | 20.5018 | 26.1226 | Residential_2028_SC B_million_m3_After Competition Groups_Heat Recovery Ventilator
Residential | Res ¦ Attic Insulation | 2028 | SC B | million_m3 | After Competition Groups | 24.8202 | 6169312.2595 | 6.1693 | 800.9175 | 0.03099 | 12 | Residential_2028_SC B_million_m3_After Competition Groups_12 | Attic Insulation | 3.099% | 6.1693 | 24.8202 | Residential_2028_SC B_million_m3_After Competition Groups_Attic Insulation
Residential | Res ¦ Basement Wall Insulation | 2028 | SC B | million_m3 | After Competition Groups | 20.6338 | 3778804.5728 | 3.7788 | 800.9175 | 0.025763 | 13 | Residential_2028_SC B_million_m3_After Competition Groups_13 | Basement Wall Insulation | 2.576% | 3.7788 | 20.6338 | Residential_2028_SC B_million_m3_After Competition Groups_Basement Wall Insulation
Residential | Res ¦ Pool Cover | 2028 | SC B | million_m3 | After Competition Groups | 10.2866 | 4004595.7921 | 4.0046 | 800.9175 | 0.012844 | 14 | Residential_2028_SC B_million_m3_After Competition Groups_14 | Pool Cover | 1.284% | 4.0046 | 10.2866 | Residential_2028_SC B_million_m3_After Competition Groups_Pool Cover
Residential | Res ¦ Floor Insulation | 2028 | SC B | million_m3 | After Competition Groups | 8.1218 | 6698169.0658 | 6.6982 | 800.9175 | 0.010141 | 15 | Residential_2028_SC B_million_m3_After Competition Groups_15 | Floor Insulation | 1.014% | 6.6982 | 8.1218 | Residential_2028_SC B_million_m3_After Competition Groups_Floor Insulation
Residential | Res ¦ Duct Insulation | 2028 | SC B | million_m3 | After Competition Groups | 6.4018 | 5770125.3984 | 5.7701 | 800.9175 | 0.0079931 | 16 | Residential_2028_SC B_million_m3_After Competition Groups_16 | Duct Insulation | 0.7993% | 5.7701 | 6.4018 | Residential_2028_SC B_million_m3_After Competition Groups_Duct Insulation
Residential | Res ¦ Duct Insulation MF | 2028 | SC B | million_m3 | After Competition Groups | 5.8479 | 2457485.2768 | 2.4575 | 800.9175 | 0.0073016 | 17 | Residential_2028_SC B_million_m3_After Competition Groups_17 | Duct Insulation MF | 0.7302% | 2.4575 | 5.8479 | Residential_2028_SC B_million_m3_After Competition Groups_Duct Insulation MF
Residential | Res ¦ Home Energy Reports | 2028 | SC B | million_m3 | After Competition Groups | 4.1469 | 3508038.68 | 3.508 | 800.9175 | 0.0051776 | 18 | Residential_2028_SC B_million_m3_After Competition Groups_18 | Home Energy Reports | 0.5178% | 3.508 | 4.1469 | Residential_2028_SC B_million_m3_After Competition Groups_Home Energy Reports
Residential | Res ¦ Wall Insulation | 2028 | SC B | million_m3 | After Competition Groups | 2.5069 | 2363235.8376 | 2.3632 | 800.9175 | 0.00313 | 19 | Residential_2028_SC B_million_m3_After Competition Groups_19 | Wall Insulation | 0.313% | 2.3632 | 2.5069 | Residential_2028_SC B_million_m3_After Competition Groups_Wall Insulation
Residential | Res ¦ Wall Insulation MF | 2028 | SC B | million_m3 | After Competition Groups | 1.2775 | 91815.347 | 0.091815 | 800.9175 | 0.0015951 | 20 | Residential_2028_SC B_million_m3_After Competition Groups_20 | Wall Insulation MF | 0.1595% | 0.091815 | 1.2775 | Residential_2028_SC B_million_m3_After Competition Groups_Wall Insulation MF
Residential | Res ¦ Clothes Drying Racks | 2028 | SC B | million_m3 | After Competition Groups | 0.96288 | 1486647.1791 | 1.4866 | 800.9175 | 0.0012022 | 21 | Residential_2028_SC B_million_m3_After Competition Groups_21 | Clothes Drying Racks | 0.1202% | 1.4866 | 0.96288 | Residential_2028_SC B_million_m3_After Competition Groups_Clothes Drying Racks
Residential | Res ¦ Minimize Hot and Warm Clothes Wash | 2028 | SC B | million_m3 | After Competition Groups | 0.42485 | 0 | 0 | 800.9175 | 0.00053045 | 22 | Residential_2028_SC B_million_m3_After Competition Groups_22 | Minimize Hot and Warm Clothes Wash | 0.05305% | 0 | 0.42485 | Residential_2028_SC B_million_m3_After Competition Groups_Minimize Hot and Warm Clothes Wash
Residential | Res ¦ Energy Star Clothes Washer | 2028 | SC B | million_m3 | After Competition Groups | 0 | 0 | 0 | 800.9175 | 0 | 23 | Residential_2028_SC B_million_m3_After Competition Groups_23 | Energy Star Clothes Washer | 0% | 0 | 0 | Residential_2028_SC B_million_m3_After Competition Groups_Energy Star Clothes Washer
Residential | Res ¦ Water Heater Temperature Setback | 2028 | SC B | million_m3 | After Competition Groups | 0 | 0 | 0 | 800.9175 | 0 | 24 | Residential_2028_SC B_million_m3_After Competition Groups_24 | Water Heater Temperature Setback | 0% | 0 | 0 | Residential_2028_SC B_million_m3_After Competition Groups_Water Heater Temperature Setback
Residential | Res ¦ Comprehensive Draft Proofing | 2028 | SC C | million_m3 | After Competition Groups | 70.5877 | 962121.0324 | 0.96212 | 404.1787 | 0.17464 | 1 | Residential_2028_SC C_million_m3_After Competition Groups_1 | Comprehensive Draft Proofing | 17.46% | 0.96212 | 70.5877 | Residential_2028_SC C_million_m3_After Competition Groups_Comprehensive Draft Proofing
Residential | Res ¦ Adaptive Thermostat | 2028 | SC C | million_m3 | After Competition Groups | 67.081 | 9903314.2081 | 9.9033 | 404.1787 | 0.16597 | 2 | Residential_2028_SC C_million_m3_After Competition Groups_2 | Adaptive Thermostat | 16.6% | 9.9033 | 67.081 | Residential_2028_SC C_million_m3_After Competition Groups_Adaptive Thermostat
Residential | Res ¦ High Efficiency Fireplace with Pilotless Ignition | 2028 | SC C | million_m3 | After Competition Groups | 54.3146 | 5453635.8951 | 5.4536 | 404.1787 | 0.13438 | 3 | Residential_2028_SC C_million_m3_After Competition Groups_3 | High Efficiency Fireplace with Pilotless Ignition | 13.44% | 5.4536 | 54.3146 | Residential_2028_SC C_million_m3_After Competition Groups_High Efficiency Fireplace with Pilotless Ignition
Residential | Res ¦ Air Sealing | 2028 | SC C | million_m3 | After Competition Groups | 51.0763 | 7514964.2188 | 7.515 | 404.1787 | 0.12637 | 4 | Residential_2028_SC C_million_m3_After Competition Groups_4 | Air Sealing | 12.64% | 7.515 | 51.0763 | Residential_2028_SC C_million_m3_After Competition Groups_Air Sealing
Residential | Res ¦ Advanced BAS/Controllers | 2028 | SC C | million_m3 | After Competition Groups | 29.0741 | 844624.0524 | 0.84462 | 404.1787 | 0.071934 | 5 | Residential_2028_SC C_million_m3_After Competition Groups_5 | Advanced BAS/Controllers | 7.193% | 0.84462 | 29.0741 | Residential_2028_SC C_million_m3_After Competition Groups_Advanced BAS/Controllers
Residential | Res ¦ Building Recommissioning, Operations and Maintenance (O&M) Improvements | 2028 | SC C | million_m3 | After Competition Groups | 24.0258 | 675801.4487 | 0.6758 | 404.1787 | 0.059443 | 6 | Residential_2028_SC C_million_m3_After Competition Groups_6 | Building Recommissioning, Operations and Maintenance (O&M) Improvements | 5.944% | 0.6758 | 24.0258 | Residential_2028_SC C_million_m3_After Competition Groups_Building Recommissioning, Operations and Maintenance (O&M) Improvements
Residential | Res ¦ Condensing Make Up Air Unit | 2028 | SC C | million_m3 | After Competition Groups | 21.5509 | 3437761.1746 | 3.4378 | 404.1787 | 0.05332 | 7 | Residential_2028_SC C_million_m3_After Competition Groups_7 | Condensing Make Up Air Unit | 5.332% | 3.4378 | 21.5509 | Residential_2028_SC C_million_m3_After Competition Groups_Condensing Make Up Air Unit
Residential | Res ¦ Basement Wall Insulation | 2028 | SC C | million_m3 | After Competition Groups | 20.638 | 3780056.8747 | 3.7801 | 404.1787 | 0.051062 | 8 | Residential_2028_SC C_million_m3_After Competition Groups_8 | Basement Wall Insulation | 5.106% | 3.7801 | 20.638 | Residential_2028_SC C_million_m3_After Competition Groups_Basement Wall Insulation
Residential | Res ¦ Attic Insulation | 2028 | SC C | million_m3 | After Competition Groups | 19.2428 | 4195154.7835 | 4.1952 | 404.1787 | 0.04761 | 9 | Residential_2028_SC C_million_m3_After Competition Groups_9 | Attic Insulation | 4.761% | 4.1952 | 19.2428 | Residential_2028_SC C_million_m3_After Competition Groups_Attic Insulation
Residential | Res ¦ Demand Control Ventilation | 2028 | SC C | million_m3 | After Competition Groups | 13.0316 | 1967178.9396 | 1.9672 | 404.1787 | 0.032242 | 10 | Residential_2028_SC C_million_m3_After Competition Groups_10 | Demand Control Ventilation | 3.224% | 1.9672 | 13.0316 | Residential_2028_SC C_million_m3_After Competition Groups_Demand Control Ventilation
Residential | Res ¦ Condensing Boiler | 2028 | SC C | million_m3 | After Competition Groups | 9.7683 | 2658450.654 | 2.6585 | 404.1787 | 0.024168 | 11 | Residential_2028_SC C_million_m3_After Competition Groups_11 | Condensing Boiler | 2.417% | 2.6585 | 9.7683 | Residential_2028_SC C_million_m3_After Competition Groups_Condensing Boiler
Residential | Res ¦ High Efficiency Condensing Furnace | 2028 | SC C | million_m3 | After Competition Groups | 9.3914 | 1568869.7098 | 1.5689 | 404.1787 | 0.023236 | 12 | Residential_2028_SC C_million_m3_After Competition Groups_12 | High Efficiency Condensing Furnace | 2.324% | 1.5689 | 9.3914 | Residential_2028_SC C_million_m3_After Competition Groups_High Efficiency Condensing Furnace
Residential | Res ¦ Heat Recovery Ventilator | 2028 | SC C | million_m3 | After Competition Groups | 4.2901 | 1329603.799 | 1.3296 | 404.1787 | 0.010614 | 13 | Residential_2028_SC C_million_m3_After Competition Groups_13 | Heat Recovery Ventilator | 1.061% | 1.3296 | 4.2901 | Residential_2028_SC C_million_m3_After Competition Groups_Heat Recovery Ventilator
Residential | Res ¦ Home Energy Reports | 2028 | SC C | million_m3 | After Competition Groups | 4.1469 | 3508038.68 | 3.508 | 404.1787 | 0.01026 | 14 | Residential_2028_SC C_million_m3_After Competition Groups_14 | Home Energy Reports | 1.026% | 3.508 | 4.1469 | Residential_2028_SC C_million_m3_After Competition Groups_Home Energy Reports
Residential | Res ¦ Duct Insulation MF | 2028 | SC C | million_m3 | After Competition Groups | 1.71 | 276342.2808 | 0.27634 | 404.1787 | 0.0042308 | 15 | Residential_2028_SC C_million_m3_After Competition Groups_15 | Duct Insulation MF | 0.4231% | 0.27634 | 1.71 | Residential_2028_SC C_million_m3_After Competition Groups_Duct Insulation MF
Residential | Res ¦ Wall Insulation MF | 2028 | SC C | million_m3 | After Competition Groups | 1.2776 | 91831.3837 | 0.091831 | 404.1787 | 0.003161 | 16 | Residential_2028_SC C_million_m3_After Competition Groups_16 | Wall Insulation MF | 0.3161% | 0.091831 | 1.2776 | Residential_2028_SC C_million_m3_After Competition Groups_Wall Insulation MF
Residential | Res ¦ Pool Cover | 2028 | SC C | million_m3 | After Competition Groups | 0.92672 | 106343.4272 | 0.10634 | 404.1787 | 0.0022929 | 17 | Residential_2028_SC C_million_m3_After Competition Groups_17 | Pool Cover | 0.2293% | 0.10634 | 0.92672 | Residential_2028_SC C_million_m3_After Competition Groups_Pool Cover
Residential | Res ¦ Duct Insulation | 2028 | SC C | million_m3 | After Competition Groups | 0.81775 | 155994.2957 | 0.15599 | 404.1787 | 0.0020232 | 18 | Residential_2028_SC C_million_m3_After Competition Groups_18 | Duct Insulation | 0.2023% | 0.15599 | 0.81775 | Residential_2028_SC C_million_m3_After Competition Groups_Duct Insulation
Residential | Res ¦ Floor Insulation | 2028 | SC C | million_m3 | After Competition Groups | 0.63042 | 105130.933 | 0.10513 | 404.1787 | 0.0015598 | 19 | Residential_2028_SC C_million_m3_After Competition Groups_19 | Floor Insulation | 0.156% | 0.10513 | 0.63042 | Residential_2028_SC C_million_m3_After Competition Groups_Floor Insulation
Residential | Res ¦ Minimize Hot and Warm Clothes Wash | 2028 | SC C | million_m3 | After Competition Groups | 0.42485 | 0 | 0 | 404.1787 | 0.0010511 | 20 | Residential_2028_SC C_million_m3_After Competition Groups_20 | Minimize Hot and Warm Clothes Wash | 0.1051% | 0 | 0.42485 | Residential_2028_SC C_million_m3_After Competition Groups_Minimize Hot and Warm Clothes Wash
Residential | Res ¦ Wall Insulation | 2028 | SC C | million_m3 | After Competition Groups | 0.17144 | 29892.8051 | 0.029893 | 404.1787 | 0.00042417 | 21 | Residential_2028_SC C_million_m3_After Competition Groups_21 | Wall Insulation | 0.04242% | 0.029893 | 0.17144 | Residential_2028_SC C_million_m3_After Competition Groups_Wall Insulation
Residential | Res ¦ Clothes Drying Racks | 2028 | SC C | million_m3 | After Competition Groups | 0.00039232 | 0 | 0 | 404.1787 | 9.7066e-07 | 22 | Residential_2028_SC C_million_m3_After Competition Groups_22 | Clothes Drying Racks | 9.707e-05% | 0 | 0.00039232 | Residential_2028_SC C_million_m3_After Competition Groups_Clothes Drying Racks
Residential | Res ¦ Energy Star Clothes Washer | 2028 | SC C | million_m3 | After Competition Groups | 0 | 0 | 0 | 404.1787 | 0 | 23 | Residential_2028_SC C_million_m3_After Competition Groups_23 | Energy Star Clothes Washer | 0% | 0 | 0 | Residential_2028_SC C_million_m3_After Competition Groups_Energy Star Clothes Washer
Residential | Res ¦ Water Heater Temperature Setback | 2028 | SC C | million_m3 | After Competition Groups | 0 | 0 | 0 | 404.1787 | 0 | 24 | Residential_2028_SC C_million_m3_After Competition Groups_24 | Water Heater Temperature Setback | 0% | 0 | 0 | Residential_2028_SC C_million_m3_After Competition Groups_Water Heater Temperature Setback
Residential | Res ¦ Air Sealing | 2028 | Technical | million_m3 | After Competition Groups | 592.621 | 0 | 0 | 3556.6545 | 0.16662 | 1 | Residential_2028_Technical_million_m3_After Competition Groups_1 | Air Sealing | 16.66% | 0 | 592.621 | Residential_2028_Technical_million_m3_After Competition Groups_Air Sealing
Residential | Res ¦ Adaptive Thermostat | 2028 | Technical | million_m3 | After Competition Groups | 497.0468 | 0 | 0 | 3556.6545 | 0.13975 | 2 | Residential_2028_Technical_million_m3_After Competition Groups_2 | Adaptive Thermostat | 13.98% | 0 | 497.0468 | Residential_2028_Technical_million_m3_After Competition Groups_Adaptive Thermostat
Residential | Res ¦ Energy Star Windows | 2028 | Technical | million_m3 | After Competition Groups | 225.488 | 0 | 0 | 3556.6545 | 0.063399 | 3 | Residential_2028_Technical_million_m3_After Competition Groups_3 | Energy Star Windows | 6.34% | 0 | 225.488 | Residential_2028_Technical_million_m3_After Competition Groups_Energy Star Windows
Residential | Res ¦ Comprehensive Draft Proofing | 2028 | Technical | million_m3 | After Competition Groups | 178.4638 | 0 | 0 | 3556.6545 | 0.050177 | 4 | Residential_2028_Technical_million_m3_After Competition Groups_4 | Comprehensive Draft Proofing | 5.018% | 0 | 178.4638 | Residential_2028_Technical_million_m3_After Competition Groups_Comprehensive Draft Proofing
Residential | Res ¦ Wall Insulation | 2028 | Technical | million_m3 | After Competition Groups | 163.8612 | 0 | 0 | 3556.6545 | 0.046072 | 5 | Residential_2028_Technical_million_m3_After Competition Groups_5 | Wall Insulation | 4.607% | 0 | 163.8612 | Residential_2028_Technical_million_m3_After Competition Groups_Wall Insulation
Residential | Res ¦ Condensing Storage Water Heater | 2028 | Technical | million_m3 | After Competition Groups | 159.0418 | 0 | 0 | 3556.6545 | 0.044717 | 6 | Residential_2028_Technical_million_m3_After Competition Groups_6 | Condensing Storage Water Heater | 4.472% | 0 | 159.0418 | Residential_2028_Technical_million_m3_After Competition Groups_Condensing Storage Water Heater
Residential | Res ¦ Attic Insulation | 2028 | Technical | million_m3 | After Competition Groups | 144.6981 | 0 | 0 | 3556.6545 | 0.040684 | 7 | Residential_2028_Technical_million_m3_After Competition Groups_7 | Attic Insulation | 4.068% | 0 | 144.6981 | Residential_2028_Technical_million_m3_After Competition Groups_Attic Insulation
Residential | Res ¦ DHW Recirculation Systems | 2028 | Technical | million_m3 | After Competition Groups | 136.9014 | 0 | 0 | 3556.6545 | 0.038492 | 8 | Residential_2028_Technical_million_m3_After Competition Groups_8 | DHW Recirculation Systems | 3.849% | 0 | 136.9014 | Residential_2028_Technical_million_m3_After Competition Groups_DHW Recirculation Systems
Residential | Res ¦ Tankless Water Heater | 2028 | Technical | million_m3 | After Competition Groups | 133.8068 | 0 | 0 | 3556.6545 | 0.037622 | 9 | Residential_2028_Technical_million_m3_After Competition Groups_9 | Tankless Water Heater | 3.762% | 0 | 133.8068 | Residential_2028_Technical_million_m3_After Competition Groups_Tankless Water Heater
Residential | Res ¦ Basement or Crawlspace Insulation | 2028 | Technical | million_m3 | After Competition Groups | 122.9157 | 0 | 0 | 3556.6545 | 0.034559 | 10 | Residential_2028_Technical_million_m3_After Competition Groups_10 | Basement or Crawlspace Insulation | 3.456% | 0 | 122.9157 | Residential_2028_Technical_million_m3_After Competition Groups_Basement or Crawlspace Insulation
Residential | Res ¦ Basement Wall Insulation | 2028 | Technical | million_m3 | After Competition Groups | 120.2831 | 0 | 0 | 3556.6545 | 0.033819 | 11 | Residential_2028_Technical_million_m3_After Competition Groups_11 | Basement Wall Insulation | 3.382% | 0 | 120.2831 | Residential_2028_Technical_million_m3_After Competition Groups_Basement Wall Insulation
Residential | Res ¦ Condensing Boiler | 2028 | Technical | million_m3 | After Competition Groups | 114.57 | 0 | 0 | 3556.6545 | 0.032213 | 12 | Residential_2028_Technical_million_m3_After Competition Groups_12 | Condensing Boiler | 3.221% | 0 | 114.57 | Residential_2028_Technical_million_m3_After Competition Groups_Condensing Boiler
Residential | Res ¦ Heat Recovery Ventilator | 2028 | Technical | million_m3 | After Competition Groups | 89.3655 | 0 | 0 | 3556.6545 | 0.025126 | 13 | Residential_2028_Technical_million_m3_After Competition Groups_13 | Heat Recovery Ventilator | 2.513% | 0 | 89.3655 | Residential_2028_Technical_million_m3_After Competition Groups_Heat Recovery Ventilator
Residential | Res ¦ High Efficiency Condensing Furnace | 2028 | Technical | million_m3 | After Competition Groups | 87.1061 | 0 | 0 | 3556.6545 | 0.024491 | 14 | Residential_2028_Technical_million_m3_After Competition Groups_14 | High Efficiency Condensing Furnace | 2.449% | 0 | 87.1061 | Residential_2028_Technical_million_m3_After Competition Groups_High Efficiency Condensing Furnace
Residential | Res ¦ High Efficiency Fireplace with Pilotless Ignition | 2028 | Technical | million_m3 | After Competition Groups | 84.9938 | 0 | 0 | 3556.6545 | 0.023897 | 15 | Residential_2028_Technical_million_m3_After Competition Groups_15 | High Efficiency Fireplace with Pilotless Ignition | 2.39% | 0 | 84.9938 | Residential_2028_Technical_million_m3_After Competition Groups_High Efficiency Fireplace with Pilotless Ignition
Residential | Res ¦ Window Film | 2028 | Technical | million_m3 | After Competition Groups | 84.5624 | 0 | 0 | 3556.6545 | 0.023776 | 16 | Residential_2028_Technical_million_m3_After Competition Groups_16 | Window Film | 2.378% | 0 | 84.5624 | Residential_2028_Technical_million_m3_After Competition Groups_Window Film
Residential | Res ¦ Furnace Tune Up | 2028 | Technical | million_m3 | After Competition Groups | 81.7365 | 0 | 0 | 3556.6545 | 0.022981 | 17 | Residential_2028_Technical_million_m3_After Competition Groups_17 | Furnace Tune Up | 2.298% | 0 | 81.7365 | Residential_2028_Technical_million_m3_After Competition Groups_Furnace Tune Up
Residential | Res ¦ Advanced BAS/Controllers | 2028 | Technical | million_m3 | After Competition Groups | 73.5067 | 0 | 0 | 3556.6545 | 0.020667 | 18 | Residential_2028_Technical_million_m3_After Competition Groups_18 | Advanced BAS/Controllers | 2.067% | 0 | 73.5067 | Residential_2028_Technical_million_m3_After Competition Groups_Advanced BAS/Controllers
Residential | Res ¦ Ceiling Insulation | 2028 | Technical | million_m3 | After Competition Groups | 60.9044 | 0 | 0 | 3556.6545 | 0.017124 | 19 | Residential_2028_Technical_million_m3_After Competition Groups_19 | Ceiling Insulation | 1.712% | 0 | 60.9044 | Residential_2028_Technical_million_m3_After Competition Groups_Ceiling Insulation
Residential | Res ¦ Building Recommissioning, Operations and Maintenance (O&M) Improvements | 2028 | Technical | million_m3 | After Competition Groups | 60.7432 | 0 | 0 | 3556.6545 | 0.017079 | 20 | Residential_2028_Technical_million_m3_After Competition Groups_20 | Building Recommissioning, Operations and Maintenance (O&M) Improvements | 1.708% | 0 | 60.7432 | Residential_2028_Technical_million_m3_After Competition Groups_Building Recommissioning, Operations and Maintenance (O&M) Improvements
Residential | Res ¦ Condensing Make Up Air Unit | 2028 | Technical | million_m3 | After Competition Groups | 58.3506 | 0 | 0 | 3556.6545 | 0.016406 | 21 | Residential_2028_Technical_million_m3_After Competition Groups_21 | Condensing Make Up Air Unit | 1.641% | 0 | 58.3506 | Residential_2028_Technical_million_m3_After Competition Groups_Condensing Make Up Air Unit
Residential | Res ¦ Duct Insulation MF | 2028 | Technical | million_m3 | After Competition Groups | 48.0693 | 0 | 0 | 3556.6545 | 0.013515 | 22 | Residential_2028_Technical_million_m3_After Competition Groups_22 | Duct Insulation MF | 1.352% | 0 | 48.0693 | Residential_2028_Technical_million_m3_After Competition Groups_Duct Insulation MF
Residential | Res ¦ Floor Insulation | 2028 | Technical | million_m3 | After Competition Groups | 47.3807 | 0 | 0 | 3556.6545 | 0.013322 | 23 | Residential_2028_Technical_million_m3_After Competition Groups_23 | Floor Insulation | 1.332% | 0 | 47.3807 | Residential_2028_Technical_million_m3_After Competition Groups_Floor Insulation
Residential | Res ¦ Duct Insulation | 2028 | Technical | million_m3 | After Competition Groups | 45.0315 | 0 | 0 | 3556.6545 | 0.012661 | 24 | Residential_2028_Technical_million_m3_After Competition Groups_24 | Duct Insulation | 1.266% | 0 | 45.0315 | Residential_2028_Technical_million_m3_After Competition Groups_Duct Insulation
Residential | Res ¦ Demand Control Ventilation | 2028 | Technical | million_m3 | After Competition Groups | 32.9473 | 0 | 0 | 3556.6545 | 0.0092636 | 25 | Residential_2028_Technical_million_m3_After Competition Groups_25 | Demand Control Ventilation | 0.9264% | 0 | 32.9473 | Residential_2028_Technical_million_m3_After Competition Groups_Demand Control Ventilation
Residential | Res ¦ Early Hot Water Heater Replacement | 2028 | Technical | million_m3 | After Competition Groups | 26.8268 | 0 | 0 | 3556.6545 | 0.0075427 | 26 | Residential_2028_Technical_million_m3_After Competition Groups_26 | Early Hot Water Heater Replacement | 0.7543% | 0 | 26.8268 | Residential_2028_Technical_million_m3_After Competition Groups_Early Hot Water Heater Replacement
Residential | Res ¦ Drain Water Heat Recovery | 2028 | Technical | million_m3 | After Competition Groups | 22.8955 | 0 | 0 | 3556.6545 | 0.0064374 | 27 | Residential_2028_Technical_million_m3_After Competition Groups_27 | Drain Water Heat Recovery | 0.6437% | 0 | 22.8955 | Residential_2028_Technical_million_m3_After Competition Groups_Drain Water Heat Recovery
Residential | Res ¦ Home Energy Reports | 2028 | Technical | million_m3 | After Competition Groups | 18.8557 | 0 | 0 | 3556.6545 | 0.0053015 | 28 | Residential_2028_Technical_million_m3_After Competition Groups_28 | Home Energy Reports | 0.5302% | 0 | 18.8557 | Residential_2028_Technical_million_m3_After Competition Groups_Home Energy Reports
Residential | Res ¦ Pool Cover | 2028 | Technical | million_m3 | After Competition Groups | 15.0037 | 0 | 0 | 3556.6545 | 0.0042185 | 29 | Residential_2028_Technical_million_m3_After Competition Groups_29 | Pool Cover | 0.4218% | 0 | 15.0037 | Residential_2028_Technical_million_m3_After Competition Groups_Pool Cover
Residential | Res ¦ High Efficiency Gas Pool Heater | 2028 | Technical | million_m3 | After Competition Groups | 9.8077 | 0 | 0 | 3556.6545 | 0.0027576 | 30 | Residential_2028_Technical_million_m3_After Competition Groups_30 | High Efficiency Gas Pool Heater | 0.2758% | 0 | 9.8077 | Residential_2028_Technical_million_m3_After Competition Groups_High Efficiency Gas Pool Heater
Residential | Res ¦ Wall Insulation MF | 2028 | Technical | million_m3 | After Competition Groups | 7.4463 | 0 | 0 | 3556.6545 | 0.0020936 | 31 | Residential_2028_Technical_million_m3_After Competition Groups_31 | Wall Insulation MF | 0.2094% | 0 | 7.4463 | Residential_2028_Technical_million_m3_After Competition Groups_Wall Insulation MF
Residential | Res ¦ Water Heater Temperature Setback | 2028 | Technical | million_m3 | After Competition Groups | 6.6764 | 0 | 0 | 3556.6545 | 0.0018772 | 32 | Residential_2028_Technical_million_m3_After Competition Groups_32 | Water Heater Temperature Setback | 0.1877% | 0 | 6.6764 | Residential_2028_Technical_million_m3_After Competition Groups_Water Heater Temperature Setback
Residential | Res ¦ Energy Star Clothes Dryer | 2028 | Technical | million_m3 | After Competition Groups | 1.6364 | 0 | 0 | 3556.6545 | 0.00046008 | 33 | Residential_2028_Technical_million_m3_After Competition Groups_33 | Energy Star Clothes Dryer | 0.04601% | 0 | 1.6364 | Residential_2028_Technical_million_m3_After Competition Groups_Energy Star Clothes Dryer
Residential | Res ¦ Clothes Drying Racks | 2028 | Technical | million_m3 | After Competition Groups | 1.1507 | 0 | 0 | 3556.6545 | 0.00032355 | 34 | Residential_2028_Technical_million_m3_After Competition Groups_34 | Clothes Drying Racks | 0.03235% | 0 | 1.1507 | Residential_2028_Technical_million_m3_After Competition Groups_Clothes Drying Racks
Residential | Res ¦ Minimize Hot and Warm Clothes Wash | 2028 | Technical | million_m3 | After Competition Groups | 0.99639 | 0 | 0 | 3556.6545 | 0.00028015 | 35 | Residential_2028_Technical_million_m3_After Competition Groups_35 | Minimize Hot and Warm Clothes Wash | 0.02801% | 0 | 0.99639 | Residential_2028_Technical_million_m3_After Competition Groups_Minimize Hot and Warm Clothes Wash
Residential | Res ¦ Energy Star Clothes Washer | 2028 | Technical | million_m3 | After Competition Groups | 0.84606 | 0 | 0 | 3556.6545 | 0.00023788 | 36 | Residential_2028_Technical_million_m3_After Competition Groups_36 | Energy Star Clothes Washer | 0.02379% | 0 | 0.84606 | Residential_2028_Technical_million_m3_After Competition Groups_Energy Star Clothes Washer
Residential | Res ¦ Solar Water Preheat (Pools/DHW) | 2028 | Technical | million_m3 | After Competition Groups | 0.11735 | 0 | 0 | 3556.6545 | 3.2996e-05 | 37 | Residential_2028_Technical_million_m3_After Competition Groups_37 | Solar Water Preheat (Pools/DHW) | 0.0033% | 0 | 0.11735 | Residential_2028_Technical_million_m3_After Competition Groups_Solar Water Preheat (Pools/DHW)
Residential | Res ¦ Air Sealing | 2029 | Economic | million_m3 | After Competition Groups | 583.2576 | 0 | 0 | 2253.6739 | 0.2588 | 1 | Residential_2029_Economic_million_m3_After Competition Groups_1 | Air Sealing | 25.88% | 0 | 583.2576 | Residential_2029_Economic_million_m3_After Competition Groups_Air Sealing
Residential | Res ¦ Adaptive Thermostat | 2029 | Economic | million_m3 | After Competition Groups | 497.4138 | 0 | 0 | 2253.6739 | 0.22071 | 2 | Residential_2029_Economic_million_m3_After Competition Groups_2 | Adaptive Thermostat | 22.07% | 0 | 497.4138 | Residential_2029_Economic_million_m3_After Competition Groups_Adaptive Thermostat
Residential | Res ¦ Comprehensive Draft Proofing | 2029 | Economic | million_m3 | After Competition Groups | 175.6441 | 0 | 0 | 2253.6739 | 0.077937 | 3 | Residential_2029_Economic_million_m3_After Competition Groups_3 | Comprehensive Draft Proofing | 7.794% | 0 | 175.6441 | Residential_2029_Economic_million_m3_After Competition Groups_Comprehensive Draft Proofing
Residential | Res ¦ Attic Insulation | 2029 | Economic | million_m3 | After Competition Groups | 142.4119 | 0 | 0 | 2253.6739 | 0.063191 | 4 | Residential_2029_Economic_million_m3_After Competition Groups_4 | Attic Insulation | 6.319% | 0 | 142.4119 | Residential_2029_Economic_million_m3_After Competition Groups_Attic Insulation
Residential | Res ¦ Basement Wall Insulation | 2029 | Economic | million_m3 | After Competition Groups | 118.3826 | 0 | 0 | 2253.6739 | 0.052529 | 5 | Residential_2029_Economic_million_m3_After Competition Groups_5 | Basement Wall Insulation | 5.253% | 0 | 118.3826 | Residential_2029_Economic_million_m3_After Competition Groups_Basement Wall Insulation
Residential | Res ¦ Heat Recovery Ventilator | 2029 | Economic | million_m3 | After Competition Groups | 97.3699 | 0 | 0 | 2253.6739 | 0.043205 | 6 | Residential_2029_Economic_million_m3_After Competition Groups_6 | Heat Recovery Ventilator | 4.32% | 0 | 97.3699 | Residential_2029_Economic_million_m3_After Competition Groups_Heat Recovery Ventilator
Residential | Res ¦ High Efficiency Fireplace with Pilotless Ignition | 2029 | Economic | million_m3 | After Competition Groups | 91.8648 | 0 | 0 | 2253.6739 | 0.040762 | 7 | Residential_2029_Economic_million_m3_After Competition Groups_7 | High Efficiency Fireplace with Pilotless Ignition | 4.076% | 0 | 91.8648 | Residential_2029_Economic_million_m3_After Competition Groups_High Efficiency Fireplace with Pilotless Ignition
Residential | Res ¦ High Efficiency Condensing Furnace | 2029 | Economic | million_m3 | After Competition Groups | 83.2594 | 0 | 0 | 2253.6739 | 0.036944 | 8 | Residential_2029_Economic_million_m3_After Competition Groups_8 | High Efficiency Condensing Furnace | 3.694% | 0 | 83.2594 | Residential_2029_Economic_million_m3_After Competition Groups_High Efficiency Condensing Furnace
Residential | Res ¦ Advanced BAS/Controllers | 2029 | Economic | million_m3 | After Competition Groups | 72.3453 | 0 | 0 | 2253.6739 | 0.032101 | 9 | Residential_2029_Economic_million_m3_After Competition Groups_9 | Advanced BAS/Controllers | 3.21% | 0 | 72.3453 | Residential_2029_Economic_million_m3_After Competition Groups_Advanced BAS/Controllers
Residential | Res ¦ Condensing Boiler | 2029 | Economic | million_m3 | After Competition Groups | 65.9915 | 0 | 0 | 2253.6739 | 0.029282 | 10 | Residential_2029_Economic_million_m3_After Competition Groups_10 | Condensing Boiler | 2.928% | 0 | 65.9915 | Residential_2029_Economic_million_m3_After Competition Groups_Condensing Boiler
Residential | Res ¦ Condensing Make Up Air Unit | 2029 | Economic | million_m3 | After Competition Groups | 63.1169 | 0 | 0 | 2253.6739 | 0.028006 | 11 | Residential_2029_Economic_million_m3_After Competition Groups_11 | Condensing Make Up Air Unit | 2.801% | 0 | 63.1169 | Residential_2029_Economic_million_m3_After Competition Groups_Condensing Make Up Air Unit
Residential | Res ¦ Building Recommissioning, Operations and Maintenance (O&M) Improvements | 2029 | Economic | million_m3 | After Competition Groups | 59.7835 | 0 | 0 | 2253.6739 | 0.026527 | 12 | Residential_2029_Economic_million_m3_After Competition Groups_12 | Building Recommissioning, Operations and Maintenance (O&M) Improvements | 2.653% | 0 | 59.7835 | Residential_2029_Economic_million_m3_After Competition Groups_Building Recommissioning, Operations and Maintenance (O&M) Improvements
Residential | Res ¦ Floor Insulation | 2029 | Economic | million_m3 | After Competition Groups | 46.6321 | 0 | 0 | 2253.6739 | 0.020692 | 13 | Residential_2029_Economic_million_m3_After Competition Groups_13 | Floor Insulation | 2.069% | 0 | 46.6321 | Residential_2029_Economic_million_m3_After Competition Groups_Floor Insulation
Residential | Res ¦ Duct Insulation | 2029 | Economic | million_m3 | After Competition Groups | 41.378 | 0 | 0 | 2253.6739 | 0.01836 | 14 | Residential_2029_Economic_million_m3_After Competition Groups_14 | Duct Insulation | 1.836% | 0 | 41.378 | Residential_2029_Economic_million_m3_After Competition Groups_Duct Insulation
Residential | Res ¦ Duct Insulation MF | 2029 | Economic | million_m3 | After Competition Groups | 33.5628 | 0 | 0 | 2253.6739 | 0.014892 | 15 | Residential_2029_Economic_million_m3_After Competition Groups_15 | Duct Insulation MF | 1.489% | 0 | 33.5628 | Residential_2029_Economic_million_m3_After Competition Groups_Duct Insulation MF
Residential | Res ¦ Demand Control Ventilation | 2029 | Economic | million_m3 | After Competition Groups | 32.4268 | 0 | 0 | 2253.6739 | 0.014388 | 16 | Residential_2029_Economic_million_m3_After Competition Groups_16 | Demand Control Ventilation | 1.439% | 0 | 32.4268 | Residential_2029_Economic_million_m3_After Competition Groups_Demand Control Ventilation
Residential | Res ¦ Pool Cover | 2029 | Economic | million_m3 | After Competition Groups | 14.7666 | 0 | 0 | 2253.6739 | 0.0065522 | 17 | Residential_2029_Economic_million_m3_After Competition Groups_17 | Pool Cover | 0.6552% | 0 | 14.7666 | Residential_2029_Economic_million_m3_After Competition Groups_Pool Cover
Residential | Res ¦ Wall Insulation | 2029 | Economic | million_m3 | After Competition Groups | 14.3922 | 0 | 0 | 2253.6739 | 0.0063861 | 18 | Residential_2029_Economic_million_m3_After Competition Groups_18 | Wall Insulation | 0.6386% | 0 | 14.3922 | Residential_2029_Economic_million_m3_After Competition Groups_Wall Insulation
Residential | Res ¦ Home Energy Reports | 2029 | Economic | million_m3 | After Competition Groups | 10.2325 | 0 | 0 | 2253.6739 | 0.0045404 | 19 | Residential_2029_Economic_million_m3_After Competition Groups_19 | Home Energy Reports | 0.454% | 0 | 10.2325 | Residential_2029_Economic_million_m3_After Competition Groups_Home Energy Reports
Residential | Res ¦ Wall Insulation MF | 2029 | Economic | million_m3 | After Competition Groups | 7.3286 | 0 | 0 | 2253.6739 | 0.0032519 | 20 | Residential_2029_Economic_million_m3_After Competition Groups_20 | Wall Insulation MF | 0.3252% | 0 | 7.3286 | Residential_2029_Economic_million_m3_After Competition Groups_Wall Insulation MF
Residential | Res ¦ Clothes Drying Racks | 2029 | Economic | million_m3 | After Competition Groups | 1.1326 | 0 | 0 | 2253.6739 | 0.00050254 | 21 | Residential_2029_Economic_million_m3_After Competition Groups_21 | Clothes Drying Racks | 0.05025% | 0 | 1.1326 | Residential_2029_Economic_million_m3_After Competition Groups_Clothes Drying Racks
Residential | Res ¦ Minimize Hot and Warm Clothes Wash | 2029 | Economic | million_m3 | After Competition Groups | 0.98065 | 0 | 0 | 2253.6739 | 0.00043513 | 22 | Residential_2029_Economic_million_m3_After Competition Groups_22 | Minimize Hot and Warm Clothes Wash | 0.04351% | 0 | 0.98065 | Residential_2029_Economic_million_m3_After Competition Groups_Minimize Hot and Warm Clothes Wash
Residential | Res ¦ Energy Star Clothes Washer | 2029 | Economic | million_m3 | After Competition Groups | 0 | 0 | 0 | 2253.6739 | 0 | 23 | Residential_2029_Economic_million_m3_After Competition Groups_23 | Energy Star Clothes Washer | 0% | 0 | 0 | Residential_2029_Economic_million_m3_After Competition Groups_Energy Star Clothes Washer
Residential | Res ¦ Water Heater Temperature Setback | 2029 | Economic | million_m3 | After Competition Groups | 0 | 0 | 0 | 2253.6739 | 0 | 24 | Residential_2029_Economic_million_m3_After Competition Groups_24 | Water Heater Temperature Setback | 0% | 0 | 0 | Residential_2029_Economic_million_m3_After Competition Groups_Water Heater Temperature Setback
Residential | Res ¦ Comprehensive Draft Proofing | 2029 | SC A | million_m3 | After Competition Groups | 76.2222 | 290466.8324 | 0.29047 | 368.1114 | 0.20706 | 1 | Residential_2029_SC A_million_m3_After Competition Groups_1 | Comprehensive Draft Proofing | 20.71% | 0.29047 | 76.2222 | Residential_2029_SC A_million_m3_After Competition Groups_Comprehensive Draft Proofing
Residential | Res ¦ Adaptive Thermostat | 2029 | SC A | million_m3 | After Competition Groups | 59.4802 | 1785909.1779 | 1.7859 | 368.1114 | 0.16158 | 2 | Residential_2029_SC A_million_m3_After Competition Groups_2 | Adaptive Thermostat | 16.16% | 1.7859 | 59.4802 | Residential_2029_SC A_million_m3_After Competition Groups_Adaptive Thermostat
Residential | Res ¦ High Efficiency Fireplace with Pilotless Ignition | 2029 | SC A | million_m3 | After Competition Groups | 46.1943 | 1609440.1267 | 1.6094 | 368.1114 | 0.12549 | 3 | Residential_2029_SC A_million_m3_After Competition Groups_3 | High Efficiency Fireplace with Pilotless Ignition | 12.55% | 1.6094 | 46.1943 | Residential_2029_SC A_million_m3_After Competition Groups_High Efficiency Fireplace with Pilotless Ignition
Residential | Res ¦ Air Sealing | 2029 | SC A | million_m3 | After Competition Groups | 41.6243 | 1977356.0872 | 1.9774 | 368.1114 | 0.11308 | 4 | Residential_2029_SC A_million_m3_After Competition Groups_4 | Air Sealing | 11.31% | 1.9774 | 41.6243 | Residential_2029_SC A_million_m3_After Competition Groups_Air Sealing
Residential | Res ¦ Advanced BAS/Controllers | 2029 | SC A | million_m3 | After Competition Groups | 33.0521 | 875881.1409 | 0.87588 | 368.1114 | 0.089788 | 5 | Residential_2029_SC A_million_m3_After Competition Groups_5 | Advanced BAS/Controllers | 8.979% | 0.87588 | 33.0521 | Residential_2029_SC A_million_m3_After Competition Groups_Advanced BAS/Controllers
Residential | Res ¦ Building Recommissioning, Operations and Maintenance (O&M) Improvements | 2029 | SC A | million_m3 | After Competition Groups | 27.2895 | 660434.344 | 0.66043 | 368.1114 | 0.074134 | 6 | Residential_2029_SC A_million_m3_After Competition Groups_6 | Building Recommissioning, Operations and Maintenance (O&M) Improvements | 7.413% | 0.66043 | 27.2895 | Residential_2029_SC A_million_m3_After Competition Groups_Building Recommissioning, Operations and Maintenance (O&M) Improvements
Residential | Res ¦ Condensing Make Up Air Unit | 2029 | SC A | million_m3 | After Competition Groups | 18.4174 | 939733.4336 | 0.93973 | 368.1114 | 0.050032 | 7 | Residential_2029_SC A_million_m3_After Competition Groups_7 | Condensing Make Up Air Unit | 5.003% | 0.93973 | 18.4174 | Residential_2029_SC A_million_m3_After Competition Groups_Condensing Make Up Air Unit
Residential | Res ¦ Basement Wall Insulation | 2029 | SC A | million_m3 | After Competition Groups | 17.114 | 1145751.0217 | 1.1458 | 368.1114 | 0.046491 | 8 | Residential_2029_SC A_million_m3_After Competition Groups_8 | Basement Wall Insulation | 4.649% | 1.1458 | 17.114 | Residential_2029_SC A_million_m3_After Competition Groups_Basement Wall Insulation
Residential | Res ¦ Attic Insulation | 2029 | SC A | million_m3 | After Competition Groups | 11.5608 | 522229.1474 | 0.52223 | 368.1114 | 0.031406 | 9 | Residential_2029_SC A_million_m3_After Competition Groups_9 | Attic Insulation | 3.141% | 0.52223 | 11.5608 | Residential_2029_SC A_million_m3_After Competition Groups_Attic Insulation
Residential | Res ¦ Demand Control Ventilation | 2029 | SC A | million_m3 | After Competition Groups | 9.5343 | 345834.7897 | 0.34583 | 368.1114 | 0.025901 | 10 | Residential_2029_SC A_million_m3_After Competition Groups_10 | Demand Control Ventilation | 2.59% | 0.34583 | 9.5343 | Residential_2029_SC A_million_m3_After Competition Groups_Demand Control Ventilation
Residential | Res ¦ Condensing Boiler | 2029 | SC A | million_m3 | After Competition Groups | 8.1569 | 0 | 0 | 368.1114 | 0.022159 | 11 | Residential_2029_SC A_million_m3_After Competition Groups_11 | Condensing Boiler | 2.216% | 0 | 8.1569 | Residential_2029_SC A_million_m3_After Competition Groups_Condensing Boiler
Residential | Res ¦ High Efficiency Condensing Furnace | 2029 | SC A | million_m3 | After Competition Groups | 6.2181 | 0 | 0 | 368.1114 | 0.016892 | 12 | Residential_2029_SC A_million_m3_After Competition Groups_12 | High Efficiency Condensing Furnace | 1.689% | 0 | 6.2181 | Residential_2029_SC A_million_m3_After Competition Groups_High Efficiency Condensing Furnace
Residential | Res ¦ Home Energy Reports | 2029 | SC A | million_m3 | After Competition Groups | 5.3003 | 4495823.029 | 4.4958 | 368.1114 | 0.014399 | 13 | Residential_2029_SC A_million_m3_After Competition Groups_13 | Home Energy Reports | 1.44% | 4.4958 | 5.3003 | Residential_2029_SC A_million_m3_After Competition Groups_Home Energy Reports
Residential | Res ¦ Heat Recovery Ventilator | 2029 | SC A | million_m3 | After Competition Groups | 3.1463 | 0 | 0 | 368.1114 | 0.0085471 | 14 | Residential_2029_SC A_million_m3_After Competition Groups_14 | Heat Recovery Ventilator | 0.8547% | 0 | 3.1463 | Residential_2029_SC A_million_m3_After Competition Groups_Heat Recovery Ventilator
Residential | Res ¦ Wall Insulation MF | 2029 | SC A | million_m3 | After Competition Groups | 1.339 | 48934.702 | 0.048935 | 368.1114 | 0.0036376 | 15 | Residential_2029_SC A_million_m3_After Competition Groups_15 | Wall Insulation MF | 0.3638% | 0.048935 | 1.339 | Residential_2029_SC A_million_m3_After Competition Groups_Wall Insulation MF
Residential | Res ¦ Duct Insulation MF | 2029 | SC A | million_m3 | After Competition Groups | 1.3012 | 2376.0118 | 0.002376 | 368.1114 | 0.0035347 | 16 | Residential_2029_SC A_million_m3_After Competition Groups_16 | Duct Insulation MF | 0.3535% | 0.002376 | 1.3012 | Residential_2029_SC A_million_m3_After Competition Groups_Duct Insulation MF
Residential | Res ¦ Pool Cover | 2029 | SC A | million_m3 | After Competition Groups | 0.59134 | 0 | 0 | 368.1114 | 0.0016064 | 17 | Residential_2029_SC A_million_m3_After Competition Groups_17 | Pool Cover | 0.1606% | 0 | 0.59134 | Residential_2029_SC A_million_m3_After Competition Groups_Pool Cover
Residential | Res ¦ Duct Insulation | 2029 | SC A | million_m3 | After Competition Groups | 0.58921 | 0 | 0 | 368.1114 | 0.0016006 | 18 | Residential_2029_SC A_million_m3_After Competition Groups_18 | Duct Insulation | 0.1601% | 0 | 0.58921 | Residential_2029_SC A_million_m3_After Competition Groups_Duct Insulation
Residential | Res ¦ Minimize Hot and Warm Clothes Wash | 2029 | SC A | million_m3 | After Competition Groups | 0.46733 | 0 | 0 | 368.1114 | 0.0012695 | 19 | Residential_2029_SC A_million_m3_After Competition Groups_19 | Minimize Hot and Warm Clothes Wash | 0.127% | 0 | 0.46733 | Residential_2029_SC A_million_m3_After Competition Groups_Minimize Hot and Warm Clothes Wash
Residential | Res ¦ Floor Insulation | 2029 | SC A | million_m3 | After Competition Groups | 0.40468 | 0 | 0 | 368.1114 | 0.0010994 | 20 | Residential_2029_SC A_million_m3_After Competition Groups_20 | Floor Insulation | 0.1099% | 0 | 0.40468 | Residential_2029_SC A_million_m3_After Competition Groups_Floor Insulation
Residential | Res ¦ Wall Insulation | 2029 | SC A | million_m3 | After Competition Groups | 0.10764 | 0 | 0 | 368.1114 | 0.0002924 | 21 | Residential_2029_SC A_million_m3_After Competition Groups_21 | Wall Insulation | 0.02924% | 0 | 0.10764 | Residential_2029_SC A_million_m3_After Competition Groups_Wall Insulation
Residential | Res ¦ Clothes Drying Racks | 2029 | SC A | million_m3 | After Competition Groups | 0.00043441 | 0 | 0 | 368.1114 | 1.1801e-06 | 22 | Residential_2029_SC A_million_m3_After Competition Groups_22 | Clothes Drying Racks | 0.000118% | 0 | 0.00043441 | Residential_2029_SC A_million_m3_After Competition Groups_Clothes Drying Racks
Residential | Res ¦ Energy Star Clothes Washer | 2029 | SC A | million_m3 | After Competition Groups | 0 | 0 | 0 | 368.1114 | 0 | 23 | Residential_2029_SC A_million_m3_After Competition Groups_23 | Energy Star Clothes Washer | 0% | 0 | 0 | Residential_2029_SC A_million_m3_After Competition Groups_Energy Star Clothes Washer
Residential | Res ¦ Water Heater Temperature Setback | 2029 | SC A | million_m3 | After Competition Groups | 0 | 0 | 0 | 368.1114 | 0 | 24 | Residential_2029_SC A_million_m3_After Competition Groups_24 | Water Heater Temperature Setback | 0% | 0 | 0 | Residential_2029_SC A_million_m3_After Competition Groups_Water Heater Temperature Setback
Residential | Res ¦ Comprehensive Draft Proofing | 2029 | SC B | million_m3 | After Competition Groups | 158.8614 | 957761.0709 | 0.95776 | 891.9061 | 0.17811 | 1 | Residential_2029_SC B_million_m3_After Competition Groups_1 | Comprehensive Draft Proofing | 17.81% | 0.95776 | 158.8614 | Residential_2029_SC B_million_m3_After Competition Groups_Comprehensive Draft Proofing
Residential | Res ¦ Adaptive Thermostat | 2029 | SC B | million_m3 | After Competition Groups | 128.5838 | 30526439.4585 | 30.5264 | 891.9061 | 0.14417 | 2 | Residential_2029_SC B_million_m3_After Competition Groups_2 | Adaptive Thermostat | 14.42% | 30.5264 | 128.5838 | Residential_2029_SC B_million_m3_After Competition Groups_Adaptive Thermostat
Residential | Res ¦ Air Sealing | 2029 | SC B | million_m3 | After Competition Groups | 116.4464 | 29733878.1052 | 29.7339 | 891.9061 | 0.13056 | 3 | Residential_2029_SC B_million_m3_After Competition Groups_3 | Air Sealing | 13.06% | 29.7339 | 116.4464 | Residential_2029_SC B_million_m3_After Competition Groups_Air Sealing
Residential | Res ¦ High Efficiency Condensing Furnace | 2029 | SC B | million_m3 | After Competition Groups | 70.718 | 36603953.3961 | 36.604 | 891.9061 | 0.079289 | 4 | Residential_2029_SC B_million_m3_After Competition Groups_4 | High Efficiency Condensing Furnace | 7.929% | 36.604 | 70.718 | Residential_2029_SC B_million_m3_After Competition Groups_High Efficiency Condensing Furnace
Residential | Res ¦ High Efficiency Fireplace with Pilotless Ignition | 2029 | SC B | million_m3 | After Competition Groups | 68.6348 | 6044561.0372 | 6.0446 | 891.9061 | 0.076953 | 5 | Residential_2029_SC B_million_m3_After Competition Groups_5 | High Efficiency Fireplace with Pilotless Ignition | 7.695% | 6.0446 | 68.6348 | Residential_2029_SC B_million_m3_After Competition Groups_High Efficiency Fireplace with Pilotless Ignition
Residential | Res ¦ Advanced BAS/Controllers | 2029 | SC B | million_m3 | After Competition Groups | 65.432 | 840818.3314 | 0.84082 | 891.9061 | 0.073362 | 6 | Residential_2029_SC B_million_m3_After Competition Groups_6 | Advanced BAS/Controllers | 7.336% | 0.84082 | 65.432 | Residential_2029_SC B_million_m3_After Competition Groups_Advanced BAS/Controllers
Residential | Res ¦ Building Recommissioning, Operations and Maintenance (O&M) Improvements | 2029 | SC B | million_m3 | After Competition Groups | 54.0711 | 672741.9273 | 0.67274 | 891.9061 | 0.060624 | 7 | Residential_2029_SC B_million_m3_After Competition Groups_7 | Building Recommissioning, Operations and Maintenance (O&M) Improvements | 6.062% | 0.67274 | 54.0711 | Residential_2029_SC B_million_m3_After Competition Groups_Building Recommissioning, Operations and Maintenance (O&M) Improvements
Residential | Res ¦ Condensing Make Up Air Unit | 2029 | SC B | million_m3 | After Competition Groups | 35.485 | 4977232.2524 | 4.9772 | 891.9061 | 0.039786 | 8 | Residential_2029_SC B_million_m3_After Competition Groups_8 | Condensing Make Up Air Unit | 3.979% | 4.9772 | 35.485 | Residential_2029_SC B_million_m3_After Competition Groups_Condensing Make Up Air Unit
Residential | Res ¦ Condensing Boiler | 2029 | SC B | million_m3 | After Competition Groups | 34.2078 | 17433292.0227 | 17.4333 | 891.9061 | 0.038354 | 9 | Residential_2029_SC B_million_m3_After Competition Groups_9 | Condensing Boiler | 3.835% | 17.4333 | 34.2078 | Residential_2029_SC B_million_m3_After Competition Groups_Condensing Boiler
Residential | Res ¦ Heat Recovery Ventilator | 2029 | SC B | million_m3 | After Competition Groups | 32.1937 | 22668068.8123 | 22.6681 | 891.9061 | 0.036095 | 10 | Residential_2029_SC B_million_m3_After Competition Groups_10 | Heat Recovery Ventilator | 3.61% | 22.6681 | 32.1937 | Residential_2029_SC B_million_m3_After Competition Groups_Heat Recovery Ventilator
Residential | Res ¦ Demand Control Ventilation | 2029 | SC B | million_m3 | After Competition Groups | 29.3269 | 1958468.8052 | 1.9585 | 891.9061 | 0.032881 | 11 | Residential_2029_SC B_million_m3_After Competition Groups_11 | Demand Control Ventilation | 3.288% | 1.9585 | 29.3269 | Residential_2029_SC B_million_m3_After Competition Groups_Demand Control Ventilation
Residential | Res ¦ Attic Insulation | 2029 | SC B | million_m3 | After Competition Groups | 28.4328 | 6678454.8153 | 6.6785 | 891.9061 | 0.031879 | 12 | Residential_2029_SC B_million_m3_After Competition Groups_12 | Attic Insulation | 3.188% | 6.6785 | 28.4328 | Residential_2029_SC B_million_m3_After Competition Groups_Attic Insulation
Residential | Res ¦ Basement Wall Insulation | 2029 | SC B | million_m3 | After Competition Groups | 23.6372 | 4090667.083 | 4.0907 | 891.9061 | 0.026502 | 13 | Residential_2029_SC B_million_m3_After Competition Groups_13 | Basement Wall Insulation | 2.65% | 4.0907 | 23.6372 | Residential_2029_SC B_million_m3_After Competition Groups_Basement Wall Insulation
Residential | Res ¦ Pool Cover | 2029 | SC B | million_m3 | After Competition Groups | 11.3576 | 3509229.8696 | 3.5092 | 891.9061 | 0.012734 | 14 | Residential_2029_SC B_million_m3_After Competition Groups_14 | Pool Cover | 1.273% | 3.5092 | 11.3576 | Residential_2029_SC B_million_m3_After Competition Groups_Pool Cover
Residential | Res ¦ Floor Insulation | 2029 | SC B | million_m3 | After Competition Groups | 9.3038 | 7250893.1032 | 7.2509 | 891.9061 | 0.010431 | 15 | Residential_2029_SC B_million_m3_After Competition Groups_15 | Floor Insulation | 1.043% | 7.2509 | 9.3038 | Residential_2029_SC B_million_m3_After Competition Groups_Floor Insulation
Residential | Res ¦ Duct Insulation | 2029 | SC B | million_m3 | After Competition Groups | 7.389 | 6264136.782 | 6.2641 | 891.9061 | 0.0082845 | 16 | Residential_2029_SC B_million_m3_After Competition Groups_16 | Duct Insulation | 0.8284% | 6.2641 | 7.389 | Residential_2029_SC B_million_m3_After Competition Groups_Duct Insulation
Residential | Res ¦ Duct Insulation MF | 2029 | SC B | million_m3 | After Competition Groups | 6.6991 | 2660287.0762 | 2.6603 | 891.9061 | 0.007511 | 17 | Residential_2029_SC B_million_m3_After Competition Groups_17 | Duct Insulation MF | 0.7511% | 2.6603 | 6.6991 | Residential_2029_SC B_million_m3_After Competition Groups_Duct Insulation MF
Residential | Res ¦ Home Energy Reports | 2029 | SC B | million_m3 | After Competition Groups | 5.3003 | 4495823.029 | 4.4958 | 891.9061 | 0.0059426 | 18 | Residential_2029_SC B_million_m3_After Competition Groups_18 | Home Energy Reports | 0.5943% | 4.4958 | 5.3003 | Residential_2029_SC B_million_m3_After Competition Groups_Home Energy Reports
Residential | Res ¦ Wall Insulation | 2029 | SC B | million_m3 | After Competition Groups | 2.8717 | 2558242.9373 | 2.5582 | 891.9061 | 0.0032198 | 19 | Residential_2029_SC B_million_m3_After Competition Groups_19 | Wall Insulation | 0.322% | 2.5582 | 2.8717 | Residential_2029_SC B_million_m3_After Competition Groups_Wall Insulation
Residential | Res ¦ Wall Insulation MF | 2029 | SC B | million_m3 | After Competition Groups | 1.4635 | 99393.0008 | 0.099393 | 891.9061 | 0.0016409 | 20 | Residential_2029_SC B_million_m3_After Competition Groups_20 | Wall Insulation MF | 0.1641% | 0.099393 | 1.4635 | Residential_2029_SC B_million_m3_After Competition Groups_Wall Insulation MF
Residential | Res ¦ Clothes Drying Racks | 2029 | SC B | million_m3 | After Competition Groups | 1.0228 | 1210138.4146 | 1.2101 | 891.9061 | 0.0011468 | 21 | Residential_2029_SC B_million_m3_After Competition Groups_21 | Clothes Drying Racks | 0.1147% | 1.2101 | 1.0228 | Residential_2029_SC B_million_m3_After Competition Groups_Clothes Drying Racks
Residential | Res ¦ Minimize Hot and Warm Clothes Wash | 2029 | SC B | million_m3 | After Competition Groups | 0.46733 | 0 | 0 | 891.9061 | 0.00052397 | 22 | Residential_2029_SC B_million_m3_After Competition Groups_22 | Minimize Hot and Warm Clothes Wash | 0.0524% | 0 | 0.46733 | Residential_2029_SC B_million_m3_After Competition Groups_Minimize Hot and Warm Clothes Wash
Residential | Res ¦ Energy Star Clothes Washer | 2029 | SC B | million_m3 | After Competition Groups | 0 | 0 | 0 | 891.9061 | 0 | 23 | Residential_2029_SC B_million_m3_After Competition Groups_23 | Energy Star Clothes Washer | 0% | 0 | 0 | Residential_2029_SC B_million_m3_After Competition Groups_Energy Star Clothes Washer
Residential | Res ¦ Water Heater Temperature Setback | 2029 | SC B | million_m3 | After Competition Groups | 0 | 0 | 0 | 891.9061 | 0 | 24 | Residential_2029_SC B_million_m3_After Competition Groups_24 | Water Heater Temperature Setback | 0% | 0 | 0 | Residential_2029_SC B_million_m3_After Competition Groups_Water Heater Temperature Setback
Residential | Res ¦ Comprehensive Draft Proofing | 2029 | SC C | million_m3 | After Competition Groups | 80.2458 | 997726.3435 | 0.99773 | 459.8097 | 0.17452 | 1 | Residential_2029_SC C_million_m3_After Competition Groups_1 | Comprehensive Draft Proofing | 17.45% | 0.99773 | 80.2458 | Residential_2029_SC C_million_m3_After Competition Groups_Comprehensive Draft Proofing
Residential | Res ¦ Adaptive Thermostat | 2029 | SC C | million_m3 | After Competition Groups | 75.7532 | 10519625.0182 | 10.5196 | 459.8097 | 0.16475 | 2 | Residential_2029_SC C_million_m3_After Competition Groups_2 | Adaptive Thermostat | 16.47% | 10.5196 | 75.7532 | Residential_2029_SC C_million_m3_After Competition Groups_Adaptive Thermostat
Residential | Res ¦ High Efficiency Fireplace with Pilotless Ignition | 2029 | SC C | million_m3 | After Competition Groups | 60.6139 | 5556060.6502 | 5.5561 | 459.8097 | 0.13182 | 3 | Residential_2029_SC C_million_m3_After Competition Groups_3 | High Efficiency Fireplace with Pilotless Ignition | 13.18% | 5.5561 | 60.6139 | Residential_2029_SC C_million_m3_After Competition Groups_High Efficiency Fireplace with Pilotless Ignition
Residential | Res ¦ Air Sealing | 2029 | SC C | million_m3 | After Competition Groups | 57.6662 | 7993767.6228 | 7.9938 | 459.8097 | 0.12541 | 4 | Residential_2029_SC C_million_m3_After Competition Groups_4 | Air Sealing | 12.54% | 7.9938 | 57.6662 | Residential_2029_SC C_million_m3_After Competition Groups_Air Sealing
Residential | Res ¦ Advanced BAS/Controllers | 2029 | SC C | million_m3 | After Competition Groups | 33.0521 | 875881.1409 | 0.87588 | 459.8097 | 0.071882 | 5 | Residential_2029_SC C_million_m3_After Competition Groups_5 | Advanced BAS/Controllers | 7.188% | 0.87588 | 33.0521 | Residential_2029_SC C_million_m3_After Competition Groups_Advanced BAS/Controllers
Residential | Res ¦ Building Recommissioning, Operations and Maintenance (O&M) Improvements | 2029 | SC C | million_m3 | After Competition Groups | 27.3131 | 700810.9019 | 0.70081 | 459.8097 | 0.059401 | 6 | Residential_2029_SC C_million_m3_After Competition Groups_6 | Building Recommissioning, Operations and Maintenance (O&M) Improvements | 5.94% | 0.70081 | 27.3131 | Residential_2029_SC C_million_m3_After Competition Groups_Building Recommissioning, Operations and Maintenance (O&M) Improvements
Residential | Res ¦ Condensing Make Up Air Unit | 2029 | SC C | million_m3 | After Competition Groups | 25.2102 | 3749385.569 | 3.7494 | 459.8097 | 0.054828 | 7 | Residential_2029_SC C_million_m3_After Competition Groups_7 | Condensing Make Up Air Unit | 5.483% | 3.7494 | 25.2102 | Residential_2029_SC C_million_m3_After Competition Groups_Condensing Make Up Air Unit
Residential | Res ¦ Basement Wall Insulation | 2029 | SC C | million_m3 | After Competition Groups | 23.642 | 4092034.3746 | 4.092 | 459.8097 | 0.051417 | 8 | Residential_2029_SC C_million_m3_After Competition Groups_8 | Basement Wall Insulation | 5.142% | 4.092 | 23.642 | Residential_2029_SC C_million_m3_After Competition Groups_Basement Wall Insulation
Residential | Res ¦ Attic Insulation | 2029 | SC C | million_m3 | After Competition Groups | 21.9331 | 4517763.4947 | 4.5178 | 459.8097 | 0.0477 | 9 | Residential_2029_SC C_million_m3_After Competition Groups_9 | Attic Insulation | 4.77% | 4.5178 | 21.9331 | Residential_2029_SC C_million_m3_After Competition Groups_Attic Insulation
Residential | Res ¦ Demand Control Ventilation | 2029 | SC C | million_m3 | After Competition Groups | 14.8147 | 2039978.5312 | 2.04 | 459.8097 | 0.032219 | 10 | Residential_2029_SC C_million_m3_After Competition Groups_10 | Demand Control Ventilation | 3.222% | 2.04 | 14.8147 | Residential_2029_SC C_million_m3_After Competition Groups_Demand Control Ventilation
Residential | Res ¦ Condensing Boiler | 2029 | SC C | million_m3 | After Competition Groups | 11.6349 | 2969893.4305 | 2.9699 | 459.8097 | 0.025304 | 11 | Residential_2029_SC C_million_m3_After Competition Groups_11 | Condensing Boiler | 2.53% | 2.9699 | 11.6349 | Residential_2029_SC C_million_m3_After Competition Groups_Condensing Boiler
Residential | Res ¦ High Efficiency Condensing Furnace | 2029 | SC C | million_m3 | After Competition Groups | 10.5663 | 1587536.6278 | 1.5875 | 459.8097 | 0.02298 | 12 | Residential_2029_SC C_million_m3_After Competition Groups_12 | High Efficiency Condensing Furnace | 2.298% | 1.5875 | 10.5663 | Residential_2029_SC C_million_m3_After Competition Groups_High Efficiency Condensing Furnace
Residential | Res ¦ Heat Recovery Ventilator | 2029 | SC C | million_m3 | After Competition Groups | 5.3701 | 1545248.6253 | 1.5452 | 459.8097 | 0.011679 | 13 | Residential_2029_SC C_million_m3_After Competition Groups_13 | Heat Recovery Ventilator | 1.168% | 1.5452 | 5.3701 | Residential_2029_SC C_million_m3_After Competition Groups_Heat Recovery Ventilator
Residential | Res ¦ Home Energy Reports | 2029 | SC C | million_m3 | After Competition Groups | 5.3003 | 4495823.029 | 4.4958 | 459.8097 | 0.011527 | 14 | Residential_2029_SC C_million_m3_After Competition Groups_14 | Home Energy Reports | 1.153% | 4.4958 | 5.3003 | Residential_2029_SC C_million_m3_After Competition Groups_Home Energy Reports
Residential | Res ¦ Duct Insulation MF | 2029 | SC C | million_m3 | After Competition Groups | 1.912 | 289003.4055 | 0.289 | 459.8097 | 0.0041582 | 15 | Residential_2029_SC C_million_m3_After Competition Groups_15 | Duct Insulation MF | 0.4158% | 0.289 | 1.912 | Residential_2029_SC C_million_m3_After Competition Groups_Duct Insulation MF
Residential | Res ¦ Wall Insulation MF | 2029 | SC C | million_m3 | After Competition Groups | 1.4636 | 99410.4563 | 0.09941 | 459.8097 | 0.003183 | 16 | Residential_2029_SC C_million_m3_After Competition Groups_16 | Wall Insulation MF | 0.3183% | 0.09941 | 1.4636 | Residential_2029_SC C_million_m3_After Competition Groups_Wall Insulation MF
Residential | Res ¦ Pool Cover | 2029 | SC C | million_m3 | After Competition Groups | 1.0468 | 110528.0846 | 0.11053 | 459.8097 | 0.0022766 | 17 | Residential_2029_SC C_million_m3_After Competition Groups_17 | Pool Cover | 0.2277% | 0.11053 | 1.0468 | Residential_2029_SC C_million_m3_After Competition Groups_Pool Cover
Residential | Res ¦ Duct Insulation | 2029 | SC C | million_m3 | After Competition Groups | 0.91789 | 160567.1241 | 0.16057 | 459.8097 | 0.0019962 | 18 | Residential_2029_SC C_million_m3_After Competition Groups_18 | Duct Insulation | 0.1996% | 0.16057 | 0.91789 | Residential_2029_SC C_million_m3_After Competition Groups_Duct Insulation
Residential | Res ¦ Floor Insulation | 2029 | SC C | million_m3 | After Competition Groups | 0.69717 | 106987.0067 | 0.10699 | 459.8097 | 0.0015162 | 19 | Residential_2029_SC C_million_m3_After Competition Groups_19 | Floor Insulation | 0.1516% | 0.10699 | 0.69717 | Residential_2029_SC C_million_m3_After Competition Groups_Floor Insulation
Residential | Res ¦ Minimize Hot and Warm Clothes Wash | 2029 | SC C | million_m3 | After Competition Groups | 0.46733 | 0 | 0 | 459.8097 | 0.0010164 | 20 | Residential_2029_SC C_million_m3_After Competition Groups_20 | Minimize Hot and Warm Clothes Wash | 0.1016% | 0 | 0.46733 | Residential_2029_SC C_million_m3_After Competition Groups_Minimize Hot and Warm Clothes Wash
Residential | Res ¦ Wall Insulation | 2029 | SC C | million_m3 | After Competition Groups | 0.18863 | 30142.5197 | 0.030143 | 459.8097 | 0.00041025 | 21 | Residential_2029_SC C_million_m3_After Competition Groups_21 | Wall Insulation | 0.04102% | 0.030143 | 0.18863 | Residential_2029_SC C_million_m3_After Competition Groups_Wall Insulation
Residential | Res ¦ Clothes Drying Racks | 2029 | SC C | million_m3 | After Competition Groups | 0.00043441 | 0 | 0 | 459.8097 | 9.4477e-07 | 22 | Residential_2029_SC C_million_m3_After Competition Groups_22 | Clothes Drying Racks | 9.448e-05% | 0 | 0.00043441 | Residential_2029_SC C_million_m3_After Competition Groups_Clothes Drying Racks
Residential | Res ¦ Energy Star Clothes Washer | 2029 | SC C | million_m3 | After Competition Groups | 0 | 0 | 0 | 459.8097 | 0 | 23 | Residential_2029_SC C_million_m3_After Competition Groups_23 | Energy Star Clothes Washer | 0% | 0 | 0 | Residential_2029_SC C_million_m3_After Competition Groups_Energy Star Clothes Washer
Residential | Res ¦ Water Heater Temperature Setback | 2029 | SC C | million_m3 | After Competition Groups | 0 | 0 | 0 | 459.8097 | 0 | 24 | Residential_2029_SC C_million_m3_After Competition Groups_24 | Water Heater Temperature Setback | 0% | 0 | 0 | Residential_2029_SC C_million_m3_After Competition Groups_Water Heater Temperature Setback
Residential | Res ¦ Air Sealing | 2029 | Technical | million_m3 | After Competition Groups | 583.2576 | 0 | 0 | 3578.2573 | 0.163 | 1 | Residential_2029_Technical_million_m3_After Competition Groups_1 | Air Sealing | 16.3% | 0 | 583.2576 | Residential_2029_Technical_million_m3_After Competition Groups_Air Sealing
Residential | Res ¦ Adaptive Thermostat | 2029 | Technical | million_m3 | After Competition Groups | 497.4138 | 0 | 0 | 3578.2573 | 0.13901 | 2 | Residential_2029_Technical_million_m3_After Competition Groups_2 | Adaptive Thermostat | 13.9% | 0 | 497.4138 | Residential_2029_Technical_million_m3_After Competition Groups_Adaptive Thermostat
Residential | Res ¦ Energy Star Windows | 2029 | Technical | million_m3 | After Competition Groups | 221.9253 | 0 | 0 | 3578.2573 | 0.062021 | 3 | Residential_2029_Technical_million_m3_After Competition Groups_3 | Energy Star Windows | 6.202% | 0 | 221.9253 | Residential_2029_Technical_million_m3_After Competition Groups_Energy Star Windows
Residential | Res ¦ Comprehensive Draft Proofing | 2029 | Technical | million_m3 | After Competition Groups | 175.6441 | 0 | 0 | 3578.2573 | 0.049086 | 4 | Residential_2029_Technical_million_m3_After Competition Groups_4 | Comprehensive Draft Proofing | 4.909% | 0 | 175.6441 | Residential_2029_Technical_million_m3_After Competition Groups_Comprehensive Draft Proofing
Residential | Res ¦ Condensing Storage Water Heater | 2029 | Technical | million_m3 | After Competition Groups | 171.1869 | 0 | 0 | 3578.2573 | 0.047841 | 5 | Residential_2029_Technical_million_m3_After Competition Groups_5 | Condensing Storage Water Heater | 4.784% | 0 | 171.1869 | Residential_2029_Technical_million_m3_After Competition Groups_Condensing Storage Water Heater
Residential | Res ¦ Wall Insulation | 2029 | Technical | million_m3 | After Competition Groups | 161.2722 | 0 | 0 | 3578.2573 | 0.04507 | 6 | Residential_2029_Technical_million_m3_After Competition Groups_6 | Wall Insulation | 4.507% | 0 | 161.2722 | Residential_2029_Technical_million_m3_After Competition Groups_Wall Insulation
Residential | Res ¦ Tankless Water Heater | 2029 | Technical | million_m3 | After Competition Groups | 144.121 | 0 | 0 | 3578.2573 | 0.040277 | 7 | Residential_2029_Technical_million_m3_After Competition Groups_7 | Tankless Water Heater | 4.028% | 0 | 144.121 | Residential_2029_Technical_million_m3_After Competition Groups_Tankless Water Heater
Residential | Res ¦ Attic Insulation | 2029 | Technical | million_m3 | After Competition Groups | 142.4119 | 0 | 0 | 3578.2573 | 0.039799 | 8 | Residential_2029_Technical_million_m3_After Competition Groups_8 | Attic Insulation | 3.98% | 0 | 142.4119 | Residential_2029_Technical_million_m3_After Competition Groups_Attic Insulation
Residential | Res ¦ DHW Recirculation Systems | 2029 | Technical | million_m3 | After Competition Groups | 134.7383 | 0 | 0 | 3578.2573 | 0.037655 | 9 | Residential_2029_Technical_million_m3_After Competition Groups_9 | DHW Recirculation Systems | 3.765% | 0 | 134.7383 | Residential_2029_Technical_million_m3_After Competition Groups_DHW Recirculation Systems
Residential | Res ¦ Basement or Crawlspace Insulation | 2029 | Technical | million_m3 | After Competition Groups | 120.9736 | 0 | 0 | 3578.2573 | 0.033808 | 10 | Residential_2029_Technical_million_m3_After Competition Groups_10 | Basement or Crawlspace Insulation | 3.381% | 0 | 120.9736 | Residential_2029_Technical_million_m3_After Competition Groups_Basement or Crawlspace Insulation
Residential | Res ¦ Condensing Boiler | 2029 | Technical | million_m3 | After Competition Groups | 120.9071 | 0 | 0 | 3578.2573 | 0.033789 | 11 | Residential_2029_Technical_million_m3_After Competition Groups_11 | Condensing Boiler | 3.379% | 0 | 120.9071 | Residential_2029_Technical_million_m3_After Competition Groups_Condensing Boiler
Residential | Res ¦ Basement Wall Insulation | 2029 | Technical | million_m3 | After Competition Groups | 118.3826 | 0 | 0 | 3578.2573 | 0.033084 | 12 | Residential_2029_Technical_million_m3_After Competition Groups_12 | Basement Wall Insulation | 3.308% | 0 | 118.3826 | Residential_2029_Technical_million_m3_After Competition Groups_Basement Wall Insulation
Residential | Res ¦ Heat Recovery Ventilator | 2029 | Technical | million_m3 | After Competition Groups | 97.3699 | 0 | 0 | 3578.2573 | 0.027212 | 13 | Residential_2029_Technical_million_m3_After Competition Groups_13 | Heat Recovery Ventilator | 2.721% | 0 | 97.3699 | Residential_2029_Technical_million_m3_After Competition Groups_Heat Recovery Ventilator
Residential | Res ¦ High Efficiency Condensing Furnace | 2029 | Technical | million_m3 | After Competition Groups | 94.0046 | 0 | 0 | 3578.2573 | 0.026271 | 14 | Residential_2029_Technical_million_m3_After Competition Groups_14 | High Efficiency Condensing Furnace | 2.627% | 0 | 94.0046 | Residential_2029_Technical_million_m3_After Competition Groups_High Efficiency Condensing Furnace
Residential | Res ¦ High Efficiency Fireplace with Pilotless Ignition | 2029 | Technical | million_m3 | After Competition Groups | 91.8648 | 0 | 0 | 3578.2573 | 0.025673 | 15 | Residential_2029_Technical_million_m3_After Competition Groups_15 | High Efficiency Fireplace with Pilotless Ignition | 2.567% | 0 | 91.8648 | Residential_2029_Technical_million_m3_After Competition Groups_High Efficiency Fireplace with Pilotless Ignition
Residential | Res ¦ Window Film | 2029 | Technical | million_m3 | After Competition Groups | 83.2263 | 0 | 0 | 3578.2573 | 0.023259 | 16 | Residential_2029_Technical_million_m3_After Competition Groups_16 | Window Film | 2.326% | 0 | 83.2263 | Residential_2029_Technical_million_m3_After Competition Groups_Window Film
Residential | Res ¦ Furnace Tune Up | 2029 | Technical | million_m3 | After Competition Groups | 80.445 | 0 | 0 | 3578.2573 | 0.022482 | 17 | Residential_2029_Technical_million_m3_After Competition Groups_17 | Furnace Tune Up | 2.248% | 0 | 80.445 | Residential_2029_Technical_million_m3_After Competition Groups_Furnace Tune Up
Residential | Res ¦ Advanced BAS/Controllers | 2029 | Technical | million_m3 | After Competition Groups | 72.3453 | 0 | 0 | 3578.2573 | 0.020218 | 18 | Residential_2029_Technical_million_m3_After Competition Groups_18 | Advanced BAS/Controllers | 2.022% | 0 | 72.3453 | Residential_2029_Technical_million_m3_After Competition Groups_Advanced BAS/Controllers
Residential | Res ¦ Condensing Make Up Air Unit | 2029 | Technical | million_m3 | After Competition Groups | 63.1169 | 0 | 0 | 3578.2573 | 0.017639 | 19 | Residential_2029_Technical_million_m3_After Competition Groups_19 | Condensing Make Up Air Unit | 1.764% | 0 | 63.1169 | Residential_2029_Technical_million_m3_After Competition Groups_Condensing Make Up Air Unit
Residential | Res ¦ Ceiling Insulation | 2029 | Technical | million_m3 | After Competition Groups | 59.9421 | 0 | 0 | 3578.2573 | 0.016752 | 20 | Residential_2029_Technical_million_m3_After Competition Groups_20 | Ceiling Insulation | 1.675% | 0 | 59.9421 | Residential_2029_Technical_million_m3_After Competition Groups_Ceiling Insulation
Residential | Res ¦ Building Recommissioning, Operations and Maintenance (O&M) Improvements | 2029 | Technical | million_m3 | After Competition Groups | 59.7835 | 0 | 0 | 3578.2573 | 0.016707 | 21 | Residential_2029_Technical_million_m3_After Competition Groups_21 | Building Recommissioning, Operations and Maintenance (O&M) Improvements | 1.671% | 0 | 59.7835 | Residential_2029_Technical_million_m3_After Competition Groups_Building Recommissioning, Operations and Maintenance (O&M) Improvements
Residential | Res ¦ Duct Insulation MF | 2029 | Technical | million_m3 | After Competition Groups | 47.3098 | 0 | 0 | 3578.2573 | 0.013221 | 22 | Residential_2029_Technical_million_m3_After Competition Groups_22 | Duct Insulation MF | 1.322% | 0 | 47.3098 | Residential_2029_Technical_million_m3_After Competition Groups_Duct Insulation MF
Residential | Res ¦ Floor Insulation | 2029 | Technical | million_m3 | After Competition Groups | 46.6321 | 0 | 0 | 3578.2573 | 0.013032 | 23 | Residential_2029_Technical_million_m3_After Competition Groups_23 | Floor Insulation | 1.303% | 0 | 46.6321 | Residential_2029_Technical_million_m3_After Competition Groups_Floor Insulation
Residential | Res ¦ Duct Insulation | 2029 | Technical | million_m3 | After Competition Groups | 44.32 | 0 | 0 | 3578.2573 | 0.012386 | 24 | Residential_2029_Technical_million_m3_After Competition Groups_24 | Duct Insulation | 1.239% | 0 | 44.32 | Residential_2029_Technical_million_m3_After Competition Groups_Duct Insulation
Residential | Res ¦ Demand Control Ventilation | 2029 | Technical | million_m3 | After Competition Groups | 32.4268 | 0 | 0 | 3578.2573 | 0.0090622 | 25 | Residential_2029_Technical_million_m3_After Competition Groups_25 | Demand Control Ventilation | 0.9062% | 0 | 32.4268 | Residential_2029_Technical_million_m3_After Competition Groups_Demand Control Ventilation
Residential | Res ¦ Early Hot Water Heater Replacement | 2029 | Technical | million_m3 | After Competition Groups | 26.403 | 0 | 0 | 3578.2573 | 0.0073787 | 26 | Residential_2029_Technical_million_m3_After Competition Groups_26 | Early Hot Water Heater Replacement | 0.7379% | 0 | 26.403 | Residential_2029_Technical_million_m3_After Competition Groups_Early Hot Water Heater Replacement
Residential | Res ¦ Drain Water Heat Recovery | 2029 | Technical | million_m3 | After Competition Groups | 22.5337 | 0 | 0 | 3578.2573 | 0.0062974 | 27 | Residential_2029_Technical_million_m3_After Competition Groups_27 | Drain Water Heat Recovery | 0.6297% | 0 | 22.5337 | Residential_2029_Technical_million_m3_After Competition Groups_Drain Water Heat Recovery
Residential | Res ¦ Home Energy Reports | 2029 | Technical | million_m3 | After Competition Groups | 20.5457 | 0 | 0 | 3578.2573 | 0.0057418 | 28 | Residential_2029_Technical_million_m3_After Competition Groups_28 | Home Energy Reports | 0.5742% | 0 | 20.5457 | Residential_2029_Technical_million_m3_After Competition Groups_Home Energy Reports
Residential | Res ¦ Pool Cover | 2029 | Technical | million_m3 | After Competition Groups | 14.7666 | 0 | 0 | 3578.2573 | 0.0041268 | 29 | Residential_2029_Technical_million_m3_After Competition Groups_29 | Pool Cover | 0.4127% | 0 | 14.7666 | Residential_2029_Technical_million_m3_After Competition Groups_Pool Cover
Residential | Res ¦ High Efficiency Gas Pool Heater | 2029 | Technical | million_m3 | After Competition Groups | 10.1893 | 0 | 0 | 3578.2573 | 0.0028476 | 30 | Residential_2029_Technical_million_m3_After Competition Groups_30 | High Efficiency Gas Pool Heater | 0.2848% | 0 | 10.1893 | Residential_2029_Technical_million_m3_After Competition Groups_High Efficiency Gas Pool Heater
Residential | Res ¦ Wall Insulation MF | 2029 | Technical | million_m3 | After Competition Groups | 7.3286 | 0 | 0 | 3578.2573 | 0.0020481 | 31 | Residential_2029_Technical_million_m3_After Competition Groups_31 | Wall Insulation MF | 0.2048% | 0 | 7.3286 | Residential_2029_Technical_million_m3_After Competition Groups_Wall Insulation MF
Residential | Res ¦ Water Heater Temperature Setback | 2029 | Technical | million_m3 | After Competition Groups | 6.5709 | 0 | 0 | 3578.2573 | 0.0018364 | 32 | Residential_2029_Technical_million_m3_After Competition Groups_32 | Water Heater Temperature Setback | 0.1836% | 0 | 6.5709 | Residential_2029_Technical_million_m3_After Competition Groups_Water Heater Temperature Setback
Residential | Res ¦ Energy Star Clothes Dryer | 2029 | Technical | million_m3 | After Competition Groups | 1.766 | 0 | 0 | 3578.2573 | 0.00049354 | 33 | Residential_2029_Technical_million_m3_After Competition Groups_33 | Energy Star Clothes Dryer | 0.04935% | 0 | 1.766 | Residential_2029_Technical_million_m3_After Competition Groups_Energy Star Clothes Dryer
Residential | Res ¦ Clothes Drying Racks | 2029 | Technical | million_m3 | After Competition Groups | 1.1326 | 0 | 0 | 3578.2573 | 0.00031651 | 34 | Residential_2029_Technical_million_m3_After Competition Groups_34 | Clothes Drying Racks | 0.03165% | 0 | 1.1326 | Residential_2029_Technical_million_m3_After Competition Groups_Clothes Drying Racks
Residential | Res ¦ Minimize Hot and Warm Clothes Wash | 2029 | Technical | million_m3 | After Competition Groups | 0.98065 | 0 | 0 | 3578.2573 | 0.00027406 | 35 | Residential_2029_Technical_million_m3_After Competition Groups_35 | Minimize Hot and Warm Clothes Wash | 0.02741% | 0 | 0.98065 | Residential_2029_Technical_million_m3_After Competition Groups_Minimize Hot and Warm Clothes Wash
Residential | Res ¦ Energy Star Clothes Washer | 2029 | Technical | million_m3 | After Competition Groups | 0.90345 | 0 | 0 | 3578.2573 | 0.00025248 | 36 | Residential_2029_Technical_million_m3_After Competition Groups_36 | Energy Star Clothes Washer | 0.02525% | 0 | 0.90345 | Residential_2029_Technical_million_m3_After Competition Groups_Energy Star Clothes Washer
Residential | Res ¦ Solar Water Preheat (Pools/DHW) | 2029 | Technical | million_m3 | After Competition Groups | 0.1155 | 0 | 0 | 3578.2573 | 3.2278e-05 | 37 | Residential_2029_Technical_million_m3_After Competition Groups_37 | Solar Water Preheat (Pools/DHW) | 0.003228% | 0 | 0.1155 | Residential_2029_Technical_million_m3_After Competition Groups_Solar Water Preheat (Pools/DHW)
Residential | Res ¦ Air Sealing | 2030 | Economic | million_m3 | After Competition Groups | 574.0421 | 0 | 0 | 2266.1601 | 0.25331 | 1 | Residential_2030_Economic_million_m3_After Competition Groups_1 | Air Sealing | 25.33% | 0 | 574.0421 | Residential_2030_Economic_million_m3_After Competition Groups_Air Sealing
Residential | Res ¦ Adaptive Thermostat | 2030 | Economic | million_m3 | After Competition Groups | 497.824 | 0 | 0 | 2266.1601 | 0.21968 | 2 | Residential_2030_Economic_million_m3_After Competition Groups_2 | Adaptive Thermostat | 21.97% | 0 | 497.824 | Residential_2030_Economic_million_m3_After Competition Groups_Adaptive Thermostat
Residential | Res ¦ Comprehensive Draft Proofing | 2030 | Economic | million_m3 | After Competition Groups | 172.8689 | 0 | 0 | 2266.1601 | 0.076283 | 3 | Residential_2030_Economic_million_m3_After Competition Groups_3 | Comprehensive Draft Proofing | 7.628% | 0 | 172.8689 | Residential_2030_Economic_million_m3_After Competition Groups_Comprehensive Draft Proofing
Residential | Res ¦ Attic Insulation | 2030 | Economic | million_m3 | After Competition Groups | 140.1617 | 0 | 0 | 2266.1601 | 0.06185 | 4 | Residential_2030_Economic_million_m3_After Competition Groups_4 | Attic Insulation | 6.185% | 0 | 140.1617 | Residential_2030_Economic_million_m3_After Competition Groups_Attic Insulation
Residential | Res ¦ Basement Wall Insulation | 2030 | Economic | million_m3 | After Competition Groups | 116.5122 | 0 | 0 | 2266.1601 | 0.051414 | 5 | Residential_2030_Economic_million_m3_After Competition Groups_5 | Basement Wall Insulation | 5.141% | 0 | 116.5122 | Residential_2030_Economic_million_m3_After Competition Groups_Basement Wall Insulation
Residential | Res ¦ Heat Recovery Ventilator | 2030 | Economic | million_m3 | After Competition Groups | 105.3334 | 0 | 0 | 2266.1601 | 0.046481 | 6 | Residential_2030_Economic_million_m3_After Competition Groups_6 | Heat Recovery Ventilator | 4.648% | 0 | 105.3334 | Residential_2030_Economic_million_m3_After Competition Groups_Heat Recovery Ventilator
Residential | Res ¦ High Efficiency Fireplace with Pilotless Ignition | 2030 | Economic | million_m3 | After Competition Groups | 98.5444 | 0 | 0 | 2266.1601 | 0.043485 | 7 | Residential_2030_Economic_million_m3_After Competition Groups_7 | High Efficiency Fireplace with Pilotless Ignition | 4.349% | 0 | 98.5444 | Residential_2030_Economic_million_m3_After Competition Groups_High Efficiency Fireplace with Pilotless Ignition
Residential | Res ¦ High Efficiency Condensing Furnace | 2030 | Economic | million_m3 | After Competition Groups | 89.9208 | 0 | 0 | 2266.1601 | 0.03968 | 8 | Residential_2030_Economic_million_m3_After Competition Groups_8 | High Efficiency Condensing Furnace | 3.968% | 0 | 89.9208 | Residential_2030_Economic_million_m3_After Competition Groups_High Efficiency Condensing Furnace
Residential | Res ¦ Condensing Boiler | 2030 | Economic | million_m3 | After Competition Groups | 71.2301 | 0 | 0 | 2266.1601 | 0.031432 | 9 | Residential_2030_Economic_million_m3_After Competition Groups_9 | Condensing Boiler | 3.143% | 0 | 71.2301 | Residential_2030_Economic_million_m3_After Competition Groups_Condensing Boiler
Residential | Res ¦ Advanced BAS/Controllers | 2030 | Economic | million_m3 | After Competition Groups | 71.2023 | 0 | 0 | 2266.1601 | 0.03142 | 10 | Residential_2030_Economic_million_m3_After Competition Groups_10 | Advanced BAS/Controllers | 3.142% | 0 | 71.2023 | Residential_2030_Economic_million_m3_After Competition Groups_Advanced BAS/Controllers
Residential | Res ¦ Condensing Make Up Air Unit | 2030 | Economic | million_m3 | After Competition Groups | 67.7426 | 0 | 0 | 2266.1601 | 0.029893 | 11 | Residential_2030_Economic_million_m3_After Competition Groups_11 | Condensing Make Up Air Unit | 2.989% | 0 | 67.7426 | Residential_2030_Economic_million_m3_After Competition Groups_Condensing Make Up Air Unit
Residential | Res ¦ Building Recommissioning, Operations and Maintenance (O&M) Improvements | 2030 | Economic | million_m3 | After Competition Groups | 58.8389 | 0 | 0 | 2266.1601 | 0.025964 | 12 | Residential_2030_Economic_million_m3_After Competition Groups_12 | Building Recommissioning, Operations and Maintenance (O&M) Improvements | 2.596% | 0 | 58.8389 | Residential_2030_Economic_million_m3_After Competition Groups_Building Recommissioning, Operations and Maintenance (O&M) Improvements
Residential | Res ¦ Floor Insulation | 2030 | Economic | million_m3 | After Competition Groups | 45.8953 | 0 | 0 | 2266.1601 | 0.020252 | 13 | Residential_2030_Economic_million_m3_After Competition Groups_13 | Floor Insulation | 2.025% | 0 | 45.8953 | Residential_2030_Economic_million_m3_After Competition Groups_Floor Insulation
Residential | Res ¦ Duct Insulation | 2030 | Economic | million_m3 | After Competition Groups | 41.5316 | 0 | 0 | 2266.1601 | 0.018327 | 14 | Residential_2030_Economic_million_m3_After Competition Groups_14 | Duct Insulation | 1.833% | 0 | 41.5316 | Residential_2030_Economic_million_m3_After Competition Groups_Duct Insulation
Residential | Res ¦ Duct Insulation MF | 2030 | Economic | million_m3 | After Competition Groups | 33.0325 | 0 | 0 | 2266.1601 | 0.014576 | 15 | Residential_2030_Economic_million_m3_After Competition Groups_15 | Duct Insulation MF | 1.458% | 0 | 33.0325 | Residential_2030_Economic_million_m3_After Competition Groups_Duct Insulation MF
Residential | Res ¦ Demand Control Ventilation | 2030 | Economic | million_m3 | After Competition Groups | 31.9144 | 0 | 0 | 2266.1601 | 0.014083 | 16 | Residential_2030_Economic_million_m3_After Competition Groups_16 | Demand Control Ventilation | 1.408% | 0 | 31.9144 | Residential_2030_Economic_million_m3_After Competition Groups_Demand Control Ventilation
Residential | Res ¦ Pool Cover | 2030 | Economic | million_m3 | After Competition Groups | 14.5333 | 0 | 0 | 2266.1601 | 0.0064132 | 17 | Residential_2030_Economic_million_m3_After Competition Groups_17 | Pool Cover | 0.6413% | 0 | 14.5333 | Residential_2030_Economic_million_m3_After Competition Groups_Pool Cover
Residential | Res ¦ Wall Insulation | 2030 | Economic | million_m3 | After Competition Groups | 14.1648 | 0 | 0 | 2266.1601 | 0.0062506 | 18 | Residential_2030_Economic_million_m3_After Competition Groups_18 | Wall Insulation | 0.6251% | 0 | 14.1648 | Residential_2030_Economic_million_m3_After Competition Groups_Wall Insulation
Residential | Res ¦ Home Energy Reports | 2030 | Economic | million_m3 | After Competition Groups | 11.5198 | 0 | 0 | 2266.1601 | 0.0050834 | 19 | Residential_2030_Economic_million_m3_After Competition Groups_19 | Home Energy Reports | 0.5083% | 0 | 11.5198 | Residential_2030_Economic_million_m3_After Competition Groups_Home Energy Reports
Residential | Res ¦ Wall Insulation MF | 2030 | Economic | million_m3 | After Competition Groups | 7.2128 | 0 | 0 | 2266.1601 | 0.0031828 | 20 | Residential_2030_Economic_million_m3_After Competition Groups_20 | Wall Insulation MF | 0.3183% | 0 | 7.2128 | Residential_2030_Economic_million_m3_After Competition Groups_Wall Insulation MF
Residential | Res ¦ Clothes Drying Racks | 2030 | Economic | million_m3 | After Competition Groups | 1.1147 | 0 | 0 | 2266.1601 | 0.00049187 | 21 | Residential_2030_Economic_million_m3_After Competition Groups_21 | Clothes Drying Racks | 0.04919% | 0 | 1.1147 | Residential_2030_Economic_million_m3_After Competition Groups_Clothes Drying Racks
Residential | Res ¦ Minimize Hot and Warm Clothes Wash | 2030 | Economic | million_m3 | After Competition Groups | 0.96515 | 0 | 0 | 2266.1601 | 0.0004259 | 22 | Residential_2030_Economic_million_m3_After Competition Groups_22 | Minimize Hot and Warm Clothes Wash | 0.04259% | 0 | 0.96515 | Residential_2030_Economic_million_m3_After Competition Groups_Minimize Hot and Warm Clothes Wash
Residential | Res ¦ Energy Star Clothes Washer | 2030 | Economic | million_m3 | After Competition Groups | 0.05432 | 0 | 0 | 2266.1601 | 2.397e-05 | 23 | Residential_2030_Economic_million_m3_After Competition Groups_23 | Energy Star Clothes Washer | 0.002397% | 0 | 0.05432 | Residential_2030_Economic_million_m3_After Competition Groups_Energy Star Clothes Washer
Residential | Res ¦ Water Heater Temperature Setback | 2030 | Economic | million_m3 | After Competition Groups | 0 | 0 | 0 | 2266.1601 | 0 | 24 | Residential_2030_Economic_million_m3_After Competition Groups_24 | Water Heater Temperature Setback | 0% | 0 | 0 | Residential_2030_Economic_million_m3_After Competition Groups_Water Heater Temperature Setback
Residential | Res ¦ Comprehensive Draft Proofing | 2030 | SC A | million_m3 | After Competition Groups | 85.3332 | 285969.9382 | 0.28597 | 409.9037 | 0.20818 | 1 | Residential_2030_SC A_million_m3_After Competition Groups_1 | Comprehensive Draft Proofing | 20.82% | 0.28597 | 85.3332 | Residential_2030_SC A_million_m3_After Competition Groups_Comprehensive Draft Proofing
Residential | Res ¦ Adaptive Thermostat | 2030 | SC A | million_m3 | After Competition Groups | 65.8395 | 1888592.4016 | 1.8886 | 409.9037 | 0.16062 | 2 | Residential_2030_SC A_million_m3_After Competition Groups_2 | Adaptive Thermostat | 16.06% | 1.8886 | 65.8395 | Residential_2030_SC A_million_m3_After Competition Groups_Adaptive Thermostat
Residential | Res ¦ High Efficiency Fireplace with Pilotless Ignition | 2030 | SC A | million_m3 | After Competition Groups | 50.3485 | 1576277.102 | 1.5763 | 409.9037 | 0.12283 | 3 | Residential_2030_SC A_million_m3_After Competition Groups_3 | High Efficiency Fireplace with Pilotless Ignition | 12.28% | 1.5763 | 50.3485 | Residential_2030_SC A_million_m3_After Competition Groups_High Efficiency Fireplace with Pilotless Ignition
Residential | Res ¦ Air Sealing | 2030 | SC A | million_m3 | After Competition Groups | 46.0415 | 2075959.6613 | 2.076 | 409.9037 | 0.11232 | 4 | Residential_2030_SC A_million_m3_After Competition Groups_4 | Air Sealing | 11.23% | 2.076 | 46.0415 | Residential_2030_SC A_million_m3_After Competition Groups_Air Sealing
Residential | Res ¦ Advanced BAS/Controllers | 2030 | SC A | million_m3 | After Competition Groups | 37.0182 | 890698.9974 | 0.8907 | 409.9037 | 0.090309 | 5 | Residential_2030_SC A_million_m3_After Competition Groups_5 | Advanced BAS/Controllers | 9.031% | 0.8907 | 37.0182 | Residential_2030_SC A_million_m3_After Competition Groups_Advanced BAS/Controllers
Residential | Res ¦ Building Recommissioning, Operations and Maintenance (O&M) Improvements | 2030 | SC A | million_m3 | After Competition Groups | 30.5393 | 644794.2885 | 0.64479 | 409.9037 | 0.074504 | 6 | Residential_2030_SC A_million_m3_After Competition Groups_6 | Building Recommissioning, Operations and Maintenance (O&M) Improvements | 7.45% | 0.64479 | 30.5393 | Residential_2030_SC A_million_m3_After Competition Groups_Building Recommissioning, Operations and Maintenance (O&M) Improvements
Residential | Res ¦ Condensing Make Up Air Unit | 2030 | SC A | million_m3 | After Competition Groups | 20.9712 | 969000.3691 | 0.969 | 409.9037 | 0.051161 | 7 | Residential_2030_SC A_million_m3_After Competition Groups_7 | Condensing Make Up Air Unit | 5.116% | 0.969 | 20.9712 | Residential_2030_SC A_million_m3_After Competition Groups_Condensing Make Up Air Unit
Residential | Res ¦ Basement Wall Insulation | 2030 | SC A | million_m3 | After Competition Groups | 18.8218 | 1155061.5942 | 1.1551 | 409.9037 | 0.045918 | 8 | Residential_2030_SC A_million_m3_After Competition Groups_8 | Basement Wall Insulation | 4.592% | 1.1551 | 18.8218 | Residential_2030_SC A_million_m3_After Competition Groups_Basement Wall Insulation
Residential | Res ¦ Attic Insulation | 2030 | SC A | million_m3 | After Competition Groups | 12.7005 | 544504.2422 | 0.5445 | 409.9037 | 0.030984 | 9 | Residential_2030_SC A_million_m3_After Competition Groups_9 | Attic Insulation | 3.098% | 0.5445 | 12.7005 | Residential_2030_SC A_million_m3_After Competition Groups_Attic Insulation
Residential | Res ¦ Demand Control Ventilation | 2030 | SC A | million_m3 | After Competition Groups | 10.6129 | 346967.7188 | 0.34697 | 409.9037 | 0.025891 | 10 | Residential_2030_SC A_million_m3_After Competition Groups_10 | Demand Control Ventilation | 2.589% | 0.34697 | 10.6129 | Residential_2030_SC A_million_m3_After Competition Groups_Demand Control Ventilation
Residential | Res ¦ Condensing Boiler | 2030 | SC A | million_m3 | After Competition Groups | 9.1879 | 0 | 0 | 409.9037 | 0.022415 | 11 | Residential_2030_SC A_million_m3_After Competition Groups_11 | Condensing Boiler | 2.241% | 0 | 9.1879 | Residential_2030_SC A_million_m3_After Competition Groups_Condensing Boiler
Residential | Res ¦ High Efficiency Condensing Furnace | 2030 | SC A | million_m3 | After Competition Groups | 6.8755 | 0 | 0 | 409.9037 | 0.016774 | 12 | Residential_2030_SC A_million_m3_After Competition Groups_12 | High Efficiency Condensing Furnace | 1.677% | 0 | 6.8755 | Residential_2030_SC A_million_m3_After Competition Groups_High Efficiency Condensing Furnace
Residential | Res ¦ Home Energy Reports | 2030 | SC A | million_m3 | After Competition Groups | 6.5638 | 5610738.6253 | 5.6107 | 409.9037 | 0.016013 | 13 | Residential_2030_SC A_million_m3_After Competition Groups_13 | Home Energy Reports | 1.601% | 5.6107 | 6.5638 | Residential_2030_SC A_million_m3_After Competition Groups_Home Energy Reports
Residential | Res ¦ Heat Recovery Ventilator | 2030 | SC A | million_m3 | After Competition Groups | 3.7732 | 0 | 0 | 409.9037 | 0.009205 | 14 | Residential_2030_SC A_million_m3_After Competition Groups_14 | Heat Recovery Ventilator | 0.9205% | 0 | 3.7732 | Residential_2030_SC A_million_m3_After Competition Groups_Heat Recovery Ventilator
Residential | Res ¦ Wall Insulation MF | 2030 | SC A | million_m3 | After Competition Groups | 1.4938 | 49779.78 | 0.04978 | 409.9037 | 0.0036442 | 15 | Residential_2030_SC A_million_m3_After Competition Groups_15 | Wall Insulation MF | 0.3644% | 0.04978 | 1.4938 | Residential_2030_SC A_million_m3_After Competition Groups_Wall Insulation MF
Residential | Res ¦ Duct Insulation MF | 2030 | SC A | million_m3 | After Competition Groups | 1.4034 | 2494.8379 | 0.0024948 | 409.9037 | 0.0034236 | 16 | Residential_2030_SC A_million_m3_After Competition Groups_16 | Duct Insulation MF | 0.3424% | 0.0024948 | 1.4034 | Residential_2030_SC A_million_m3_After Competition Groups_Duct Insulation MF
Residential | Res ¦ Pool Cover | 2030 | SC A | million_m3 | After Competition Groups | 0.66019 | 0 | 0 | 409.9037 | 0.0016106 | 17 | Residential_2030_SC A_million_m3_After Competition Groups_17 | Pool Cover | 0.1611% | 0 | 0.66019 | Residential_2030_SC A_million_m3_After Competition Groups_Pool Cover
Residential | Res ¦ Duct Insulation | 2030 | SC A | million_m3 | After Competition Groups | 0.64999 | 0 | 0 | 409.9037 | 0.0015857 | 18 | Residential_2030_SC A_million_m3_After Competition Groups_18 | Duct Insulation | 0.1586% | 0 | 0.64999 | Residential_2030_SC A_million_m3_After Competition Groups_Duct Insulation
Residential | Res ¦ Minimize Hot and Warm Clothes Wash | 2030 | SC A | million_m3 | After Competition Groups | 0.50982 | 0 | 0 | 409.9037 | 0.0012437 | 19 | Residential_2030_SC A_million_m3_After Competition Groups_19 | Minimize Hot and Warm Clothes Wash | 0.1244% | 0 | 0.50982 | Residential_2030_SC A_million_m3_After Competition Groups_Minimize Hot and Warm Clothes Wash
Residential | Res ¦ Floor Insulation | 2030 | SC A | million_m3 | After Competition Groups | 0.43699 | 0 | 0 | 409.9037 | 0.0010661 | 20 | Residential_2030_SC A_million_m3_After Competition Groups_20 | Floor Insulation | 0.1066% | 0 | 0.43699 | Residential_2030_SC A_million_m3_After Competition Groups_Floor Insulation
Residential | Res ¦ Wall Insulation | 2030 | SC A | million_m3 | After Competition Groups | 0.11571 | 0 | 0 | 409.9037 | 0.00028228 | 21 | Residential_2030_SC A_million_m3_After Competition Groups_21 | Wall Insulation | 0.02823% | 0 | 0.11571 | Residential_2030_SC A_million_m3_After Competition Groups_Wall Insulation
Residential | Res ¦ Energy Star Clothes Washer | 2030 | SC A | million_m3 | After Competition Groups | 0.006592 | 0 | 0 | 409.9037 | 1.6082e-05 | 22 | Residential_2030_SC A_million_m3_After Competition Groups_22 | Energy Star Clothes Washer | 0.001608% | 0 | 0.006592 | Residential_2030_SC A_million_m3_After Competition Groups_Energy Star Clothes Washer
Residential | Res ¦ Clothes Drying Racks | 2030 | SC A | million_m3 | After Competition Groups | 0.00047494 | 0 | 0 | 409.9037 | 1.1587e-06 | 23 | Residential_2030_SC A_million_m3_After Competition Groups_23 | Clothes Drying Racks | 0.0001159% | 0 | 0.00047494 | Residential_2030_SC A_million_m3_After Competition Groups_Clothes Drying Racks
Residential | Res ¦ Water Heater Temperature Setback | 2030 | SC A | million_m3 | After Competition Groups | 0 | 0 | 0 | 409.9037 | 0 | 24 | Residential_2030_SC A_million_m3_After Competition Groups_24 | Water Heater Temperature Setback | 0% | 0 | 0 | Residential_2030_SC A_million_m3_After Competition Groups_Water Heater Temperature Setback
Residential | Res ¦ Comprehensive Draft Proofing | 2030 | SC B | million_m3 | After Competition Groups | 165.9674 | 748684.5197 | 0.74868 | 980.9837 | 0.16918 | 1 | Residential_2030_SC B_million_m3_After Competition Groups_1 | Comprehensive Draft Proofing | 16.92% | 0.74868 | 165.9674 | Residential_2030_SC B_million_m3_After Competition Groups_Comprehensive Draft Proofing
Residential | Res ¦ Adaptive Thermostat | 2030 | SC B | million_m3 | After Competition Groups | 144.8286 | 32553791.7429 | 32.5538 | 980.9837 | 0.14764 | 2 | Residential_2030_SC B_million_m3_After Competition Groups_2 | Adaptive Thermostat | 14.76% | 32.5538 | 144.8286 | Residential_2030_SC B_million_m3_After Competition Groups_Adaptive Thermostat
Residential | Res ¦ Air Sealing | 2030 | SC B | million_m3 | After Competition Groups | 132.057 | 31999477.4236 | 31.9995 | 980.9837 | 0.13462 | 3 | Residential_2030_SC B_million_m3_After Competition Groups_3 | Air Sealing | 13.46% | 31.9995 | 132.057 | Residential_2030_SC B_million_m3_After Competition Groups_Air Sealing
Residential | Res ¦ High Efficiency Condensing Furnace | 2030 | SC B | million_m3 | After Competition Groups | 77.5258 | 36224471.8615 | 36.2245 | 980.9837 | 0.079029 | 4 | Residential_2030_SC B_million_m3_After Competition Groups_4 | High Efficiency Condensing Furnace | 7.903% | 36.2245 | 77.5258 | Residential_2030_SC B_million_m3_After Competition Groups_High Efficiency Condensing Furnace
Residential | Res ¦ High Efficiency Fireplace with Pilotless Ignition | 2030 | SC B | million_m3 | After Competition Groups | 75.3486 | 6039468.8682 | 6.0395 | 980.9837 | 0.076809 | 5 | Residential_2030_SC B_million_m3_After Competition Groups_5 | High Efficiency Fireplace with Pilotless Ignition | 7.681% | 6.0395 | 75.3486 | Residential_2030_SC B_million_m3_After Competition Groups_High Efficiency Fireplace with Pilotless Ignition
Residential | Res ¦ Advanced BAS/Controllers | 2030 | SC B | million_m3 | After Competition Groups | 68.3589 | 657278.4125 | 0.65728 | 980.9837 | 0.069684 | 6 | Residential_2030_SC B_million_m3_After Competition Groups_6 | Advanced BAS/Controllers | 6.968% | 0.65728 | 68.3589 | Residential_2030_SC B_million_m3_After Competition Groups_Advanced BAS/Controllers
Residential | Res ¦ Building Recommissioning, Operations and Maintenance (O&M) Improvements | 2030 | SC B | million_m3 | After Competition Groups | 56.4898 | 525885.1898 | 0.52589 | 980.9837 | 0.057585 | 7 | Residential_2030_SC B_million_m3_After Competition Groups_7 | Building Recommissioning, Operations and Maintenance (O&M) Improvements | 5.758% | 0.52589 | 56.4898 | Residential_2030_SC B_million_m3_After Competition Groups_Building Recommissioning, Operations and Maintenance (O&M) Improvements
Residential | Res ¦ Condensing Make Up Air Unit | 2030 | SC B | million_m3 | After Competition Groups | 40.3663 | 5100965.8181 | 5.101 | 980.9837 | 0.041149 | 8 | Residential_2030_SC B_million_m3_After Competition Groups_8 | Condensing Make Up Air Unit | 4.115% | 5.101 | 40.3663 | Residential_2030_SC B_million_m3_After Competition Groups_Condensing Make Up Air Unit
Residential | Res ¦ Condensing Boiler | 2030 | SC B | million_m3 | After Competition Groups | 39.6699 | 17921848.2945 | 17.9218 | 980.9837 | 0.040439 | 9 | Residential_2030_SC B_million_m3_After Competition Groups_9 | Condensing Boiler | 4.044% | 17.9218 | 39.6699 | Residential_2030_SC B_million_m3_After Competition Groups_Condensing Boiler
Residential | Res ¦ Heat Recovery Ventilator | 2030 | SC B | million_m3 | After Competition Groups | 38.7131 | 24828371.1438 | 24.8284 | 980.9837 | 0.039464 | 10 | Residential_2030_SC B_million_m3_After Competition Groups_10 | Heat Recovery Ventilator | 3.946% | 24.8284 | 38.7131 | Residential_2030_SC B_million_m3_After Competition Groups_Heat Recovery Ventilator
Residential | Res ¦ Attic Insulation | 2030 | SC B | million_m3 | After Competition Groups | 32.2445 | 7187326.003 | 7.1873 | 980.9837 | 0.03287 | 11 | Residential_2030_SC B_million_m3_After Competition Groups_11 | Attic Insulation | 3.287% | 7.1873 | 32.2445 | Residential_2030_SC B_million_m3_After Competition Groups_Attic Insulation
Residential | Res ¦ Demand Control Ventilation | 2030 | SC B | million_m3 | After Competition Groups | 30.639 | 1531016.6891 | 1.531 | 980.9837 | 0.031233 | 12 | Residential_2030_SC B_million_m3_After Competition Groups_12 | Demand Control Ventilation | 3.123% | 1.531 | 30.639 | Residential_2030_SC B_million_m3_After Competition Groups_Demand Control Ventilation
Residential | Res ¦ Basement Wall Insulation | 2030 | SC B | million_m3 | After Competition Groups | 26.806 | 4402360.5011 | 4.4024 | 980.9837 | 0.027326 | 13 | Residential_2030_SC B_million_m3_After Competition Groups_13 | Basement Wall Insulation | 2.733% | 4.4024 | 26.806 | Residential_2030_SC B_million_m3_After Competition Groups_Basement Wall Insulation
Residential | Res ¦ Pool Cover | 2030 | SC B | million_m3 | After Competition Groups | 12.2346 | 2930952.6899 | 2.931 | 980.9837 | 0.012472 | 14 | Residential_2030_SC B_million_m3_After Competition Groups_14 | Pool Cover | 1.247% | 2.931 | 12.2346 | Residential_2030_SC B_million_m3_After Competition Groups_Pool Cover
Residential | Res ¦ Floor Insulation | 2030 | SC B | million_m3 | After Competition Groups | 10.551 | 7803367.7482 | 7.8034 | 980.9837 | 0.010756 | 15 | Residential_2030_SC B_million_m3_After Competition Groups_15 | Floor Insulation | 1.076% | 7.8034 | 10.551 | Residential_2030_SC B_million_m3_After Competition Groups_Floor Insulation
Residential | Res ¦ Duct Insulation | 2030 | SC B | million_m3 | After Competition Groups | 8.4428 | 6872229.0115 | 6.8722 | 980.9837 | 0.0086065 | 16 | Residential_2030_SC B_million_m3_After Competition Groups_16 | Duct Insulation | 0.8607% | 6.8722 | 8.4428 | Residential_2030_SC B_million_m3_After Competition Groups_Duct Insulation
Residential | Res ¦ Duct Insulation MF | 2030 | SC B | million_m3 | After Competition Groups | 7.5971 | 2862987.1841 | 2.863 | 980.9837 | 0.0077444 | 17 | Residential_2030_SC B_million_m3_After Competition Groups_17 | Duct Insulation MF | 0.7744% | 2.863 | 7.5971 | Residential_2030_SC B_million_m3_After Competition Groups_Duct Insulation MF
Residential | Res ¦ Home Energy Reports | 2030 | SC B | million_m3 | After Competition Groups | 6.5638 | 5610738.6253 | 5.6107 | 980.9837 | 0.006691 | 18 | Residential_2030_SC B_million_m3_After Competition Groups_18 | Home Energy Reports | 0.6691% | 5.6107 | 6.5638 | Residential_2030_SC B_million_m3_After Competition Groups_Home Energy Reports
Residential | Res ¦ Wall Insulation | 2030 | SC B | million_m3 | After Competition Groups | 3.2567 | 2753158.8949 | 2.7532 | 980.9837 | 0.0033198 | 19 | Residential_2030_SC B_million_m3_After Competition Groups_19 | Wall Insulation | 0.332% | 2.7532 | 3.2567 | Residential_2030_SC B_million_m3_After Competition Groups_Wall Insulation
Residential | Res ¦ Wall Insulation MF | 2030 | SC B | million_m3 | After Competition Groups | 1.6597 | 106966.4201 | 0.10697 | 980.9837 | 0.0016919 | 20 | Residential_2030_SC B_million_m3_After Competition Groups_20 | Wall Insulation MF | 0.1692% | 0.10697 | 1.6597 | Residential_2030_SC B_million_m3_After Competition Groups_Wall Insulation MF
Residential | Res ¦ Clothes Drying Racks | 2030 | SC B | million_m3 | After Competition Groups | 1.0689 | 947340.1252 | 0.94734 | 980.9837 | 0.0010896 | 21 | Residential_2030_SC B_million_m3_After Competition Groups_21 | Clothes Drying Racks | 0.109% | 0.94734 | 1.0689 | Residential_2030_SC B_million_m3_After Competition Groups_Clothes Drying Racks
Residential | Res ¦ Minimize Hot and Warm Clothes Wash | 2030 | SC B | million_m3 | After Competition Groups | 0.50982 | 0 | 0 | 980.9837 | 0.0005197 | 22 | Residential_2030_SC B_million_m3_After Competition Groups_22 | Minimize Hot and Warm Clothes Wash | 0.05197% | 0 | 0.50982 | Residential_2030_SC B_million_m3_After Competition Groups_Minimize Hot and Warm Clothes Wash
Residential | Res ¦ Energy Star Clothes Washer | 2030 | SC B | million_m3 | After Competition Groups | 0.084347 | 334358.8039 | 0.33436 | 980.9837 | 8.5982e-05 | 23 | Residential_2030_SC B_million_m3_After Competition Groups_23 | Energy Star Clothes Washer | 0.008598% | 0.33436 | 0.084347 | Residential_2030_SC B_million_m3_After Competition Groups_Energy Star Clothes Washer
Residential | Res ¦ Water Heater Temperature Setback | 2030 | SC B | million_m3 | After Competition Groups | 0 | 0 | 0 | 980.9837 | 0 | 24 | Residential_2030_SC B_million_m3_After Competition Groups_24 | Water Heater Temperature Setback | 0% | 0 | 0 | Residential_2030_SC B_million_m3_After Competition Groups_Water Heater Temperature Setback
Residential | Res ¦ Comprehensive Draft Proofing | 2030 | SC C | million_m3 | After Competition Groups | 89.8747 | 1014605.5353 | 1.0146 | 516.9559 | 0.17385 | 1 | Residential_2030_SC C_million_m3_After Competition Groups_1 | Comprehensive Draft Proofing | 17.39% | 1.0146 | 89.8747 | Residential_2030_SC C_million_m3_After Competition Groups_Comprehensive Draft Proofing
Residential | Res ¦ Adaptive Thermostat | 2030 | SC C | million_m3 | After Competition Groups | 84.7803 | 11169093.7898 | 11.1691 | 516.9559 | 0.164 | 2 | Residential_2030_SC C_million_m3_After Competition Groups_2 | Adaptive Thermostat | 16.4% | 11.1691 | 84.7803 | Residential_2030_SC C_million_m3_After Competition Groups_Adaptive Thermostat
Residential | Res ¦ High Efficiency Fireplace with Pilotless Ignition | 2030 | SC C | million_m3 | After Competition Groups | 66.9224 | 5675476.0894 | 5.6755 | 516.9559 | 0.12945 | 3 | Residential_2030_SC C_million_m3_After Competition Groups_3 | High Efficiency Fireplace with Pilotless Ignition | 12.95% | 5.6755 | 66.9224 | Residential_2030_SC C_million_m3_After Competition Groups_High Efficiency Fireplace with Pilotless Ignition
Residential | Res ¦ Air Sealing | 2030 | SC C | million_m3 | After Competition Groups | 64.5261 | 8487661.1145 | 8.4877 | 516.9559 | 0.12482 | 4 | Residential_2030_SC C_million_m3_After Competition Groups_4 | Air Sealing | 12.48% | 8.4877 | 64.5261 | Residential_2030_SC C_million_m3_After Competition Groups_Air Sealing
Residential | Res ¦ Advanced BAS/Controllers | 2030 | SC C | million_m3 | After Competition Groups | 37.0182 | 890698.9974 | 0.8907 | 516.9559 | 0.071608 | 5 | Residential_2030_SC C_million_m3_After Competition Groups_5 | Advanced BAS/Controllers | 7.161% | 0.8907 | 37.0182 | Residential_2030_SC C_million_m3_After Competition Groups_Advanced BAS/Controllers
Residential | Res ¦ Building Recommissioning, Operations and Maintenance (O&M) Improvements | 2030 | SC C | million_m3 | After Competition Groups | 30.5904 | 712666.9802 | 0.71267 | 516.9559 | 0.059174 | 6 | Residential_2030_SC C_million_m3_After Competition Groups_6 | Building Recommissioning, Operations and Maintenance (O&M) Improvements | 5.917% | 0.71267 | 30.5904 | Residential_2030_SC C_million_m3_After Competition Groups_Building Recommissioning, Operations and Maintenance (O&M) Improvements
Residential | Res ¦ Condensing Make Up Air Unit | 2030 | SC C | million_m3 | After Competition Groups | 29.0751 | 4039138.0232 | 4.0391 | 516.9559 | 0.056243 | 7 | Residential_2030_SC C_million_m3_After Competition Groups_7 | Condensing Make Up Air Unit | 5.624% | 4.0391 | 29.0751 | Residential_2030_SC C_million_m3_After Competition Groups_Condensing Make Up Air Unit
Residential | Res ¦ Basement Wall Insulation | 2030 | SC C | million_m3 | After Competition Groups | 26.8116 | 4403835.0917 | 4.4038 | 516.9559 | 0.051864 | 8 | Residential_2030_SC C_million_m3_After Competition Groups_8 | Basement Wall Insulation | 5.186% | 4.4038 | 26.8116 | Residential_2030_SC C_million_m3_After Competition Groups_Basement Wall Insulation
Residential | Res ¦ Attic Insulation | 2030 | SC C | million_m3 | After Competition Groups | 24.7627 | 4846410.5314 | 4.8464 | 516.9559 | 0.047901 | 9 | Residential_2030_SC C_million_m3_After Competition Groups_9 | Attic Insulation | 4.79% | 4.8464 | 24.7627 | Residential_2030_SC C_million_m3_After Competition Groups_Attic Insulation
Residential | Res ¦ Demand Control Ventilation | 2030 | SC C | million_m3 | After Competition Groups | 16.5923 | 2074490.1878 | 2.0745 | 516.9559 | 0.032096 | 10 | Residential_2030_SC C_million_m3_After Competition Groups_10 | Demand Control Ventilation | 3.21% | 2.0745 | 16.5923 | Residential_2030_SC C_million_m3_After Competition Groups_Demand Control Ventilation
Residential | Res ¦ Condensing Boiler | 2030 | SC C | million_m3 | After Competition Groups | 13.6372 | 3249599.8258 | 3.2496 | 516.9559 | 0.02638 | 11 | Residential_2030_SC C_million_m3_After Competition Groups_11 | Condensing Boiler | 2.638% | 3.2496 | 13.6372 | Residential_2030_SC C_million_m3_After Competition Groups_Condensing Boiler
Residential | Res ¦ High Efficiency Condensing Furnace | 2030 | SC C | million_m3 | After Competition Groups | 11.7376 | 1614418.7642 | 1.6144 | 516.9559 | 0.022705 | 12 | Residential_2030_SC C_million_m3_After Competition Groups_12 | High Efficiency Condensing Furnace | 2.271% | 1.6144 | 11.7376 | Residential_2030_SC C_million_m3_After Competition Groups_High Efficiency Condensing Furnace
Residential | Res ¦ Heat Recovery Ventilator | 2030 | SC C | million_m3 | After Competition Groups | 6.6002 | 1795234.504 | 1.7952 | 516.9559 | 0.012768 | 13 | Residential_2030_SC C_million_m3_After Competition Groups_13 | Heat Recovery Ventilator | 1.277% | 1.7952 | 6.6002 | Residential_2030_SC C_million_m3_After Competition Groups_Heat Recovery Ventilator
Residential | Res ¦ Home Energy Reports | 2030 | SC C | million_m3 | After Competition Groups | 6.5638 | 5610738.6253 | 5.6107 | 516.9559 | 0.012697 | 14 | Residential_2030_SC C_million_m3_After Competition Groups_14 | Home Energy Reports | 1.27% | 5.6107 | 6.5638 | Residential_2030_SC C_million_m3_After Competition Groups_Home Energy Reports
Residential | Res ¦ Duct Insulation MF | 2030 | SC C | million_m3 | After Competition Groups | 2.119 | 302038.2167 | 0.30204 | 516.9559 | 0.0040989 | 15 | Residential_2030_SC C_million_m3_After Competition Groups_15 | Duct Insulation MF | 0.4099% | 0.30204 | 2.119 | Residential_2030_SC C_million_m3_After Competition Groups_Duct Insulation MF
Residential | Res ¦ Wall Insulation MF | 2030 | SC C | million_m3 | After Competition Groups | 1.6598 | 106985.2342 | 0.10699 | 516.9559 | 0.0032107 | 16 | Residential_2030_SC C_million_m3_After Competition Groups_16 | Wall Insulation MF | 0.3211% | 0.10699 | 1.6598 | Residential_2030_SC C_million_m3_After Competition Groups_Wall Insulation MF
Residential | Res ¦ Pool Cover | 2030 | SC C | million_m3 | After Competition Groups | 1.169 | 114770.1951 | 0.11477 | 516.9559 | 0.0022613 | 17 | Residential_2030_SC C_million_m3_After Competition Groups_17 | Pool Cover | 0.2261% | 0.11477 | 1.169 | Residential_2030_SC C_million_m3_After Competition Groups_Pool Cover
Residential | Res ¦ Duct Insulation | 2030 | SC C | million_m3 | After Competition Groups | 1.0202 | 165200.4542 | 0.1652 | 516.9559 | 0.0019736 | 18 | Residential_2030_SC C_million_m3_After Competition Groups_18 | Duct Insulation | 0.1974% | 0.1652 | 1.0202 | Residential_2030_SC C_million_m3_After Competition Groups_Duct Insulation
Residential | Res ¦ Floor Insulation | 2030 | SC C | million_m3 | After Competition Groups | 0.76374 | 108847.6315 | 0.10885 | 516.9559 | 0.0014774 | 19 | Residential_2030_SC C_million_m3_After Competition Groups_19 | Floor Insulation | 0.1477% | 0.10885 | 0.76374 | Residential_2030_SC C_million_m3_After Competition Groups_Floor Insulation
Residential | Res ¦ Minimize Hot and Warm Clothes Wash | 2030 | SC C | million_m3 | After Competition Groups | 0.50982 | 0 | 0 | 516.9559 | 0.00098619 | 20 | Residential_2030_SC C_million_m3_After Competition Groups_20 | Minimize Hot and Warm Clothes Wash | 0.09862% | 0 | 0.50982 | Residential_2030_SC C_million_m3_After Competition Groups_Minimize Hot and Warm Clothes Wash
Residential | Res ¦ Wall Insulation | 2030 | SC C | million_m3 | After Competition Groups | 0.20563 | 30388.2394 | 0.030388 | 516.9559 | 0.00039777 | 21 | Residential_2030_SC C_million_m3_After Competition Groups_21 | Wall Insulation | 0.03978% | 0.030388 | 0.20563 | Residential_2030_SC C_million_m3_After Competition Groups_Wall Insulation
Residential | Res ¦ Energy Star Clothes Washer | 2030 | SC C | million_m3 | After Competition Groups | 0.015706 | 15798.0434 | 0.015798 | 516.9559 | 3.0381e-05 | 22 | Residential_2030_SC C_million_m3_After Competition Groups_22 | Energy Star Clothes Washer | 0.003038% | 0.015798 | 0.015706 | Residential_2030_SC C_million_m3_After Competition Groups_Energy Star Clothes Washer
Residential | Res ¦ Clothes Drying Racks | 2030 | SC C | million_m3 | After Competition Groups | 0.00047494 | 0 | 0 | 516.9559 | 9.1872e-07 | 23 | Residential_2030_SC C_million_m3_After Competition Groups_23 | Clothes Drying Racks | 9.187e-05% | 0 | 0.00047494 | Residential_2030_SC C_million_m3_After Competition Groups_Clothes Drying Racks
Residential | Res ¦ Water Heater Temperature Setback | 2030 | SC C | million_m3 | After Competition Groups | 0 | 0 | 0 | 516.9559 | 0 | 24 | Residential_2030_SC C_million_m3_After Competition Groups_24 | Water Heater Temperature Setback | 0% | 0 | 0 | Residential_2030_SC C_million_m3_After Competition Groups_Water Heater Temperature Setback
Residential | Res ¦ Air Sealing | 2030 | Technical | million_m3 | After Competition Groups | 574.0421 | 0 | 0 | 3598.7757 | 0.15951 | 1 | Residential_2030_Technical_million_m3_After Competition Groups_1 | Air Sealing | 15.95% | 0 | 574.0421 | Residential_2030_Technical_million_m3_After Competition Groups_Air Sealing
Residential | Res ¦ Adaptive Thermostat | 2030 | Technical | million_m3 | After Competition Groups | 497.824 | 0 | 0 | 3598.7757 | 0.13833 | 2 | Residential_2030_Technical_million_m3_After Competition Groups_2 | Adaptive Thermostat | 13.83% | 0 | 497.824 | Residential_2030_Technical_million_m3_After Competition Groups_Adaptive Thermostat
Residential | Res ¦ Energy Star Windows | 2030 | Technical | million_m3 | After Competition Groups | 218.4189 | 0 | 0 | 3598.7757 | 0.060693 | 3 | Residential_2030_Technical_million_m3_After Competition Groups_3 | Energy Star Windows | 6.069% | 0 | 218.4189 | Residential_2030_Technical_million_m3_After Competition Groups_Energy Star Windows
Residential | Res ¦ Condensing Storage Water Heater | 2030 | Technical | million_m3 | After Competition Groups | 182.8512 | 0 | 0 | 3598.7757 | 0.050809 | 4 | Residential_2030_Technical_million_m3_After Competition Groups_4 | Condensing Storage Water Heater | 5.081% | 0 | 182.8512 | Residential_2030_Technical_million_m3_After Competition Groups_Condensing Storage Water Heater
Residential | Res ¦ Comprehensive Draft Proofing | 2030 | Technical | million_m3 | After Competition Groups | 172.8689 | 0 | 0 | 3598.7757 | 0.048035 | 5 | Residential_2030_Technical_million_m3_After Competition Groups_5 | Comprehensive Draft Proofing | 4.804% | 0 | 172.8689 | Residential_2030_Technical_million_m3_After Competition Groups_Comprehensive Draft Proofing
Residential | Res ¦ Wall Insulation | 2030 | Technical | million_m3 | After Competition Groups | 158.7241 | 0 | 0 | 3598.7757 | 0.044105 | 6 | Residential_2030_Technical_million_m3_After Competition Groups_6 | Wall Insulation | 4.411% | 0 | 158.7241 | Residential_2030_Technical_million_m3_After Competition Groups_Wall Insulation
Residential | Res ¦ Tankless Water Heater | 2030 | Technical | million_m3 | After Competition Groups | 154.0522 | 0 | 0 | 3598.7757 | 0.042807 | 7 | Residential_2030_Technical_million_m3_After Competition Groups_7 | Tankless Water Heater | 4.281% | 0 | 154.0522 | Residential_2030_Technical_million_m3_After Competition Groups_Tankless Water Heater
Residential | Res ¦ Attic Insulation | 2030 | Technical | million_m3 | After Competition Groups | 140.1617 | 0 | 0 | 3598.7757 | 0.038947 | 8 | Residential_2030_Technical_million_m3_After Competition Groups_8 | Attic Insulation | 3.895% | 0 | 140.1617 | Residential_2030_Technical_million_m3_After Competition Groups_Attic Insulation
Residential | Res ¦ DHW Recirculation Systems | 2030 | Technical | million_m3 | After Competition Groups | 132.6095 | 0 | 0 | 3598.7757 | 0.036848 | 9 | Residential_2030_Technical_million_m3_After Competition Groups_9 | DHW Recirculation Systems | 3.685% | 0 | 132.6095 | Residential_2030_Technical_million_m3_After Competition Groups_DHW Recirculation Systems
Residential | Res ¦ Condensing Boiler | 2030 | Technical | million_m3 | After Competition Groups | 127.0665 | 0 | 0 | 3598.7757 | 0.035308 | 10 | Residential_2030_Technical_million_m3_After Competition Groups_10 | Condensing Boiler | 3.531% | 0 | 127.0665 | Residential_2030_Technical_million_m3_After Competition Groups_Condensing Boiler
Residential | Res ¦ Basement or Crawlspace Insulation | 2030 | Technical | million_m3 | After Competition Groups | 119.0622 | 0 | 0 | 3598.7757 | 0.033084 | 11 | Residential_2030_Technical_million_m3_After Competition Groups_11 | Basement or Crawlspace Insulation | 3.308% | 0 | 119.0622 | Residential_2030_Technical_million_m3_After Competition Groups_Basement or Crawlspace Insulation
Residential | Res ¦ Basement Wall Insulation | 2030 | Technical | million_m3 | After Competition Groups | 116.5122 | 0 | 0 | 3598.7757 | 0.032376 | 12 | Residential_2030_Technical_million_m3_After Competition Groups_12 | Basement Wall Insulation | 3.238% | 0 | 116.5122 | Residential_2030_Technical_million_m3_After Competition Groups_Basement Wall Insulation
Residential | Res ¦ Heat Recovery Ventilator | 2030 | Technical | million_m3 | After Competition Groups | 105.3334 | 0 | 0 | 3598.7757 | 0.029269 | 13 | Residential_2030_Technical_million_m3_After Competition Groups_13 | Heat Recovery Ventilator | 2.927% | 0 | 105.3334 | Residential_2030_Technical_million_m3_After Competition Groups_Heat Recovery Ventilator
Residential | Res ¦ High Efficiency Condensing Furnace | 2030 | Technical | million_m3 | After Competition Groups | 100.6855 | 0 | 0 | 3598.7757 | 0.027978 | 14 | Residential_2030_Technical_million_m3_After Competition Groups_14 | High Efficiency Condensing Furnace | 2.798% | 0 | 100.6855 | Residential_2030_Technical_million_m3_After Competition Groups_High Efficiency Condensing Furnace
Residential | Res ¦ High Efficiency Fireplace with Pilotless Ignition | 2030 | Technical | million_m3 | After Competition Groups | 98.5444 | 0 | 0 | 3598.7757 | 0.027383 | 15 | Residential_2030_Technical_million_m3_After Competition Groups_15 | High Efficiency Fireplace with Pilotless Ignition | 2.738% | 0 | 98.5444 | Residential_2030_Technical_million_m3_After Competition Groups_High Efficiency Fireplace with Pilotless Ignition
Residential | Res ¦ Window Film | 2030 | Technical | million_m3 | After Competition Groups | 81.9113 | 0 | 0 | 3598.7757 | 0.022761 | 16 | Residential_2030_Technical_million_m3_After Competition Groups_16 | Window Film | 2.276% | 0 | 81.9113 | Residential_2030_Technical_million_m3_After Competition Groups_Window Film
Residential | Res ¦ Furnace Tune Up | 2030 | Technical | million_m3 | After Competition Groups | 79.174 | 0 | 0 | 3598.7757 | 0.022 | 17 | Residential_2030_Technical_million_m3_After Competition Groups_17 | Furnace Tune Up | 2.2% | 0 | 79.174 | Residential_2030_Technical_million_m3_After Competition Groups_Furnace Tune Up
Residential | Res ¦ Advanced BAS/Controllers | 2030 | Technical | million_m3 | After Competition Groups | 71.2023 | 0 | 0 | 3598.7757 | 0.019785 | 18 | Residential_2030_Technical_million_m3_After Competition Groups_18 | Advanced BAS/Controllers | 1.979% | 0 | 71.2023 | Residential_2030_Technical_million_m3_After Competition Groups_Advanced BAS/Controllers
Residential | Res ¦ Condensing Make Up Air Unit | 2030 | Technical | million_m3 | After Competition Groups | 67.7426 | 0 | 0 | 3598.7757 | 0.018824 | 19 | Residential_2030_Technical_million_m3_After Competition Groups_19 | Condensing Make Up Air Unit | 1.882% | 0 | 67.7426 | Residential_2030_Technical_million_m3_After Competition Groups_Condensing Make Up Air Unit
Residential | Res ¦ Ceiling Insulation | 2030 | Technical | million_m3 | After Competition Groups | 58.995 | 0 | 0 | 3598.7757 | 0.016393 | 20 | Residential_2030_Technical_million_m3_After Competition Groups_20 | Ceiling Insulation | 1.639% | 0 | 58.995 | Residential_2030_Technical_million_m3_After Competition Groups_Ceiling Insulation
Residential | Res ¦ Building Recommissioning, Operations and Maintenance (O&M) Improvements | 2030 | Technical | million_m3 | After Competition Groups | 58.8389 | 0 | 0 | 3598.7757 | 0.01635 | 21 | Residential_2030_Technical_million_m3_After Competition Groups_21 | Building Recommissioning, Operations and Maintenance (O&M) Improvements | 1.635% | 0 | 58.8389 | Residential_2030_Technical_million_m3_After Competition Groups_Building Recommissioning, Operations and Maintenance (O&M) Improvements
Residential | Res ¦ Duct Insulation MF | 2030 | Technical | million_m3 | After Competition Groups | 46.5623 | 0 | 0 | 3598.7757 | 0.012938 | 22 | Residential_2030_Technical_million_m3_After Competition Groups_22 | Duct Insulation MF | 1.294% | 0 | 46.5623 | Residential_2030_Technical_million_m3_After Competition Groups_Duct Insulation MF
Residential | Res ¦ Floor Insulation | 2030 | Technical | million_m3 | After Competition Groups | 45.8953 | 0 | 0 | 3598.7757 | 0.012753 | 23 | Residential_2030_Technical_million_m3_After Competition Groups_23 | Floor Insulation | 1.275% | 0 | 45.8953 | Residential_2030_Technical_million_m3_After Competition Groups_Floor Insulation
Residential | Res ¦ Duct Insulation | 2030 | Technical | million_m3 | After Competition Groups | 43.6197 | 0 | 0 | 3598.7757 | 0.012121 | 24 | Residential_2030_Technical_million_m3_After Competition Groups_24 | Duct Insulation | 1.212% | 0 | 43.6197 | Residential_2030_Technical_million_m3_After Competition Groups_Duct Insulation
Residential | Res ¦ Demand Control Ventilation | 2030 | Technical | million_m3 | After Competition Groups | 31.9144 | 0 | 0 | 3598.7757 | 0.0088681 | 25 | Residential_2030_Technical_million_m3_After Competition Groups_25 | Demand Control Ventilation | 0.8868% | 0 | 31.9144 | Residential_2030_Technical_million_m3_After Competition Groups_Demand Control Ventilation
Residential | Res ¦ Early Hot Water Heater Replacement | 2030 | Technical | million_m3 | After Competition Groups | 25.9858 | 0 | 0 | 3598.7757 | 0.0072207 | 26 | Residential_2030_Technical_million_m3_After Competition Groups_26 | Early Hot Water Heater Replacement | 0.7221% | 0 | 25.9858 | Residential_2030_Technical_million_m3_After Competition Groups_Early Hot Water Heater Replacement
Residential | Res ¦ Home Energy Reports | 2030 | Technical | million_m3 | After Competition Groups | 22.2275 | 0 | 0 | 3598.7757 | 0.0061764 | 27 | Residential_2030_Technical_million_m3_After Competition Groups_27 | Home Energy Reports | 0.6176% | 0 | 22.2275 | Residential_2030_Technical_million_m3_After Competition Groups_Home Energy Reports
Residential | Res ¦ Drain Water Heat Recovery | 2030 | Technical | million_m3 | After Competition Groups | 22.1777 | 0 | 0 | 3598.7757 | 0.0061626 | 28 | Residential_2030_Technical_million_m3_After Competition Groups_28 | Drain Water Heat Recovery | 0.6163% | 0 | 22.1777 | Residential_2030_Technical_million_m3_After Competition Groups_Drain Water Heat Recovery
Residential | Res ¦ Pool Cover | 2030 | Technical | million_m3 | After Competition Groups | 14.5333 | 0 | 0 | 3598.7757 | 0.0040384 | 29 | Residential_2030_Technical_million_m3_After Competition Groups_29 | Pool Cover | 0.4038% | 0 | 14.5333 | Residential_2030_Technical_million_m3_After Competition Groups_Pool Cover
Residential | Res ¦ High Efficiency Gas Pool Heater | 2030 | Technical | million_m3 | After Competition Groups | 10.5164 | 0 | 0 | 3598.7757 | 0.0029222 | 30 | Residential_2030_Technical_million_m3_After Competition Groups_30 | High Efficiency Gas Pool Heater | 0.2922% | 0 | 10.5164 | Residential_2030_Technical_million_m3_After Competition Groups_High Efficiency Gas Pool Heater
Residential | Res ¦ Wall Insulation MF | 2030 | Technical | million_m3 | After Competition Groups | 7.2128 | 0 | 0 | 3598.7757 | 0.0020042 | 31 | Residential_2030_Technical_million_m3_After Competition Groups_31 | Wall Insulation MF | 0.2004% | 0 | 7.2128 | Residential_2030_Technical_million_m3_After Competition Groups_Wall Insulation MF
Residential | Res ¦ Water Heater Temperature Setback | 2030 | Technical | million_m3 | After Competition Groups | 6.4671 | 0 | 0 | 3598.7757 | 0.001797 | 32 | Residential_2030_Technical_million_m3_After Competition Groups_32 | Water Heater Temperature Setback | 0.1797% | 0 | 6.4671 | Residential_2030_Technical_million_m3_After Competition Groups_Water Heater Temperature Setback
Residential | Res ¦ Energy Star Clothes Dryer | 2030 | Technical | million_m3 | After Competition Groups | 1.8914 | 0 | 0 | 3598.7757 | 0.00052557 | 33 | Residential_2030_Technical_million_m3_After Competition Groups_33 | Energy Star Clothes Dryer | 0.05256% | 0 | 1.8914 | Residential_2030_Technical_million_m3_After Competition Groups_Energy Star Clothes Dryer
Residential | Res ¦ Clothes Drying Racks | 2030 | Technical | million_m3 | After Competition Groups | 1.1147 | 0 | 0 | 3598.7757 | 0.00030973 | 34 | Residential_2030_Technical_million_m3_After Competition Groups_34 | Clothes Drying Racks | 0.03097% | 0 | 1.1147 | Residential_2030_Technical_million_m3_After Competition Groups_Clothes Drying Racks
Residential | Res ¦ Minimize Hot and Warm Clothes Wash | 2030 | Technical | million_m3 | After Competition Groups | 0.96515 | 0 | 0 | 3598.7757 | 0.00026819 | 35 | Residential_2030_Technical_million_m3_After Competition Groups_35 | Minimize Hot and Warm Clothes Wash | 0.02682% | 0 | 0.96515 | Residential_2030_Technical_million_m3_After Competition Groups_Minimize Hot and Warm Clothes Wash
Residential | Res ¦ Energy Star Clothes Washer | 2030 | Technical | million_m3 | After Competition Groups | 0.95777 | 0 | 0 | 3598.7757 | 0.00026614 | 36 | Residential_2030_Technical_million_m3_After Competition Groups_36 | Energy Star Clothes Washer | 0.02661% | 0 | 0.95777 | Residential_2030_Technical_million_m3_After Competition Groups_Energy Star Clothes Washer
Residential | Res ¦ Solar Water Preheat (Pools/DHW) | 2030 | Technical | million_m3 | After Competition Groups | 0.11368 | 0 | 0 | 3598.7757 | 3.1587e-05 | 37 | Residential_2030_Technical_million_m3_After Competition Groups_37 | Solar Water Preheat (Pools/DHW) | 0.003159% | 0 | 0.11368 | Residential_2030_Technical_million_m3_After Competition Groups_Solar Water Preheat (Pools/DHW)
Residential | Res ¦ Air Sealing | 2031 | Economic | million_m3 | After Competition Groups | 564.9723 | 0 | 0 | 2283.3014 | 0.24744 | 1 | Residential_2031_Economic_million_m3_After Competition Groups_1 | Air Sealing | 24.74% | 0 | 564.9723 | Residential_2031_Economic_million_m3_After Competition Groups_Air Sealing
Residential | Res ¦ Adaptive Thermostat | 2031 | Economic | million_m3 | After Competition Groups | 498.1201 | 0 | 0 | 2283.3014 | 0.21816 | 2 | Residential_2031_Economic_million_m3_After Competition Groups_2 | Adaptive Thermostat | 21.82% | 0 | 498.1201 | Residential_2031_Economic_million_m3_After Competition Groups_Adaptive Thermostat
Residential | Res ¦ Comprehensive Draft Proofing | 2031 | Economic | million_m3 | After Competition Groups | 170.1375 | 0 | 0 | 2283.3014 | 0.074514 | 3 | Residential_2031_Economic_million_m3_After Competition Groups_3 | Comprehensive Draft Proofing | 7.451% | 0 | 170.1375 | Residential_2031_Economic_million_m3_After Competition Groups_Comprehensive Draft Proofing
Residential | Res ¦ Attic Insulation | 2031 | Economic | million_m3 | After Competition Groups | 137.9472 | 0 | 0 | 2283.3014 | 0.060416 | 4 | Residential_2031_Economic_million_m3_After Competition Groups_4 | Attic Insulation | 6.042% | 0 | 137.9472 | Residential_2031_Economic_million_m3_After Competition Groups_Attic Insulation
Residential | Res ¦ Basement Wall Insulation | 2031 | Economic | million_m3 | After Competition Groups | 114.6713 | 0 | 0 | 2283.3014 | 0.050222 | 5 | Residential_2031_Economic_million_m3_After Competition Groups_5 | Basement Wall Insulation | 5.022% | 0 | 114.6713 | Residential_2031_Economic_million_m3_After Competition Groups_Basement Wall Insulation
Residential | Res ¦ Heat Recovery Ventilator | 2031 | Economic | million_m3 | After Competition Groups | 113.047 | 0 | 0 | 2283.3014 | 0.04951 | 6 | Residential_2031_Economic_million_m3_After Competition Groups_6 | Heat Recovery Ventilator | 4.951% | 0 | 113.047 | Residential_2031_Economic_million_m3_After Competition Groups_Heat Recovery Ventilator
Residential | Res ¦ High Efficiency Fireplace with Pilotless Ignition | 2031 | Economic | million_m3 | After Competition Groups | 104.9445 | 0 | 0 | 2283.3014 | 0.045962 | 7 | Residential_2031_Economic_million_m3_After Competition Groups_7 | High Efficiency Fireplace with Pilotless Ignition | 4.596% | 0 | 104.9445 | Residential_2031_Economic_million_m3_After Competition Groups_High Efficiency Fireplace with Pilotless Ignition
Residential | Res ¦ High Efficiency Condensing Furnace | 2031 | Economic | million_m3 | After Competition Groups | 96.2867 | 0 | 0 | 2283.3014 | 0.04217 | 8 | Residential_2031_Economic_million_m3_After Competition Groups_8 | High Efficiency Condensing Furnace | 4.217% | 0 | 96.2867 | Residential_2031_Economic_million_m3_After Competition Groups_High Efficiency Condensing Furnace
Residential | Res ¦ Condensing Boiler | 2031 | Economic | million_m3 | After Competition Groups | 76.2697 | 0 | 0 | 2283.3014 | 0.033403 | 9 | Residential_2031_Economic_million_m3_After Competition Groups_9 | Condensing Boiler | 3.34% | 0 | 76.2697 | Residential_2031_Economic_million_m3_After Competition Groups_Condensing Boiler
Residential | Res ¦ Condensing Make Up Air Unit | 2031 | Economic | million_m3 | After Competition Groups | 72.1887 | 0 | 0 | 2283.3014 | 0.031616 | 10 | Residential_2031_Economic_million_m3_After Competition Groups_10 | Condensing Make Up Air Unit | 3.162% | 0 | 72.1887 | Residential_2031_Economic_million_m3_After Competition Groups_Condensing Make Up Air Unit
Residential | Res ¦ Advanced BAS/Controllers | 2031 | Economic | million_m3 | After Competition Groups | 70.0773 | 0 | 0 | 2283.3014 | 0.030691 | 11 | Residential_2031_Economic_million_m3_After Competition Groups_11 | Advanced BAS/Controllers | 3.069% | 0 | 70.0773 | Residential_2031_Economic_million_m3_After Competition Groups_Advanced BAS/Controllers
Residential | Res ¦ Building Recommissioning, Operations and Maintenance (O&M) Improvements | 2031 | Economic | million_m3 | After Competition Groups | 57.9093 | 0 | 0 | 2283.3014 | 0.025362 | 12 | Residential_2031_Economic_million_m3_After Competition Groups_12 | Building Recommissioning, Operations and Maintenance (O&M) Improvements | 2.536% | 0 | 57.9093 | Residential_2031_Economic_million_m3_After Competition Groups_Building Recommissioning, Operations and Maintenance (O&M) Improvements
Residential | Res ¦ Floor Insulation | 2031 | Economic | million_m3 | After Competition Groups | 45.1701 | 0 | 0 | 2283.3014 | 0.019783 | 13 | Residential_2031_Economic_million_m3_After Competition Groups_13 | Floor Insulation | 1.978% | 0 | 45.1701 | Residential_2031_Economic_million_m3_After Competition Groups_Floor Insulation
Residential | Res ¦ Duct Insulation | 2031 | Economic | million_m3 | After Competition Groups | 41.0139 | 0 | 0 | 2283.3014 | 0.017963 | 14 | Residential_2031_Economic_million_m3_After Competition Groups_14 | Duct Insulation | 1.796% | 0 | 41.0139 | Residential_2031_Economic_million_m3_After Competition Groups_Duct Insulation
Residential | Res ¦ Duct Insulation MF | 2031 | Economic | million_m3 | After Competition Groups | 32.5106 | 0 | 0 | 2283.3014 | 0.014238 | 15 | Residential_2031_Economic_million_m3_After Competition Groups_15 | Duct Insulation MF | 1.424% | 0 | 32.5106 | Residential_2031_Economic_million_m3_After Competition Groups_Duct Insulation MF
Residential | Res ¦ Demand Control Ventilation | 2031 | Economic | million_m3 | After Competition Groups | 31.4102 | 0 | 0 | 2283.3014 | 0.013756 | 16 | Residential_2031_Economic_million_m3_After Competition Groups_16 | Demand Control Ventilation | 1.376% | 0 | 31.4102 | Residential_2031_Economic_million_m3_After Competition Groups_Demand Control Ventilation
Residential | Res ¦ Pool Cover | 2031 | Economic | million_m3 | After Competition Groups | 14.3037 | 0 | 0 | 2283.3014 | 0.0062645 | 17 | Residential_2031_Economic_million_m3_After Competition Groups_17 | Pool Cover | 0.6264% | 0 | 14.3037 | Residential_2031_Economic_million_m3_After Competition Groups_Pool Cover
Residential | Res ¦ Wall Insulation | 2031 | Economic | million_m3 | After Competition Groups | 13.941 | 0 | 0 | 2283.3014 | 0.0061056 | 18 | Residential_2031_Economic_million_m3_After Competition Groups_18 | Wall Insulation | 0.6106% | 0 | 13.941 | Residential_2031_Economic_million_m3_After Competition Groups_Wall Insulation
Residential | Res ¦ Home Energy Reports | 2031 | Economic | million_m3 | After Competition Groups | 12.7646 | 0 | 0 | 2283.3014 | 0.0055904 | 19 | Residential_2031_Economic_million_m3_After Competition Groups_19 | Home Energy Reports | 0.559% | 0 | 12.7646 | Residential_2031_Economic_million_m3_After Competition Groups_Home Energy Reports
Residential | Res ¦ Wall Insulation MF | 2031 | Economic | million_m3 | After Competition Groups | 7.0989 | 0 | 0 | 2283.3014 | 0.003109 | 20 | Residential_2031_Economic_million_m3_After Competition Groups_20 | Wall Insulation MF | 0.3109% | 0 | 7.0989 | Residential_2031_Economic_million_m3_After Competition Groups_Wall Insulation MF
Residential | Res ¦ Water Heater Temperature Setback | 2031 | Economic | million_m3 | After Competition Groups | 6.3649 | 0 | 0 | 2283.3014 | 0.0027876 | 21 | Residential_2031_Economic_million_m3_After Competition Groups_21 | Water Heater Temperature Setback | 0.2788% | 0 | 6.3649 | Residential_2031_Economic_million_m3_After Competition Groups_Water Heater Temperature Setback
Residential | Res ¦ Clothes Drying Racks | 2031 | Economic | million_m3 | After Competition Groups | 1.0971 | 0 | 0 | 2283.3014 | 0.00048047 | 22 | Residential_2031_Economic_million_m3_After Competition Groups_22 | Clothes Drying Racks | 0.04805% | 0 | 1.0971 | Residential_2031_Economic_million_m3_After Competition Groups_Clothes Drying Racks
Residential | Res ¦ Minimize Hot and Warm Clothes Wash | 2031 | Economic | million_m3 | After Competition Groups | 0.9499 | 0 | 0 | 2283.3014 | 0.00041602 | 23 | Residential_2031_Economic_million_m3_After Competition Groups_23 | Minimize Hot and Warm Clothes Wash | 0.0416% | 0 | 0.9499 | Residential_2031_Economic_million_m3_After Competition Groups_Minimize Hot and Warm Clothes Wash
Residential | Res ¦ Energy Star Clothes Washer | 2031 | Economic | million_m3 | After Competition Groups | 0.10517 | 0 | 0 | 2283.3014 | 4.6059e-05 | 24 | Residential_2031_Economic_million_m3_After Competition Groups_24 | Energy Star Clothes Washer | 0.004606% | 0 | 0.10517 | Residential_2031_Economic_million_m3_After Competition Groups_Energy Star Clothes Washer
Residential | Res ¦ Comprehensive Draft Proofing | 2031 | SC A | million_m3 | After Competition Groups | 94.3042 | 287211.7822 | 0.28721 | 452.0664 | 0.20861 | 1 | Residential_2031_SC A_million_m3_After Competition Groups_1 | Comprehensive Draft Proofing | 20.86% | 0.28721 | 94.3042 | Residential_2031_SC A_million_m3_After Competition Groups_Comprehensive Draft Proofing
Residential | Res ¦ Adaptive Thermostat | 2031 | SC A | million_m3 | After Competition Groups | 72.3367 | 1986006.6848 | 1.986 | 452.0664 | 0.16001 | 2 | Residential_2031_SC A_million_m3_After Competition Groups_2 | Adaptive Thermostat | 16% | 1.986 | 72.3367 | Residential_2031_SC A_million_m3_After Competition Groups_Adaptive Thermostat
Residential | Res ¦ High Efficiency Fireplace with Pilotless Ignition | 2031 | SC A | million_m3 | After Competition Groups | 54.4463 | 1585920.9647 | 1.5859 | 452.0664 | 0.12044 | 3 | Residential_2031_SC A_million_m3_After Competition Groups_3 | High Efficiency Fireplace with Pilotless Ignition | 12.04% | 1.5859 | 54.4463 | Residential_2031_SC A_million_m3_After Competition Groups_High Efficiency Fireplace with Pilotless Ignition
Residential | Res ¦ Air Sealing | 2031 | SC A | million_m3 | After Competition Groups | 50.5751 | 2174659.5502 | 2.1747 | 452.0664 | 0.11188 | 4 | Residential_2031_SC A_million_m3_After Competition Groups_4 | Air Sealing | 11.19% | 2.1747 | 50.5751 | Residential_2031_SC A_million_m3_After Competition Groups_Air Sealing
Residential | Res ¦ Advanced BAS/Controllers | 2031 | SC A | million_m3 | After Competition Groups | 40.8923 | 887465.4356 | 0.88747 | 452.0664 | 0.090456 | 5 | Residential_2031_SC A_million_m3_After Competition Groups_5 | Advanced BAS/Controllers | 9.046% | 0.88747 | 40.8923 | Residential_2031_SC A_million_m3_After Competition Groups_Advanced BAS/Controllers
Residential | Res ¦ Building Recommissioning, Operations and Maintenance (O&M) Improvements | 2031 | SC A | million_m3 | After Competition Groups | 33.7143 | 642545.3665 | 0.64255 | 452.0664 | 0.074578 | 6 | Residential_2031_SC A_million_m3_After Competition Groups_6 | Building Recommissioning, Operations and Maintenance (O&M) Improvements | 7.458% | 0.64255 | 33.7143 | Residential_2031_SC A_million_m3_After Competition Groups_Building Recommissioning, Operations and Maintenance (O&M) Improvements
Residential | Res ¦ Condensing Make Up Air Unit | 2031 | SC A | million_m3 | After Competition Groups | 23.6213 | 1025659.8647 | 1.0257 | 452.0664 | 0.052252 | 7 | Residential_2031_SC A_million_m3_After Competition Groups_7 | Condensing Make Up Air Unit | 5.225% | 1.0257 | 23.6213 | Residential_2031_SC A_million_m3_After Competition Groups_Condensing Make Up Air Unit
Residential | Res ¦ Basement Wall Insulation | 2031 | SC A | million_m3 | After Competition Groups | 20.5864 | 1217410.5254 | 1.2174 | 452.0664 | 0.045538 | 8 | Residential_2031_SC A_million_m3_After Competition Groups_8 | Basement Wall Insulation | 4.554% | 1.2174 | 20.5864 | Residential_2031_SC A_million_m3_After Competition Groups_Basement Wall Insulation
Residential | Res ¦ Attic Insulation | 2031 | SC A | million_m3 | After Competition Groups | 13.8692 | 569488.2156 | 0.56949 | 452.0664 | 0.03068 | 9 | Residential_2031_SC A_million_m3_After Competition Groups_9 | Attic Insulation | 3.068% | 0.56949 | 13.8692 | Residential_2031_SC A_million_m3_After Competition Groups_Attic Insulation
Residential | Res ¦ Demand Control Ventilation | 2031 | SC A | million_m3 | After Competition Groups | 11.7076 | 359226.2372 | 0.35923 | 452.0664 | 0.025898 | 10 | Residential_2031_SC A_million_m3_After Competition Groups_10 | Demand Control Ventilation | 2.59% | 0.35923 | 11.7076 | Residential_2031_SC A_million_m3_After Competition Groups_Demand Control Ventilation
Residential | Res ¦ Condensing Boiler | 2031 | SC A | million_m3 | After Competition Groups | 10.2761 | 0 | 0 | 452.0664 | 0.022731 | 11 | Residential_2031_SC A_million_m3_After Competition Groups_11 | Condensing Boiler | 2.273% | 0 | 10.2761 | Residential_2031_SC A_million_m3_After Competition Groups_Condensing Boiler
Residential | Res ¦ Home Energy Reports | 2031 | SC A | million_m3 | After Competition Groups | 7.8086 | 6753675.0439 | 6.7537 | 452.0664 | 0.017273 | 12 | Residential_2031_SC A_million_m3_After Competition Groups_12 | Home Energy Reports | 1.727% | 6.7537 | 7.8086 | Residential_2031_SC A_million_m3_After Competition Groups_Home Energy Reports
Residential | Res ¦ High Efficiency Condensing Furnace | 2031 | SC A | million_m3 | After Competition Groups | 7.5207 | 0 | 0 | 452.0664 | 0.016636 | 13 | Residential_2031_SC A_million_m3_After Competition Groups_13 | High Efficiency Condensing Furnace | 1.664% | 0 | 7.5207 | Residential_2031_SC A_million_m3_After Competition Groups_High Efficiency Condensing Furnace
Residential | Res ¦ Heat Recovery Ventilator | 2031 | SC A | million_m3 | After Competition Groups | 4.4578 | 0 | 0 | 452.0664 | 0.0098611 | 14 | Residential_2031_SC A_million_m3_After Competition Groups_14 | Heat Recovery Ventilator | 0.9861% | 0 | 4.4578 | Residential_2031_SC A_million_m3_After Competition Groups_Heat Recovery Ventilator
Residential | Res ¦ Wall Insulation MF | 2031 | SC A | million_m3 | After Competition Groups | 1.6549 | 52857.9688 | 0.052858 | 452.0664 | 0.0036607 | 15 | Residential_2031_SC A_million_m3_After Competition Groups_15 | Wall Insulation MF | 0.3661% | 0.052858 | 1.6549 | Residential_2031_SC A_million_m3_After Competition Groups_Wall Insulation MF
Residential | Res ¦ Duct Insulation MF | 2031 | SC A | million_m3 | After Competition Groups | 1.5061 | 2616.4162 | 0.0026164 | 452.0664 | 0.0033316 | 16 | Residential_2031_SC A_million_m3_After Competition Groups_16 | Duct Insulation MF | 0.3332% | 0.0026164 | 1.5061 | Residential_2031_SC A_million_m3_After Competition Groups_Duct Insulation MF
Residential | Res ¦ Pool Cover | 2031 | SC A | million_m3 | After Competition Groups | 0.72946 | 0 | 0 | 452.0664 | 0.0016136 | 17 | Residential_2031_SC A_million_m3_After Competition Groups_17 | Pool Cover | 0.1614% | 0 | 0.72946 | Residential_2031_SC A_million_m3_After Competition Groups_Pool Cover
Residential | Res ¦ Duct Insulation | 2031 | SC A | million_m3 | After Competition Groups | 0.70987 | 0 | 0 | 452.0664 | 0.0015703 | 18 | Residential_2031_SC A_million_m3_After Competition Groups_18 | Duct Insulation | 0.157% | 0 | 0.70987 | Residential_2031_SC A_million_m3_After Competition Groups_Duct Insulation
Residential | Res ¦ Minimize Hot and Warm Clothes Wash | 2031 | SC A | million_m3 | After Competition Groups | 0.5523 | 0 | 0 | 452.0664 | 0.0012217 | 19 | Residential_2031_SC A_million_m3_After Competition Groups_19 | Minimize Hot and Warm Clothes Wash | 0.1222% | 0 | 0.5523 | Residential_2031_SC A_million_m3_After Competition Groups_Minimize Hot and Warm Clothes Wash
Residential | Res ¦ Floor Insulation | 2031 | SC A | million_m3 | After Competition Groups | 0.46869 | 0 | 0 | 452.0664 | 0.0010368 | 20 | Residential_2031_SC A_million_m3_After Competition Groups_20 | Floor Insulation | 0.1037% | 0 | 0.46869 | Residential_2031_SC A_million_m3_After Competition Groups_Floor Insulation
Residential | Res ¦ Water Heater Temperature Setback | 2031 | SC A | million_m3 | After Competition Groups | 0.18765 | 0 | 0 | 452.0664 | 0.00041509 | 21 | Residential_2031_SC A_million_m3_After Competition Groups_21 | Water Heater Temperature Setback | 0.04151% | 0 | 0.18765 | Residential_2031_SC A_million_m3_After Competition Groups_Water Heater Temperature Setback
Residential | Res ¦ Wall Insulation | 2031 | SC A | million_m3 | After Competition Groups | 0.12361 | 0 | 0 | 452.0664 | 0.00027343 | 22 | Residential_2031_SC A_million_m3_After Competition Groups_22 | Wall Insulation | 0.02734% | 0 | 0.12361 | Residential_2031_SC A_million_m3_After Competition Groups_Wall Insulation
Residential | Res ¦ Energy Star Clothes Washer | 2031 | SC A | million_m3 | After Competition Groups | 0.016623 | 0 | 0 | 452.0664 | 3.6772e-05 | 23 | Residential_2031_SC A_million_m3_After Competition Groups_23 | Energy Star Clothes Washer | 0.003677% | 0 | 0.016623 | Residential_2031_SC A_million_m3_After Competition Groups_Energy Star Clothes Washer
Residential | Res ¦ Clothes Drying Racks | 2031 | SC A | million_m3 | After Competition Groups | 0.00051392 | 0 | 0 | 452.0664 | 1.1368e-06 | 24 | Residential_2031_SC A_million_m3_After Competition Groups_24 | Clothes Drying Racks | 0.0001137% | 0 | 0.00051392 | Residential_2031_SC A_million_m3_After Competition Groups_Clothes Drying Racks
Residential | Res ¦ Comprehensive Draft Proofing | 2031 | SC B | million_m3 | After Competition Groups | 171.2404 | 566677.5293 | 0.56668 | 1068.138 | 0.16032 | 1 | Residential_2031_SC B_million_m3_After Competition Groups_1 | Comprehensive Draft Proofing | 16.03% | 0.56668 | 171.2404 | Residential_2031_SC B_million_m3_After Competition Groups_Comprehensive Draft Proofing
Residential | Res ¦ Adaptive Thermostat | 2031 | SC B | million_m3 | After Competition Groups | 161.6221 | 34239206.6617 | 34.2392 | 1068.138 | 0.15131 | 2 | Residential_2031_SC B_million_m3_After Competition Groups_2 | Adaptive Thermostat | 15.13% | 34.2392 | 161.6221 | Residential_2031_SC B_million_m3_After Competition Groups_Adaptive Thermostat
Residential | Res ¦ Air Sealing | 2031 | SC B | million_m3 | After Competition Groups | 148.4235 | 34219857.3197 | 34.2199 | 1068.138 | 0.13896 | 3 | Residential_2031_SC B_million_m3_After Competition Groups_3 | Air Sealing | 13.9% | 34.2199 | 148.4235 | Residential_2031_SC B_million_m3_After Competition Groups_Air Sealing
Residential | Res ¦ High Efficiency Condensing Furnace | 2031 | SC B | million_m3 | After Competition Groups | 84.0294 | 35297645.1724 | 35.2976 | 1068.138 | 0.078669 | 4 | Residential_2031_SC B_million_m3_After Competition Groups_4 | High Efficiency Condensing Furnace | 7.867% | 35.2976 | 84.0294 | Residential_2031_SC B_million_m3_After Competition Groups_High Efficiency Condensing Furnace
Residential | Res ¦ High Efficiency Fireplace with Pilotless Ignition | 2031 | SC B | million_m3 | After Competition Groups | 81.8057 | 5924823.968 | 5.9248 | 1068.138 | 0.076587 | 5 | Residential_2031_SC B_million_m3_After Competition Groups_5 | High Efficiency Fireplace with Pilotless Ignition | 7.659% | 5.9248 | 81.8057 | Residential_2031_SC B_million_m3_After Competition Groups_High Efficiency Fireplace with Pilotless Ignition
Residential | Res ¦ Advanced BAS/Controllers | 2031 | SC B | million_m3 | After Competition Groups | 70.5309 | 497498.8438 | 0.4975 | 1068.138 | 0.066032 | 6 | Residential_2031_SC B_million_m3_After Competition Groups_6 | Advanced BAS/Controllers | 6.603% | 0.4975 | 70.5309 | Residential_2031_SC B_million_m3_After Competition Groups_Advanced BAS/Controllers
Residential | Res ¦ Building Recommissioning, Operations and Maintenance (O&M) Improvements | 2031 | SC B | million_m3 | After Competition Groups | 58.2845 | 398041.8799 | 0.39804 | 1068.138 | 0.054566 | 7 | Residential_2031_SC B_million_m3_After Competition Groups_7 | Building Recommissioning, Operations and Maintenance (O&M) Improvements | 5.457% | 0.39804 | 58.2845 | Residential_2031_SC B_million_m3_After Competition Groups_Building Recommissioning, Operations and Maintenance (O&M) Improvements
Residential | Res ¦ Heat Recovery Ventilator | 2031 | SC B | million_m3 | After Competition Groups | 45.399 | 25971621.8779 | 25.9716 | 1068.138 | 0.042503 | 8 | Residential_2031_SC B_million_m3_After Competition Groups_8 | Heat Recovery Ventilator | 4.25% | 25.9716 | 45.399 | Residential_2031_SC B_million_m3_After Competition Groups_Heat Recovery Ventilator
Residential | Res ¦ Condensing Make Up Air Unit | 2031 | SC B | million_m3 | After Competition Groups | 45.173 | 5123434.989 | 5.1234 | 1068.138 | 0.042291 | 9 | Residential_2031_SC B_million_m3_After Competition Groups_9 | Condensing Make Up Air Unit | 4.229% | 5.1234 | 45.173 | Residential_2031_SC B_million_m3_After Competition Groups_Condensing Make Up Air Unit
Residential | Res ¦ Condensing Boiler | 2031 | SC B | million_m3 | After Competition Groups | 45.0712 | 18033237.2833 | 18.0332 | 1068.138 | 0.042196 | 10 | Residential_2031_SC B_million_m3_After Competition Groups_10 | Condensing Boiler | 4.22% | 18.0332 | 45.0712 | Residential_2031_SC B_million_m3_After Competition Groups_Condensing Boiler
Residential | Res ¦ Attic Insulation | 2031 | SC B | million_m3 | After Competition Groups | 36.2407 | 7686039.3892 | 7.686 | 1068.138 | 0.033929 | 11 | Residential_2031_SC B_million_m3_After Competition Groups_11 | Attic Insulation | 3.393% | 7.686 | 36.2407 | Residential_2031_SC B_million_m3_After Competition Groups_Attic Insulation
Residential | Res ¦ Demand Control Ventilation | 2031 | SC B | million_m3 | After Competition Groups | 31.6127 | 1158879.9204 | 1.1589 | 1068.138 | 0.029596 | 12 | Residential_2031_SC B_million_m3_After Competition Groups_12 | Demand Control Ventilation | 2.96% | 1.1589 | 31.6127 | Residential_2031_SC B_million_m3_After Competition Groups_Demand Control Ventilation
Residential | Res ¦ Basement Wall Insulation | 2031 | SC B | million_m3 | After Competition Groups | 30.1282 | 4707828.6076 | 4.7078 | 1068.138 | 0.028206 | 13 | Residential_2031_SC B_million_m3_After Competition Groups_13 | Basement Wall Insulation | 2.821% | 4.7078 | 30.1282 | Residential_2031_SC B_million_m3_After Competition Groups_Basement Wall Insulation
Residential | Res ¦ Pool Cover | 2031 | SC B | million_m3 | After Competition Groups | 12.9225 | 2345131.3283 | 2.3451 | 1068.138 | 0.012098 | 14 | Residential_2031_SC B_million_m3_After Competition Groups_14 | Pool Cover | 1.21% | 2.3451 | 12.9225 | Residential_2031_SC B_million_m3_After Competition Groups_Pool Cover
Residential | Res ¦ Floor Insulation | 2031 | SC B | million_m3 | After Competition Groups | 11.8585 | 8344859.2868 | 8.3449 | 1068.138 | 0.011102 | 15 | Residential_2031_SC B_million_m3_After Competition Groups_15 | Floor Insulation | 1.11% | 8.3449 | 11.8585 | Residential_2031_SC B_million_m3_After Competition Groups_Floor Insulation
Residential | Res ¦ Duct Insulation | 2031 | SC B | million_m3 | After Competition Groups | 9.5531 | 7399411.6109 | 7.3994 | 1068.138 | 0.0089437 | 16 | Residential_2031_SC B_million_m3_After Competition Groups_16 | Duct Insulation | 0.8944% | 7.3994 | 9.5531 | Residential_2031_SC B_million_m3_After Competition Groups_Duct Insulation
Residential | Res ¦ Duct Insulation MF | 2031 | SC B | million_m3 | After Competition Groups | 8.5387 | 3061649.8766 | 3.0616 | 1068.138 | 0.007994 | 17 | Residential_2031_SC B_million_m3_After Competition Groups_17 | Duct Insulation MF | 0.7994% | 3.0616 | 8.5387 | Residential_2031_SC B_million_m3_After Competition Groups_Duct Insulation MF
Residential | Res ¦ Home Energy Reports | 2031 | SC B | million_m3 | After Competition Groups | 7.8086 | 6753675.0439 | 6.7537 | 1068.138 | 0.0073105 | 18 | Residential_2031_SC B_million_m3_After Competition Groups_18 | Home Energy Reports | 0.731% | 6.7537 | 7.8086 | Residential_2031_SC B_million_m3_After Competition Groups_Home Energy Reports
Residential | Res ¦ Wall Insulation | 2031 | SC B | million_m3 | After Competition Groups | 3.6603 | 2944201.9424 | 2.9442 | 1068.138 | 0.0034268 | 19 | Residential_2031_SC B_million_m3_After Competition Groups_19 | Wall Insulation | 0.3427% | 2.9442 | 3.6603 | Residential_2031_SC B_million_m3_After Competition Groups_Wall Insulation
Residential | Res ¦ Wall Insulation MF | 2031 | SC B | million_m3 | After Competition Groups | 1.8654 | 114388.4362 | 0.11439 | 1068.138 | 0.0017464 | 20 | Residential_2031_SC B_million_m3_After Competition Groups_20 | Wall Insulation MF | 0.1746% | 0.11439 | 1.8654 | Residential_2031_SC B_million_m3_After Competition Groups_Wall Insulation MF
Residential | Res ¦ Clothes Drying Racks | 2031 | SC B | million_m3 | After Competition Groups | 1.1031 | 718080.306 | 0.71808 | 1068.138 | 0.0010327 | 21 | Residential_2031_SC B_million_m3_After Competition Groups_21 | Clothes Drying Racks | 0.1033% | 0.71808 | 1.1031 | Residential_2031_SC B_million_m3_After Competition Groups_Clothes Drying Racks
Residential | Res ¦ Minimize Hot and Warm Clothes Wash | 2031 | SC B | million_m3 | After Competition Groups | 0.5523 | 0 | 0 | 1068.138 | 0.00051707 | 22 | Residential_2031_SC B_million_m3_After Competition Groups_22 | Minimize Hot and Warm Clothes Wash | 0.05171% | 0 | 0.5523 | Residential_2031_SC B_million_m3_After Competition Groups_Minimize Hot and Warm Clothes Wash
Residential | Res ¦ Water Heater Temperature Setback | 2031 | SC B | million_m3 | After Competition Groups | 0.52974 | 452478.3221 | 0.45248 | 1068.138 | 0.00049595 | 23 | Residential_2031_SC B_million_m3_After Competition Groups_23 | Water Heater Temperature Setback | 0.0496% | 0.45248 | 0.52974 | Residential_2031_SC B_million_m3_After Competition Groups_Water Heater Temperature Setback
Residential | Res ¦ Energy Star Clothes Washer | 2031 | SC B | million_m3 | After Competition Groups | 0.18433 | 404250.8448 | 0.40425 | 1068.138 | 0.00017257 | 24 | Residential_2031_SC B_million_m3_After Competition Groups_24 | Energy Star Clothes Washer | 0.01726% | 0.40425 | 0.18433 | Residential_2031_SC B_million_m3_After Competition Groups_Energy Star Clothes Washer
Residential | Res ¦ Comprehensive Draft Proofing | 2031 | SC C | million_m3 | After Competition Groups | 99.2806 | 1010922.1477 | 1.0109 | 574.8986 | 0.17269 | 1 | Residential_2031_SC C_million_m3_After Competition Groups_1 | Comprehensive Draft Proofing | 17.27% | 1.0109 | 99.2806 | Residential_2031_SC C_million_m3_After Competition Groups_Comprehensive Draft Proofing
Residential | Res ¦ Adaptive Thermostat | 2031 | SC C | million_m3 | After Competition Groups | 94.0646 | 11717177.0337 | 11.7172 | 574.8986 | 0.16362 | 2 | Residential_2031_SC C_million_m3_After Competition Groups_2 | Adaptive Thermostat | 16.36% | 11.7172 | 94.0646 | Residential_2031_SC C_million_m3_After Competition Groups_Adaptive Thermostat
Residential | Res ¦ High Efficiency Fireplace with Pilotless Ignition | 2031 | SC C | million_m3 | After Competition Groups | 73.118 | 5685445.2824 | 5.6854 | 574.8986 | 0.12718 | 3 | Residential_2031_SC C_million_m3_After Competition Groups_3 | High Efficiency Fireplace with Pilotless Ignition | 12.72% | 5.6854 | 73.118 | Residential_2031_SC C_million_m3_After Competition Groups_High Efficiency Fireplace with Pilotless Ignition
Residential | Res ¦ Air Sealing | 2031 | SC C | million_m3 | After Competition Groups | 71.6485 | 8988789.8065 | 8.9888 | 574.8986 | 0.12463 | 4 | Residential_2031_SC C_million_m3_After Competition Groups_4 | Air Sealing | 12.46% | 8.9888 | 71.6485 | Residential_2031_SC C_million_m3_After Competition Groups_Air Sealing
Residential | Res ¦ Advanced BAS/Controllers | 2031 | SC C | million_m3 | After Competition Groups | 40.8923 | 887465.4356 | 0.88747 | 574.8986 | 0.07113 | 5 | Residential_2031_SC C_million_m3_After Competition Groups_5 | Advanced BAS/Controllers | 7.113% | 0.88747 | 40.8923 | Residential_2031_SC C_million_m3_After Competition Groups_Advanced BAS/Controllers
Residential | Res ¦ Building Recommissioning, Operations and Maintenance (O&M) Improvements | 2031 | SC C | million_m3 | After Competition Groups | 33.7919 | 710079.7395 | 0.71008 | 574.8986 | 0.058779 | 6 | Residential_2031_SC C_million_m3_After Competition Groups_6 | Building Recommissioning, Operations and Maintenance (O&M) Improvements | 5.878% | 0.71008 | 33.7919 | Residential_2031_SC C_million_m3_After Competition Groups_Building Recommissioning, Operations and Maintenance (O&M) Improvements
Residential | Res ¦ Condensing Make Up Air Unit | 2031 | SC C | million_m3 | After Competition Groups | 33.0758 | 4264697.7811 | 4.2647 | 574.8986 | 0.057533 | 7 | Residential_2031_SC C_million_m3_After Competition Groups_7 | Condensing Make Up Air Unit | 5.753% | 4.2647 | 33.0758 | Residential_2031_SC C_million_m3_After Competition Groups_Condensing Make Up Air Unit
Residential | Res ¦ Basement Wall Insulation | 2031 | SC C | million_m3 | After Competition Groups | 30.1346 | 4709399.1298 | 4.7094 | 574.8986 | 0.052417 | 8 | Residential_2031_SC C_million_m3_After Competition Groups_8 | Basement Wall Insulation | 5.242% | 4.7094 | 30.1346 | Residential_2031_SC C_million_m3_After Competition Groups_Basement Wall Insulation
Residential | Res ¦ Attic Insulation | 2031 | SC C | million_m3 | After Competition Groups | 27.7253 | 5175538.5024 | 5.1755 | 574.8986 | 0.048226 | 9 | Residential_2031_SC C_million_m3_After Competition Groups_9 | Attic Insulation | 4.823% | 5.1755 | 27.7253 | Residential_2031_SC C_million_m3_After Competition Groups_Attic Insulation
Residential | Res ¦ Demand Control Ventilation | 2031 | SC C | million_m3 | After Competition Groups | 18.3288 | 2066959.0329 | 2.067 | 574.8986 | 0.031882 | 10 | Residential_2031_SC C_million_m3_After Competition Groups_10 | Demand Control Ventilation | 3.188% | 2.067 | 18.3288 | Residential_2031_SC C_million_m3_After Competition Groups_Demand Control Ventilation
Residential | Res ¦ Condensing Boiler | 2031 | SC C | million_m3 | After Competition Groups | 15.7399 | 3480987.7267 | 3.481 | 574.8986 | 0.027379 | 11 | Residential_2031_SC C_million_m3_After Competition Groups_11 | Condensing Boiler | 2.738% | 3.481 | 15.7399 | Residential_2031_SC C_million_m3_After Competition Groups_Condensing Boiler
Residential | Res ¦ High Efficiency Condensing Furnace | 2031 | SC C | million_m3 | After Competition Groups | 12.8867 | 1615495.1291 | 1.6155 | 574.8986 | 0.022416 | 12 | Residential_2031_SC C_million_m3_After Competition Groups_12 | High Efficiency Condensing Furnace | 2.242% | 1.6155 | 12.8867 | Residential_2031_SC C_million_m3_After Competition Groups_High Efficiency Condensing Furnace
Residential | Res ¦ Heat Recovery Ventilator | 2031 | SC C | million_m3 | After Competition Groups | 7.9443 | 2000659.7719 | 2.0007 | 574.8986 | 0.013819 | 13 | Residential_2031_SC C_million_m3_After Competition Groups_13 | Heat Recovery Ventilator | 1.382% | 2.0007 | 7.9443 | Residential_2031_SC C_million_m3_After Competition Groups_Heat Recovery Ventilator
Residential | Res ¦ Home Energy Reports | 2031 | SC C | million_m3 | After Competition Groups | 7.8086 | 6753675.0439 | 6.7537 | 574.8986 | 0.013583 | 14 | Residential_2031_SC C_million_m3_After Competition Groups_14 | Home Energy Reports | 1.358% | 6.7537 | 7.8086 | Residential_2031_SC C_million_m3_After Competition Groups_Home Energy Reports
Residential | Res ¦ Duct Insulation MF | 2031 | SC C | million_m3 | After Competition Groups | 2.3307 | 315230.0089 | 0.31523 | 574.8986 | 0.0040542 | 15 | Residential_2031_SC C_million_m3_After Competition Groups_15 | Duct Insulation MF | 0.4054% | 0.31523 | 2.3307 | Residential_2031_SC C_million_m3_After Competition Groups_Duct Insulation MF
Residential | Res ¦ Wall Insulation MF | 2031 | SC C | million_m3 | After Competition Groups | 1.8655 | 114408.5004 | 0.11441 | 574.8986 | 0.003245 | 16 | Residential_2031_SC C_million_m3_After Competition Groups_16 | Wall Insulation MF | 0.3245% | 0.11441 | 1.8655 | Residential_2031_SC C_million_m3_After Competition Groups_Wall Insulation MF
Residential | Res ¦ Pool Cover | 2031 | SC C | million_m3 | After Competition Groups | 1.2933 | 119054.6593 | 0.11905 | 574.8986 | 0.0022496 | 17 | Residential_2031_SC C_million_m3_After Competition Groups_17 | Pool Cover | 0.225% | 0.11905 | 1.2933 | Residential_2031_SC C_million_m3_After Competition Groups_Pool Cover
Residential | Res ¦ Duct Insulation | 2031 | SC C | million_m3 | After Competition Groups | 1.1222 | 167429.5105 | 0.16743 | 574.8986 | 0.0019519 | 18 | Residential_2031_SC C_million_m3_After Competition Groups_18 | Duct Insulation | 0.1952% | 0.16743 | 1.1222 | Residential_2031_SC C_million_m3_After Competition Groups_Duct Insulation
Residential | Res ¦ Floor Insulation | 2031 | SC C | million_m3 | After Competition Groups | 0.82971 | 110012.9086 | 0.11001 | 574.8986 | 0.0014432 | 19 | Residential_2031_SC C_million_m3_After Competition Groups_19 | Floor Insulation | 0.1443% | 0.11001 | 0.82971 | Residential_2031_SC C_million_m3_After Competition Groups_Floor Insulation
Residential | Res ¦ Minimize Hot and Warm Clothes Wash | 2031 | SC C | million_m3 | After Competition Groups | 0.5523 | 0 | 0 | 574.8986 | 0.0009607 | 20 | Residential_2031_SC C_million_m3_After Competition Groups_20 | Minimize Hot and Warm Clothes Wash | 0.09607% | 0 | 0.5523 | Residential_2031_SC C_million_m3_After Competition Groups_Minimize Hot and Warm Clothes Wash
Residential | Res ¦ Wall Insulation | 2031 | SC C | million_m3 | After Competition Groups | 0.2224 | 30581.632 | 0.030582 | 574.8986 | 0.00038684 | 21 | Residential_2031_SC C_million_m3_After Competition Groups_21 | Wall Insulation | 0.03868% | 0.030582 | 0.2224 | Residential_2031_SC C_million_m3_After Competition Groups_Wall Insulation
Residential | Res ¦ Water Heater Temperature Setback | 2031 | SC C | million_m3 | After Competition Groups | 0.20552 | 49163.1137 | 0.049163 | 574.8986 | 0.00035749 | 22 | Residential_2031_SC C_million_m3_After Competition Groups_22 | Water Heater Temperature Setback | 0.03575% | 0.049163 | 0.20552 | Residential_2031_SC C_million_m3_After Competition Groups_Water Heater Temperature Setback
Residential | Res ¦ Energy Star Clothes Washer | 2031 | SC C | million_m3 | After Competition Groups | 0.036713 | 21553.7211 | 0.021554 | 574.8986 | 6.386e-05 | 23 | Residential_2031_SC C_million_m3_After Competition Groups_23 | Energy Star Clothes Washer | 0.006386% | 0.021554 | 0.036713 | Residential_2031_SC C_million_m3_After Competition Groups_Energy Star Clothes Washer
Residential | Res ¦ Clothes Drying Racks | 2031 | SC C | million_m3 | After Competition Groups | 0.00051392 | 0 | 0 | 574.8986 | 8.9393e-07 | 24 | Residential_2031_SC C_million_m3_After Competition Groups_24 | Clothes Drying Racks | 8.939e-05% | 0 | 0.00051392 | Residential_2031_SC C_million_m3_After Competition Groups_Clothes Drying Racks
Residential | Res ¦ Air Sealing | 2031 | Technical | million_m3 | After Competition Groups | 564.9723 | 0 | 0 | 3617.3425 | 0.15618 | 1 | Residential_2031_Technical_million_m3_After Competition Groups_1 | Air Sealing | 15.62% | 0 | 564.9723 | Residential_2031_Technical_million_m3_After Competition Groups_Air Sealing
Residential | Res ¦ Adaptive Thermostat | 2031 | Technical | million_m3 | After Competition Groups | 498.1201 | 0 | 0 | 3617.3425 | 0.1377 | 2 | Residential_2031_Technical_million_m3_After Competition Groups_2 | Adaptive Thermostat | 13.77% | 0 | 498.1201 | Residential_2031_Technical_million_m3_After Competition Groups_Adaptive Thermostat
Residential | Res ¦ Energy Star Windows | 2031 | Technical | million_m3 | After Competition Groups | 214.9679 | 0 | 0 | 3617.3425 | 0.059427 | 3 | Residential_2031_Technical_million_m3_After Competition Groups_3 | Energy Star Windows | 5.943% | 0 | 214.9679 | Residential_2031_Technical_million_m3_After Competition Groups_Energy Star Windows
Residential | Res ¦ Condensing Storage Water Heater | 2031 | Technical | million_m3 | After Competition Groups | 193.9562 | 0 | 0 | 3617.3425 | 0.053618 | 4 | Residential_2031_Technical_million_m3_After Competition Groups_4 | Condensing Storage Water Heater | 5.362% | 0 | 193.9562 | Residential_2031_Technical_million_m3_After Competition Groups_Condensing Storage Water Heater
Residential | Res ¦ Comprehensive Draft Proofing | 2031 | Technical | million_m3 | After Competition Groups | 170.1375 | 0 | 0 | 3617.3425 | 0.047034 | 5 | Residential_2031_Technical_million_m3_After Competition Groups_5 | Comprehensive Draft Proofing | 4.703% | 0 | 170.1375 | Residential_2031_Technical_million_m3_After Competition Groups_Comprehensive Draft Proofing
Residential | Res ¦ Tankless Water Heater | 2031 | Technical | million_m3 | After Competition Groups | 163.5045 | 0 | 0 | 3617.3425 | 0.0452 | 6 | Residential_2031_Technical_million_m3_After Competition Groups_6 | Tankless Water Heater | 4.52% | 0 | 163.5045 | Residential_2031_Technical_million_m3_After Competition Groups_Tankless Water Heater
Residential | Res ¦ Wall Insulation | 2031 | Technical | million_m3 | After Competition Groups | 156.2162 | 0 | 0 | 3617.3425 | 0.043185 | 7 | Residential_2031_Technical_million_m3_After Competition Groups_7 | Wall Insulation | 4.319% | 0 | 156.2162 | Residential_2031_Technical_million_m3_After Competition Groups_Wall Insulation
Residential | Res ¦ Attic Insulation | 2031 | Technical | million_m3 | After Competition Groups | 137.9472 | 0 | 0 | 3617.3425 | 0.038135 | 8 | Residential_2031_Technical_million_m3_After Competition Groups_8 | Attic Insulation | 3.813% | 0 | 137.9472 | Residential_2031_Technical_million_m3_After Competition Groups_Attic Insulation
Residential | Res ¦ Condensing Boiler | 2031 | Technical | million_m3 | After Competition Groups | 132.977 | 0 | 0 | 3617.3425 | 0.036761 | 9 | Residential_2031_Technical_million_m3_After Competition Groups_9 | Condensing Boiler | 3.676% | 0 | 132.977 | Residential_2031_Technical_million_m3_After Competition Groups_Condensing Boiler
Residential | Res ¦ DHW Recirculation Systems | 2031 | Technical | million_m3 | After Competition Groups | 130.5142 | 0 | 0 | 3617.3425 | 0.03608 | 10 | Residential_2031_Technical_million_m3_After Competition Groups_10 | DHW Recirculation Systems | 3.608% | 0 | 130.5142 | Residential_2031_Technical_million_m3_After Competition Groups_DHW Recirculation Systems
Residential | Res ¦ Basement or Crawlspace Insulation | 2031 | Technical | million_m3 | After Competition Groups | 117.181 | 0 | 0 | 3617.3425 | 0.032394 | 11 | Residential_2031_Technical_million_m3_After Competition Groups_11 | Basement or Crawlspace Insulation | 3.239% | 0 | 117.181 | Residential_2031_Technical_million_m3_After Competition Groups_Basement or Crawlspace Insulation
Residential | Res ¦ Basement Wall Insulation | 2031 | Technical | million_m3 | After Competition Groups | 114.6713 | 0 | 0 | 3617.3425 | 0.0317 | 12 | Residential_2031_Technical_million_m3_After Competition Groups_12 | Basement Wall Insulation | 3.17% | 0 | 114.6713 | Residential_2031_Technical_million_m3_After Competition Groups_Basement Wall Insulation
Residential | Res ¦ Heat Recovery Ventilator | 2031 | Technical | million_m3 | After Competition Groups | 113.047 | 0 | 0 | 3617.3425 | 0.031251 | 13 | Residential_2031_Technical_million_m3_After Competition Groups_13 | Heat Recovery Ventilator | 3.125% | 0 | 113.047 | Residential_2031_Technical_million_m3_After Competition Groups_Heat Recovery Ventilator
Residential | Res ¦ High Efficiency Condensing Furnace | 2031 | Technical | million_m3 | After Competition Groups | 107.0701 | 0 | 0 | 3617.3425 | 0.029599 | 14 | Residential_2031_Technical_million_m3_After Competition Groups_14 | High Efficiency Condensing Furnace | 2.96% | 0 | 107.0701 | Residential_2031_Technical_million_m3_After Competition Groups_High Efficiency Condensing Furnace
Residential | Res ¦ High Efficiency Fireplace with Pilotless Ignition | 2031 | Technical | million_m3 | After Competition Groups | 104.9445 | 0 | 0 | 3617.3425 | 0.029011 | 15 | Residential_2031_Technical_million_m3_After Competition Groups_15 | High Efficiency Fireplace with Pilotless Ignition | 2.901% | 0 | 104.9445 | Residential_2031_Technical_million_m3_After Competition Groups_High Efficiency Fireplace with Pilotless Ignition
Residential | Res ¦ Window Film | 2031 | Technical | million_m3 | After Competition Groups | 80.6171 | 0 | 0 | 3617.3425 | 0.022286 | 16 | Residential_2031_Technical_million_m3_After Competition Groups_16 | Window Film | 2.229% | 0 | 80.6171 | Residential_2031_Technical_million_m3_After Competition Groups_Window Film
Residential | Res ¦ Furnace Tune Up | 2031 | Technical | million_m3 | After Competition Groups | 77.923 | 0 | 0 | 3617.3425 | 0.021542 | 17 | Residential_2031_Technical_million_m3_After Competition Groups_17 | Furnace Tune Up | 2.154% | 0 | 77.923 | Residential_2031_Technical_million_m3_After Competition Groups_Furnace Tune Up
Residential | Res ¦ Condensing Make Up Air Unit | 2031 | Technical | million_m3 | After Competition Groups | 72.1887 | 0 | 0 | 3617.3425 | 0.019956 | 18 | Residential_2031_Technical_million_m3_After Competition Groups_18 | Condensing Make Up Air Unit | 1.996% | 0 | 72.1887 | Residential_2031_Technical_million_m3_After Competition Groups_Condensing Make Up Air Unit
Residential | Res ¦ Advanced BAS/Controllers | 2031 | Technical | million_m3 | After Competition Groups | 70.0773 | 0 | 0 | 3617.3425 | 0.019373 | 19 | Residential_2031_Technical_million_m3_After Competition Groups_19 | Advanced BAS/Controllers | 1.937% | 0 | 70.0773 | Residential_2031_Technical_million_m3_After Competition Groups_Advanced BAS/Controllers
Residential | Res ¦ Ceiling Insulation | 2031 | Technical | million_m3 | After Competition Groups | 58.0629 | 0 | 0 | 3617.3425 | 0.016051 | 20 | Residential_2031_Technical_million_m3_After Competition Groups_20 | Ceiling Insulation | 1.605% | 0 | 58.0629 | Residential_2031_Technical_million_m3_After Competition Groups_Ceiling Insulation
Residential | Res ¦ Building Recommissioning, Operations and Maintenance (O&M) Improvements | 2031 | Technical | million_m3 | After Competition Groups | 57.9093 | 0 | 0 | 3617.3425 | 0.016009 | 21 | Residential_2031_Technical_million_m3_After Competition Groups_21 | Building Recommissioning, Operations and Maintenance (O&M) Improvements | 1.601% | 0 | 57.9093 | Residential_2031_Technical_million_m3_After Competition Groups_Building Recommissioning, Operations and Maintenance (O&M) Improvements
Residential | Res ¦ Duct Insulation MF | 2031 | Technical | million_m3 | After Competition Groups | 45.8267 | 0 | 0 | 3617.3425 | 0.012669 | 22 | Residential_2031_Technical_million_m3_After Competition Groups_22 | Duct Insulation MF | 1.267% | 0 | 45.8267 | Residential_2031_Technical_million_m3_After Competition Groups_Duct Insulation MF
Residential | Res ¦ Floor Insulation | 2031 | Technical | million_m3 | After Competition Groups | 45.1701 | 0 | 0 | 3617.3425 | 0.012487 | 23 | Residential_2031_Technical_million_m3_After Competition Groups_23 | Floor Insulation | 1.249% | 0 | 45.1701 | Residential_2031_Technical_million_m3_After Competition Groups_Floor Insulation
Residential | Res ¦ Duct Insulation | 2031 | Technical | million_m3 | After Competition Groups | 42.9305 | 0 | 0 | 3617.3425 | 0.011868 | 24 | Residential_2031_Technical_million_m3_After Competition Groups_24 | Duct Insulation | 1.187% | 0 | 42.9305 | Residential_2031_Technical_million_m3_After Competition Groups_Duct Insulation
Residential | Res ¦ Demand Control Ventilation | 2031 | Technical | million_m3 | After Competition Groups | 31.4102 | 0 | 0 | 3617.3425 | 0.0086832 | 25 | Residential_2031_Technical_million_m3_After Competition Groups_25 | Demand Control Ventilation | 0.8683% | 0 | 31.4102 | Residential_2031_Technical_million_m3_After Competition Groups_Demand Control Ventilation
Residential | Res ¦ Early Hot Water Heater Replacement | 2031 | Technical | million_m3 | After Competition Groups | 25.5752 | 0 | 0 | 3617.3425 | 0.0070702 | 26 | Residential_2031_Technical_million_m3_After Competition Groups_26 | Early Hot Water Heater Replacement | 0.707% | 0 | 25.5752 | Residential_2031_Technical_million_m3_After Competition Groups_Early Hot Water Heater Replacement
Residential | Res ¦ Home Energy Reports | 2031 | Technical | million_m3 | After Competition Groups | 23.8545 | 0 | 0 | 3617.3425 | 0.0065945 | 27 | Residential_2031_Technical_million_m3_After Competition Groups_27 | Home Energy Reports | 0.6594% | 0 | 23.8545 | Residential_2031_Technical_million_m3_After Competition Groups_Home Energy Reports
Residential | Res ¦ Drain Water Heat Recovery | 2031 | Technical | million_m3 | After Competition Groups | 21.8273 | 0 | 0 | 3617.3425 | 0.0060341 | 28 | Residential_2031_Technical_million_m3_After Competition Groups_28 | Drain Water Heat Recovery | 0.6034% | 0 | 21.8273 | Residential_2031_Technical_million_m3_After Competition Groups_Drain Water Heat Recovery
Residential | Res ¦ Pool Cover | 2031 | Technical | million_m3 | After Competition Groups | 14.3037 | 0 | 0 | 3617.3425 | 0.0039542 | 29 | Residential_2031_Technical_million_m3_After Competition Groups_29 | Pool Cover | 0.3954% | 0 | 14.3037 | Residential_2031_Technical_million_m3_After Competition Groups_Pool Cover
Residential | Res ¦ High Efficiency Gas Pool Heater | 2031 | Technical | million_m3 | After Competition Groups | 10.7967 | 0 | 0 | 3617.3425 | 0.0029847 | 30 | Residential_2031_Technical_million_m3_After Competition Groups_30 | High Efficiency Gas Pool Heater | 0.2985% | 0 | 10.7967 | Residential_2031_Technical_million_m3_After Competition Groups_High Efficiency Gas Pool Heater
Residential | Res ¦ Wall Insulation MF | 2031 | Technical | million_m3 | After Competition Groups | 7.0989 | 0 | 0 | 3617.3425 | 0.0019625 | 31 | Residential_2031_Technical_million_m3_After Competition Groups_31 | Wall Insulation MF | 0.1962% | 0 | 7.0989 | Residential_2031_Technical_million_m3_After Competition Groups_Wall Insulation MF
Residential | Res ¦ Water Heater Temperature Setback | 2031 | Technical | million_m3 | After Competition Groups | 6.3649 | 0 | 0 | 3617.3425 | 0.0017596 | 32 | Residential_2031_Technical_million_m3_After Competition Groups_32 | Water Heater Temperature Setback | 0.176% | 0 | 6.3649 | Residential_2031_Technical_million_m3_After Competition Groups_Water Heater Temperature Setback
Residential | Res ¦ Energy Star Clothes Dryer | 2031 | Technical | million_m3 | After Competition Groups | 2.0111 | 0 | 0 | 3617.3425 | 0.00055597 | 33 | Residential_2031_Technical_million_m3_After Competition Groups_33 | Energy Star Clothes Dryer | 0.0556% | 0 | 2.0111 | Residential_2031_Technical_million_m3_After Competition Groups_Energy Star Clothes Dryer
Residential | Res ¦ Clothes Drying Racks | 2031 | Technical | million_m3 | After Competition Groups | 1.0971 | 0 | 0 | 3617.3425 | 0.00030328 | 34 | Residential_2031_Technical_million_m3_After Competition Groups_34 | Clothes Drying Racks | 0.03033% | 0 | 1.0971 | Residential_2031_Technical_million_m3_After Competition Groups_Clothes Drying Racks
Residential | Res ¦ Energy Star Clothes Washer | 2031 | Technical | million_m3 | After Competition Groups | 1.0086 | 0 | 0 | 3617.3425 | 0.00027883 | 35 | Residential_2031_Technical_million_m3_After Competition Groups_35 | Energy Star Clothes Washer | 0.02788% | 0 | 1.0086 | Residential_2031_Technical_million_m3_After Competition Groups_Energy Star Clothes Washer
Residential | Res ¦ Minimize Hot and Warm Clothes Wash | 2031 | Technical | million_m3 | After Competition Groups | 0.9499 | 0 | 0 | 3617.3425 | 0.0002626 | 36 | Residential_2031_Technical_million_m3_After Competition Groups_36 | Minimize Hot and Warm Clothes Wash | 0.02626% | 0 | 0.9499 | Residential_2031_Technical_million_m3_After Competition Groups_Minimize Hot and Warm Clothes Wash
Residential | Res ¦ Solar Water Preheat (Pools/DHW) | 2031 | Technical | million_m3 | After Competition Groups | 0.11188 | 0 | 0 | 3617.3425 | 3.0929e-05 | 37 | Residential_2031_Technical_million_m3_After Competition Groups_37 | Solar Water Preheat (Pools/DHW) | 0.003093% | 0 | 0.11188 | Residential_2031_Technical_million_m3_After Competition Groups_Solar Water Preheat (Pools/DHW)
Residential | Res ¦ Air Sealing | 2032 | Economic | million_m3 | After Competition Groups | 556.0457 | 0 | 0 | 2294.1298 | 0.24238 | 1 | Residential_2032_Economic_million_m3_After Competition Groups_1 | Air Sealing | 24.24% | 0 | 556.0457 | Residential_2032_Economic_million_m3_After Competition Groups_Air Sealing
Residential | Res ¦ Adaptive Thermostat | 2032 | Economic | million_m3 | After Competition Groups | 498.2827 | 0 | 0 | 2294.1298 | 0.2172 | 2 | Residential_2032_Economic_million_m3_After Competition Groups_2 | Adaptive Thermostat | 21.72% | 0 | 498.2827 | Residential_2032_Economic_million_m3_After Competition Groups_Adaptive Thermostat
Residential | Res ¦ Comprehensive Draft Proofing | 2032 | Economic | million_m3 | After Competition Groups | 167.4494 | 0 | 0 | 2294.1298 | 0.07299 | 3 | Residential_2032_Economic_million_m3_After Competition Groups_3 | Comprehensive Draft Proofing | 7.299% | 0 | 167.4494 | Residential_2032_Economic_million_m3_After Competition Groups_Comprehensive Draft Proofing
Residential | Res ¦ Attic Insulation | 2032 | Economic | million_m3 | After Competition Groups | 135.7676 | 0 | 0 | 2294.1298 | 0.05918 | 4 | Residential_2032_Economic_million_m3_After Competition Groups_4 | Attic Insulation | 5.918% | 0 | 135.7676 | Residential_2032_Economic_million_m3_After Competition Groups_Attic Insulation
Residential | Res ¦ Heat Recovery Ventilator | 2032 | Economic | million_m3 | After Competition Groups | 120.5194 | 0 | 0 | 2294.1298 | 0.052534 | 5 | Residential_2032_Economic_million_m3_After Competition Groups_5 | Heat Recovery Ventilator | 5.253% | 0 | 120.5194 | Residential_2032_Economic_million_m3_After Competition Groups_Heat Recovery Ventilator
Residential | Res ¦ Basement Wall Insulation | 2032 | Economic | million_m3 | After Competition Groups | 112.8595 | 0 | 0 | 2294.1298 | 0.049195 | 6 | Residential_2032_Economic_million_m3_After Competition Groups_6 | Basement Wall Insulation | 4.919% | 0 | 112.8595 | Residential_2032_Economic_million_m3_After Competition Groups_Basement Wall Insulation
Residential | Res ¦ High Efficiency Fireplace with Pilotless Ignition | 2032 | Economic | million_m3 | After Competition Groups | 111.0282 | 0 | 0 | 2294.1298 | 0.048397 | 7 | Residential_2032_Economic_million_m3_After Competition Groups_7 | High Efficiency Fireplace with Pilotless Ignition | 4.84% | 0 | 111.0282 | Residential_2032_Economic_million_m3_After Competition Groups_High Efficiency Fireplace with Pilotless Ignition
Residential | Res ¦ High Efficiency Condensing Furnace | 2032 | Economic | million_m3 | After Competition Groups | 102.3248 | 0 | 0 | 2294.1298 | 0.044603 | 8 | Residential_2032_Economic_million_m3_After Competition Groups_8 | High Efficiency Condensing Furnace | 4.46% | 0 | 102.3248 | Residential_2032_Economic_million_m3_After Competition Groups_High Efficiency Condensing Furnace
Residential | Res ¦ Condensing Boiler | 2032 | Economic | million_m3 | After Competition Groups | 82.4621 | 0 | 0 | 2294.1298 | 0.035945 | 9 | Residential_2032_Economic_million_m3_After Competition Groups_9 | Condensing Boiler | 3.594% | 0 | 82.4621 | Residential_2032_Economic_million_m3_After Competition Groups_Condensing Boiler
Residential | Res ¦ Condensing Make Up Air Unit | 2032 | Economic | million_m3 | After Competition Groups | 76.5265 | 0 | 0 | 2294.1298 | 0.033358 | 10 | Residential_2032_Economic_million_m3_After Competition Groups_10 | Condensing Make Up Air Unit | 3.336% | 0 | 76.5265 | Residential_2032_Economic_million_m3_After Competition Groups_Condensing Make Up Air Unit
Residential | Res ¦ Advanced BAS/Controllers | 2032 | Economic | million_m3 | After Competition Groups | 68.9701 | 0 | 0 | 2294.1298 | 0.030064 | 11 | Residential_2032_Economic_million_m3_After Competition Groups_11 | Advanced BAS/Controllers | 3.006% | 0 | 68.9701 | Residential_2032_Economic_million_m3_After Competition Groups_Advanced BAS/Controllers
Residential | Res ¦ Building Recommissioning, Operations and Maintenance (O&M) Improvements | 2032 | Economic | million_m3 | After Competition Groups | 56.9943 | 0 | 0 | 2294.1298 | 0.024844 | 12 | Residential_2032_Economic_million_m3_After Competition Groups_12 | Building Recommissioning, Operations and Maintenance (O&M) Improvements | 2.484% | 0 | 56.9943 | Residential_2032_Economic_million_m3_After Competition Groups_Building Recommissioning, Operations and Maintenance (O&M) Improvements
Residential | Res ¦ Floor Insulation | 2032 | Economic | million_m3 | After Competition Groups | 44.4564 | 0 | 0 | 2294.1298 | 0.019378 | 13 | Residential_2032_Economic_million_m3_After Competition Groups_13 | Floor Insulation | 1.938% | 0 | 44.4564 | Residential_2032_Economic_million_m3_After Competition Groups_Floor Insulation
Residential | Res ¦ Duct Insulation | 2032 | Economic | million_m3 | After Competition Groups | 40.3659 | 0 | 0 | 2294.1298 | 0.017595 | 14 | Residential_2032_Economic_million_m3_After Competition Groups_14 | Duct Insulation | 1.76% | 0 | 40.3659 | Residential_2032_Economic_million_m3_After Competition Groups_Duct Insulation
Residential | Res ¦ Duct Insulation MF | 2032 | Economic | million_m3 | After Competition Groups | 31.9969 | 0 | 0 | 2294.1298 | 0.013947 | 15 | Residential_2032_Economic_million_m3_After Competition Groups_15 | Duct Insulation MF | 1.395% | 0 | 31.9969 | Residential_2032_Economic_million_m3_After Competition Groups_Duct Insulation MF
Residential | Res ¦ Demand Control Ventilation | 2032 | Economic | million_m3 | After Competition Groups | 30.9139 | 0 | 0 | 2294.1298 | 0.013475 | 16 | Residential_2032_Economic_million_m3_After Competition Groups_16 | Demand Control Ventilation | 1.348% | 0 | 30.9139 | Residential_2032_Economic_million_m3_After Competition Groups_Demand Control Ventilation
Residential | Res ¦ Pool Cover | 2032 | Economic | million_m3 | After Competition Groups | 14.0777 | 0 | 0 | 2294.1298 | 0.0061364 | 17 | Residential_2032_Economic_million_m3_After Competition Groups_17 | Pool Cover | 0.6136% | 0 | 14.0777 | Residential_2032_Economic_million_m3_After Competition Groups_Pool Cover
Residential | Res ¦ Home Energy Reports | 2032 | Economic | million_m3 | After Competition Groups | 13.9496 | 0 | 0 | 2294.1298 | 0.0060806 | 18 | Residential_2032_Economic_million_m3_After Competition Groups_18 | Home Energy Reports | 0.6081% | 0 | 13.9496 | Residential_2032_Economic_million_m3_After Competition Groups_Home Energy Reports
Residential | Res ¦ Wall Insulation | 2032 | Economic | million_m3 | After Competition Groups | 13.7208 | 0 | 0 | 2294.1298 | 0.0059808 | 19 | Residential_2032_Economic_million_m3_After Competition Groups_19 | Wall Insulation | 0.5981% | 0 | 13.7208 | Residential_2032_Economic_million_m3_After Competition Groups_Wall Insulation
Residential | Res ¦ Wall Insulation MF | 2032 | Economic | million_m3 | After Competition Groups | 6.9867 | 0 | 0 | 2294.1298 | 0.0030455 | 20 | Residential_2032_Economic_million_m3_After Competition Groups_20 | Wall Insulation MF | 0.3045% | 0 | 6.9867 | Residential_2032_Economic_million_m3_After Competition Groups_Wall Insulation MF
Residential | Res ¦ Water Heater Temperature Setback | 2032 | Economic | million_m3 | After Competition Groups | 6.2644 | 0 | 0 | 2294.1298 | 0.0027306 | 21 | Residential_2032_Economic_million_m3_After Competition Groups_21 | Water Heater Temperature Setback | 0.2731% | 0 | 6.2644 | Residential_2032_Economic_million_m3_After Competition Groups_Water Heater Temperature Setback
Residential | Res ¦ Clothes Drying Racks | 2032 | Economic | million_m3 | After Competition Groups | 1.0797 | 0 | 0 | 2294.1298 | 0.00047064 | 22 | Residential_2032_Economic_million_m3_After Competition Groups_22 | Clothes Drying Racks | 0.04706% | 0 | 1.0797 | Residential_2032_Economic_million_m3_After Competition Groups_Clothes Drying Racks
Residential | Res ¦ Minimize Hot and Warm Clothes Wash | 2032 | Economic | million_m3 | After Competition Groups | 0.9349 | 0 | 0 | 2294.1298 | 0.00040752 | 23 | Residential_2032_Economic_million_m3_After Competition Groups_23 | Minimize Hot and Warm Clothes Wash | 0.04075% | 0 | 0.9349 | Residential_2032_Economic_million_m3_After Competition Groups_Minimize Hot and Warm Clothes Wash
Residential | Res ¦ Energy Star Clothes Washer | 2032 | Economic | million_m3 | After Competition Groups | 0.1527 | 0 | 0 | 2294.1298 | 6.656e-05 | 24 | Residential_2032_Economic_million_m3_After Competition Groups_24 | Energy Star Clothes Washer | 0.006656% | 0 | 0.1527 | Residential_2032_Economic_million_m3_After Competition Groups_Energy Star Clothes Washer
Residential | Res ¦ Comprehensive Draft Proofing | 2032 | SC A | million_m3 | After Competition Groups | 102.9666 | 271996.0929 | 0.272 | 493.2253 | 0.20876 | 1 | Residential_2032_SC A_million_m3_After Competition Groups_1 | Comprehensive Draft Proofing | 20.88% | 0.272 | 102.9666 | Residential_2032_SC A_million_m3_After Competition Groups_Comprehensive Draft Proofing
Residential | Res ¦ Adaptive Thermostat | 2032 | SC A | million_m3 | After Competition Groups | 78.9327 | 2085316.7882 | 2.0853 | 493.2253 | 0.16003 | 2 | Residential_2032_SC A_million_m3_After Competition Groups_2 | Adaptive Thermostat | 16% | 2.0853 | 78.9327 | Residential_2032_SC A_million_m3_After Competition Groups_Adaptive Thermostat
Residential | Res ¦ High Efficiency Fireplace with Pilotless Ignition | 2032 | SC A | million_m3 | After Competition Groups | 58.4244 | 1510013.9002 | 1.51 | 493.2253 | 0.11845 | 3 | Residential_2032_SC A_million_m3_After Competition Groups_3 | High Efficiency Fireplace with Pilotless Ignition | 11.85% | 1.51 | 58.4244 | Residential_2032_SC A_million_m3_After Competition Groups_High Efficiency Fireplace with Pilotless Ignition
Residential | Res ¦ Air Sealing | 2032 | SC A | million_m3 | After Competition Groups | 54.5186 | 239646.3552 | 0.23965 | 493.2253 | 0.11053 | 4 | Residential_2032_SC A_million_m3_After Competition Groups_4 | Air Sealing | 11.05% | 0.23965 | 54.5186 | Residential_2032_SC A_million_m3_After Competition Groups_Air Sealing
Residential | Res ¦ Advanced BAS/Controllers | 2032 | SC A | million_m3 | After Competition Groups | 44.5984 | 865959.029 | 0.86596 | 493.2253 | 0.090422 | 5 | Residential_2032_SC A_million_m3_After Competition Groups_5 | Advanced BAS/Controllers | 9.042% | 0.86596 | 44.5984 | Residential_2032_SC A_million_m3_After Competition Groups_Advanced BAS/Controllers
Residential | Res ¦ Building Recommissioning, Operations and Maintenance (O&M) Improvements | 2032 | SC A | million_m3 | After Competition Groups | 36.7426 | 601262.6005 | 0.60126 | 493.2253 | 0.074495 | 6 | Residential_2032_SC A_million_m3_After Competition Groups_6 | Building Recommissioning, Operations and Maintenance (O&M) Improvements | 7.449% | 0.60126 | 36.7426 | Residential_2032_SC A_million_m3_After Competition Groups_Building Recommissioning, Operations and Maintenance (O&M) Improvements
Residential | Res ¦ Condensing Make Up Air Unit | 2032 | SC A | million_m3 | After Competition Groups | 26.3651 | 1041463.3238 | 1.0415 | 493.2253 | 0.053454 | 7 | Residential_2032_SC A_million_m3_After Competition Groups_7 | Condensing Make Up Air Unit | 5.345% | 1.0415 | 26.3651 | Residential_2032_SC A_million_m3_After Competition Groups_Condensing Make Up Air Unit
Residential | Res ¦ Basement Wall Insulation | 2032 | SC A | million_m3 | After Competition Groups | 22.3875 | 1218670.307 | 1.2187 | 493.2253 | 0.04539 | 8 | Residential_2032_SC A_million_m3_After Competition Groups_8 | Basement Wall Insulation | 4.539% | 1.2187 | 22.3875 | Residential_2032_SC A_million_m3_After Competition Groups_Basement Wall Insulation
Residential | Res ¦ Attic Insulation | 2032 | SC A | million_m3 | After Competition Groups | 15.0656 | 591830.2679 | 0.59183 | 493.2253 | 0.030545 | 9 | Residential_2032_SC A_million_m3_After Competition Groups_9 | Attic Insulation | 3.055% | 0.59183 | 15.0656 | Residential_2032_SC A_million_m3_After Competition Groups_Attic Insulation
Residential | Res ¦ Demand Control Ventilation | 2032 | SC A | million_m3 | After Competition Groups | 12.7997 | 351463.2027 | 0.35146 | 493.2253 | 0.025951 | 10 | Residential_2032_SC A_million_m3_After Competition Groups_10 | Demand Control Ventilation | 2.595% | 0.35146 | 12.7997 | Residential_2032_SC A_million_m3_After Competition Groups_Demand Control Ventilation
Residential | Res ¦ Condensing Boiler | 2032 | SC A | million_m3 | After Competition Groups | 11.4611 | 0 | 0 | 493.2253 | 0.023237 | 11 | Residential_2032_SC A_million_m3_After Competition Groups_11 | Condensing Boiler | 2.324% | 0 | 11.4611 | Residential_2032_SC A_million_m3_After Competition Groups_Condensing Boiler
Residential | Res ¦ Home Energy Reports | 2032 | SC A | million_m3 | After Competition Groups | 8.9936 | 7888580.9755 | 7.8886 | 493.2253 | 0.018234 | 12 | Residential_2032_SC A_million_m3_After Competition Groups_12 | Home Energy Reports | 1.823% | 7.8886 | 8.9936 | Residential_2032_SC A_million_m3_After Competition Groups_Home Energy Reports
Residential | Res ¦ High Efficiency Condensing Furnace | 2032 | SC A | million_m3 | After Competition Groups | 8.148 | 0 | 0 | 493.2253 | 0.01652 | 13 | Residential_2032_SC A_million_m3_After Competition Groups_13 | High Efficiency Condensing Furnace | 1.652% | 0 | 8.148 | Residential_2032_SC A_million_m3_After Competition Groups_High Efficiency Condensing Furnace
Residential | Res ¦ Heat Recovery Ventilator | 2032 | SC A | million_m3 | After Competition Groups | 5.1912 | 0 | 0 | 493.2253 | 0.010525 | 14 | Residential_2032_SC A_million_m3_After Competition Groups_14 | Heat Recovery Ventilator | 1.052% | 0 | 5.1912 | Residential_2032_SC A_million_m3_After Competition Groups_Heat Recovery Ventilator
Residential | Res ¦ Wall Insulation MF | 2032 | SC A | million_m3 | After Competition Groups | 1.821 | 53477.0627 | 0.053477 | 493.2253 | 0.0036921 | 15 | Residential_2032_SC A_million_m3_After Competition Groups_15 | Wall Insulation MF | 0.3692% | 0.053477 | 1.821 | Residential_2032_SC A_million_m3_After Competition Groups_Wall Insulation MF
Residential | Res ¦ Duct Insulation MF | 2032 | SC A | million_m3 | After Competition Groups | 1.6094 | 2741.1058 | 0.0027411 | 493.2253 | 0.003263 | 16 | Residential_2032_SC A_million_m3_After Competition Groups_16 | Duct Insulation MF | 0.3263% | 0.0027411 | 1.6094 | Residential_2032_SC A_million_m3_After Competition Groups_Duct Insulation MF
Residential | Res ¦ Pool Cover | 2032 | SC A | million_m3 | After Competition Groups | 0.79917 | 0 | 0 | 493.2253 | 0.0016203 | 17 | Residential_2032_SC A_million_m3_After Competition Groups_17 | Pool Cover | 0.162% | 0 | 0.79917 | Residential_2032_SC A_million_m3_After Competition Groups_Pool Cover
Residential | Res ¦ Duct Insulation | 2032 | SC A | million_m3 | After Competition Groups | 0.76862 | 0 | 0 | 493.2253 | 0.0015583 | 18 | Residential_2032_SC A_million_m3_After Competition Groups_18 | Duct Insulation | 0.1558% | 0 | 0.76862 | Residential_2032_SC A_million_m3_After Competition Groups_Duct Insulation
Residential | Res ¦ Minimize Hot and Warm Clothes Wash | 2032 | SC A | million_m3 | After Competition Groups | 0.59479 | 0 | 0 | 493.2253 | 0.0012059 | 19 | Residential_2032_SC A_million_m3_After Competition Groups_19 | Minimize Hot and Warm Clothes Wash | 0.1206% | 0 | 0.59479 | Residential_2032_SC A_million_m3_After Competition Groups_Minimize Hot and Warm Clothes Wash
Residential | Res ¦ Floor Insulation | 2032 | SC A | million_m3 | After Competition Groups | 0.49981 | 0 | 0 | 493.2253 | 0.0010133 | 20 | Residential_2032_SC A_million_m3_After Competition Groups_20 | Floor Insulation | 0.1013% | 0 | 0.49981 | Residential_2032_SC A_million_m3_After Competition Groups_Floor Insulation
Residential | Res ¦ Water Heater Temperature Setback | 2032 | SC A | million_m3 | After Competition Groups | 0.37947 | 0 | 0 | 493.2253 | 0.00076936 | 21 | Residential_2032_SC A_million_m3_After Competition Groups_21 | Water Heater Temperature Setback | 0.07694% | 0 | 0.37947 | Residential_2032_SC A_million_m3_After Competition Groups_Water Heater Temperature Setback
Residential | Res ¦ Wall Insulation | 2032 | SC A | million_m3 | After Competition Groups | 0.13134 | 0 | 0 | 493.2253 | 0.0002663 | 22 | Residential_2032_SC A_million_m3_After Competition Groups_22 | Wall Insulation | 0.02663% | 0 | 0.13134 | Residential_2032_SC A_million_m3_After Competition Groups_Wall Insulation
Residential | Res ¦ Energy Star Clothes Washer | 2032 | SC A | million_m3 | After Competition Groups | 0.026165 | 0 | 0 | 493.2253 | 5.3048e-05 | 23 | Residential_2032_SC A_million_m3_After Competition Groups_23 | Energy Star Clothes Washer | 0.005305% | 0 | 0.026165 | Residential_2032_SC A_million_m3_After Competition Groups_Energy Star Clothes Washer
Residential | Res ¦ Clothes Drying Racks | 2032 | SC A | million_m3 | After Competition Groups | 0.00055151 | 0 | 0 | 493.2253 | 1.1182e-06 | 24 | Residential_2032_SC A_million_m3_After Competition Groups_24 | Clothes Drying Racks | 0.0001118% | 0 | 0.00055151 | Residential_2032_SC A_million_m3_After Competition Groups_Clothes Drying Racks
Residential | Res ¦ Adaptive Thermostat | 2032 | SC B | million_m3 | After Competition Groups | 178.8689 | 35775261.7017 | 35.7753 | 1154.5125 | 0.15493 | 1 | Residential_2032_SC B_million_m3_After Competition Groups_1 | Adaptive Thermostat | 15.49% | 35.7753 | 178.8689 | Residential_2032_SC B_million_m3_After Competition Groups_Adaptive Thermostat
Residential | Res ¦ Comprehensive Draft Proofing | 2032 | SC B | million_m3 | After Competition Groups | 175.0548 | 418123.4317 | 0.41812 | 1154.5125 | 0.15163 | 2 | Residential_2032_SC B_million_m3_After Competition Groups_2 | Comprehensive Draft Proofing | 15.16% | 0.41812 | 175.0548 | Residential_2032_SC B_million_m3_After Competition Groups_Comprehensive Draft Proofing
Residential | Res ¦ Air Sealing | 2032 | SC B | million_m3 | After Competition Groups | 165.4657 | 36345395.8746 | 36.3454 | 1154.5125 | 0.14332 | 3 | Residential_2032_SC B_million_m3_After Competition Groups_3 | Air Sealing | 14.33% | 36.3454 | 165.4657 | Residential_2032_SC B_million_m3_After Competition Groups_Air Sealing
Residential | Res ¦ High Efficiency Condensing Furnace | 2032 | SC B | million_m3 | After Competition Groups | 90.1851 | 34077785.4668 | 34.0778 | 1154.5125 | 0.078115 | 4 | Residential_2032_SC B_million_m3_After Competition Groups_4 | High Efficiency Condensing Furnace | 7.812% | 34.0778 | 90.1851 | Residential_2032_SC B_million_m3_After Competition Groups_High Efficiency Condensing Furnace
Residential | Res ¦ High Efficiency Fireplace with Pilotless Ignition | 2032 | SC B | million_m3 | After Competition Groups | 87.9485 | 5749103.1368 | 5.7491 | 1154.5125 | 0.076178 | 5 | Residential_2032_SC B_million_m3_After Competition Groups_5 | High Efficiency Fireplace with Pilotless Ignition | 7.618% | 5.7491 | 87.9485 | Residential_2032_SC B_million_m3_After Competition Groups_High Efficiency Fireplace with Pilotless Ignition
Residential | Res ¦ Advanced BAS/Controllers | 2032 | SC B | million_m3 | After Competition Groups | 72.1021 | 367084.4821 | 0.36708 | 1154.5125 | 0.062452 | 6 | Residential_2032_SC B_million_m3_After Competition Groups_6 | Advanced BAS/Controllers | 6.245% | 0.36708 | 72.1021 | Residential_2032_SC B_million_m3_After Competition Groups_Advanced BAS/Controllers
Residential | Res ¦ Building Recommissioning, Operations and Maintenance (O&M) Improvements | 2032 | SC B | million_m3 | After Competition Groups | 59.5829 | 293695.9492 | 0.2937 | 1154.5125 | 0.051609 | 7 | Residential_2032_SC B_million_m3_After Competition Groups_7 | Building Recommissioning, Operations and Maintenance (O&M) Improvements | 5.161% | 0.2937 | 59.5829 | Residential_2032_SC B_million_m3_After Competition Groups_Building Recommissioning, Operations and Maintenance (O&M) Improvements
Residential | Res ¦ Heat Recovery Ventilator | 2032 | SC B | million_m3 | After Competition Groups | 52.1522 | 26758077.2287 | 26.7581 | 1154.5125 | 0.045173 | 8 | Residential_2032_SC B_million_m3_After Competition Groups_8 | Heat Recovery Ventilator | 4.517% | 26.7581 | 52.1522 | Residential_2032_SC B_million_m3_After Competition Groups_Heat Recovery Ventilator
Residential | Res ¦ Condensing Boiler | 2032 | SC B | million_m3 | After Competition Groups | 51.8844 | 27962259.144 | 27.9623 | 1154.5125 | 0.044941 | 9 | Residential_2032_SC B_million_m3_After Competition Groups_9 | Condensing Boiler | 4.494% | 27.9623 | 51.8844 | Residential_2032_SC B_million_m3_After Competition Groups_Condensing Boiler
Residential | Res ¦ Condensing Make Up Air Unit | 2032 | SC B | million_m3 | After Competition Groups | 49.9255 | 5166929.3057 | 5.1669 | 1154.5125 | 0.043244 | 10 | Residential_2032_SC B_million_m3_After Competition Groups_10 | Condensing Make Up Air Unit | 4.324% | 5.1669 | 49.9255 | Residential_2032_SC B_million_m3_After Competition Groups_Condensing Make Up Air Unit
Residential | Res ¦ Attic Insulation | 2032 | SC B | million_m3 | After Competition Groups | 40.4019 | 8163448.6754 | 8.1634 | 1154.5125 | 0.034995 | 11 | Residential_2032_SC B_million_m3_After Competition Groups_11 | Attic Insulation | 3.499% | 8.1634 | 40.4019 | Residential_2032_SC B_million_m3_After Competition Groups_Attic Insulation
Residential | Res ¦ Basement Wall Insulation | 2032 | SC B | million_m3 | After Competition Groups | 33.5876 | 5000242.4457 | 5.0002 | 1154.5125 | 0.029092 | 12 | Residential_2032_SC B_million_m3_After Competition Groups_12 | Basement Wall Insulation | 2.909% | 5.0002 | 33.5876 | Residential_2032_SC B_million_m3_After Competition Groups_Basement Wall Insulation
Residential | Res ¦ Demand Control Ventilation | 2032 | SC B | million_m3 | After Competition Groups | 32.3171 | 855121.5018 | 0.85512 | 1154.5125 | 0.027992 | 13 | Residential_2032_SC B_million_m3_After Competition Groups_13 | Demand Control Ventilation | 2.799% | 0.85512 | 32.3171 | Residential_2032_SC B_million_m3_After Competition Groups_Demand Control Ventilation
Residential | Res ¦ Pool Cover | 2032 | SC B | million_m3 | After Competition Groups | 13.4429 | 1809239.7161 | 1.8092 | 1154.5125 | 0.011644 | 14 | Residential_2032_SC B_million_m3_After Competition Groups_14 | Pool Cover | 1.164% | 1.8092 | 13.4429 | Residential_2032_SC B_million_m3_After Competition Groups_Pool Cover
Residential | Res ¦ Floor Insulation | 2032 | SC B | million_m3 | After Competition Groups | 13.2201 | 8863299.4641 | 8.8633 | 1154.5125 | 0.011451 | 15 | Residential_2032_SC B_million_m3_After Competition Groups_15 | Floor Insulation | 1.145% | 8.8633 | 13.2201 | Residential_2032_SC B_million_m3_After Competition Groups_Floor Insulation
Residential | Res ¦ Duct Insulation | 2032 | SC B | million_m3 | After Competition Groups | 10.7136 | 7896784.3888 | 7.8968 | 1154.5125 | 0.0092798 | 16 | Residential_2032_SC B_million_m3_After Competition Groups_16 | Duct Insulation | 0.928% | 7.8968 | 10.7136 | Residential_2032_SC B_million_m3_After Competition Groups_Duct Insulation
Residential | Res ¦ Duct Insulation MF | 2032 | SC B | million_m3 | After Competition Groups | 9.5191 | 3251838.0083 | 3.2518 | 1154.5125 | 0.0082451 | 17 | Residential_2032_SC B_million_m3_After Competition Groups_17 | Duct Insulation MF | 0.8245% | 3.2518 | 9.5191 | Residential_2032_SC B_million_m3_After Competition Groups_Duct Insulation MF
Residential | Res ¦ Home Energy Reports | 2032 | SC B | million_m3 | After Competition Groups | 8.9936 | 7888580.9755 | 7.8886 | 1154.5125 | 0.00779 | 18 | Residential_2032_SC B_million_m3_After Competition Groups_18 | Home Energy Reports | 0.779% | 7.8886 | 8.9936 | Residential_2032_SC B_million_m3_After Competition Groups_Home Energy Reports
Residential | Res ¦ Wall Insulation | 2032 | SC B | million_m3 | After Competition Groups | 4.0805 | 3127108.486 | 3.1271 | 1154.5125 | 0.0035344 | 19 | Residential_2032_SC B_million_m3_After Competition Groups_19 | Wall Insulation | 0.3534% | 3.1271 | 4.0805 | Residential_2032_SC B_million_m3_After Competition Groups_Wall Insulation
Residential | Res ¦ Wall Insulation MF | 2032 | SC B | million_m3 | After Competition Groups | 2.0796 | 121493.0424 | 0.12149 | 1154.5125 | 0.0018013 | 20 | Residential_2032_SC B_million_m3_After Competition Groups_20 | Wall Insulation MF | 0.1801% | 0.12149 | 2.0796 | Residential_2032_SC B_million_m3_After Competition Groups_Wall Insulation MF
Residential | Res ¦ Clothes Drying Racks | 2032 | SC B | million_m3 | After Competition Groups | 1.1278 | 530586.8843 | 0.53059 | 1154.5125 | 0.0009769 | 21 | Residential_2032_SC B_million_m3_After Competition Groups_21 | Clothes Drying Racks | 0.09769% | 0.53059 | 1.1278 | Residential_2032_SC B_million_m3_After Competition Groups_Clothes Drying Racks
Residential | Res ¦ Water Heater Temperature Setback | 2032 | SC B | million_m3 | After Competition Groups | 0.9879 | 399160.1495 | 0.39916 | 1154.5125 | 0.00085569 | 22 | Residential_2032_SC B_million_m3_After Competition Groups_22 | Water Heater Temperature Setback | 0.08557% | 0.39916 | 0.9879 | Residential_2032_SC B_million_m3_After Competition Groups_Water Heater Temperature Setback
Residential | Res ¦ Minimize Hot and Warm Clothes Wash | 2032 | SC B | million_m3 | After Competition Groups | 0.59479 | 0 | 0 | 1154.5125 | 0.00051518 | 23 | Residential_2032_SC B_million_m3_After Competition Groups_23 | Minimize Hot and Warm Clothes Wash | 0.05152% | 0 | 0.59479 | Residential_2032_SC B_million_m3_After Competition Groups_Minimize Hot and Warm Clothes Wash
Residential | Res ¦ Energy Star Clothes Washer | 2032 | SC B | million_m3 | After Competition Groups | 0.27581 | 377312.3963 | 0.37731 | 1154.5125 | 0.0002389 | 24 | Residential_2032_SC B_million_m3_After Competition Groups_24 | Energy Star Clothes Washer | 0.02389% | 0.37731 | 0.27581 | Residential_2032_SC B_million_m3_After Competition Groups_Energy Star Clothes Washer
Residential | Res ¦ Comprehensive Draft Proofing | 2032 | SC C | million_m3 | After Competition Groups | 108.2785 | 986423.951 | 0.98642 | 632.9662 | 0.17107 | 1 | Residential_2032_SC C_million_m3_After Competition Groups_1 | Comprehensive Draft Proofing | 17.11% | 0.98642 | 108.2785 | Residential_2032_SC C_million_m3_After Competition Groups_Comprehensive Draft Proofing
Residential | Res ¦ Adaptive Thermostat | 2032 | SC C | million_m3 | After Competition Groups | 103.564 | 12228373.1752 | 12.2284 | 632.9662 | 0.16362 | 2 | Residential_2032_SC C_million_m3_After Competition Groups_2 | Adaptive Thermostat | 16.36% | 12.2284 | 103.564 | Residential_2032_SC C_million_m3_After Competition Groups_Adaptive Thermostat
Residential | Res ¦ High Efficiency Fireplace with Pilotless Ignition | 2032 | SC C | million_m3 | After Competition Groups | 79.1261 | 5623633.6153 | 5.6236 | 632.9662 | 0.12501 | 3 | Residential_2032_SC C_million_m3_After Competition Groups_3 | High Efficiency Fireplace with Pilotless Ignition | 12.5% | 5.6236 | 79.1261 | Residential_2032_SC C_million_m3_After Competition Groups_High Efficiency Fireplace with Pilotless Ignition
Residential | Res ¦ Air Sealing | 2032 | SC C | million_m3 | After Competition Groups | 79.029 | 9500721.1704 | 9.5007 | 632.9662 | 0.12486 | 4 | Residential_2032_SC C_million_m3_After Competition Groups_4 | Air Sealing | 12.49% | 9.5007 | 79.029 | Residential_2032_SC C_million_m3_After Competition Groups_Air Sealing
Residential | Res ¦ Advanced BAS/Controllers | 2032 | SC C | million_m3 | After Competition Groups | 44.5984 | 865959.029 | 0.86596 | 632.9662 | 0.070459 | 5 | Residential_2032_SC C_million_m3_After Competition Groups_5 | Advanced BAS/Controllers | 7.046% | 0.86596 | 44.5984 | Residential_2032_SC C_million_m3_After Competition Groups_Advanced BAS/Controllers
Residential | Res ¦ Condensing Make Up Air Unit | 2032 | SC C | million_m3 | After Competition Groups | 37.2192 | 4505188.1767 | 4.5052 | 632.9662 | 0.058801 | 6 | Residential_2032_SC C_million_m3_After Competition Groups_6 | Condensing Make Up Air Unit | 5.88% | 4.5052 | 37.2192 | Residential_2032_SC C_million_m3_After Competition Groups_Condensing Make Up Air Unit
Residential | Res ¦ Building Recommissioning, Operations and Maintenance (O&M) Improvements | 2032 | SC C | million_m3 | After Competition Groups | 36.8545 | 692872.0117 | 0.69287 | 632.9662 | 0.058225 | 7 | Residential_2032_SC C_million_m3_After Competition Groups_7 | Building Recommissioning, Operations and Maintenance (O&M) Improvements | 5.823% | 0.69287 | 36.8545 | Residential_2032_SC C_million_m3_After Competition Groups_Building Recommissioning, Operations and Maintenance (O&M) Improvements
Residential | Res ¦ Basement Wall Insulation | 2032 | SC C | million_m3 | After Competition Groups | 33.5947 | 5001890.8659 | 5.0019 | 632.9662 | 0.053075 | 8 | Residential_2032_SC C_million_m3_After Competition Groups_8 | Basement Wall Insulation | 5.308% | 5.0019 | 33.5947 | Residential_2032_SC C_million_m3_After Competition Groups_Basement Wall Insulation
Residential | Res ¦ Attic Insulation | 2032 | SC C | million_m3 | After Competition Groups | 30.8133 | 5502685.2596 | 5.5027 | 632.9662 | 0.048681 | 9 | Residential_2032_SC C_million_m3_After Competition Groups_9 | Attic Insulation | 4.868% | 5.5027 | 30.8133 | Residential_2032_SC C_million_m3_After Competition Groups_Attic Insulation
Residential | Res ¦ Demand Control Ventilation | 2032 | SC C | million_m3 | After Competition Groups | 19.99 | 2016869.3509 | 2.0169 | 632.9662 | 0.031581 | 10 | Residential_2032_SC C_million_m3_After Competition Groups_10 | Demand Control Ventilation | 3.158% | 2.0169 | 19.99 | Residential_2032_SC C_million_m3_After Competition Groups_Demand Control Ventilation
Residential | Res ¦ Condensing Boiler | 2032 | SC C | million_m3 | After Competition Groups | 18.0434 | 3888465.7581 | 3.8885 | 632.9662 | 0.028506 | 11 | Residential_2032_SC C_million_m3_After Competition Groups_11 | Condensing Boiler | 2.851% | 3.8885 | 18.0434 | Residential_2032_SC C_million_m3_After Competition Groups_Condensing Boiler
Residential | Res ¦ High Efficiency Condensing Furnace | 2032 | SC C | million_m3 | After Competition Groups | 14.0037 | 1601863.6956 | 1.6019 | 632.9662 | 0.022124 | 12 | Residential_2032_SC C_million_m3_After Competition Groups_12 | High Efficiency Condensing Furnace | 2.212% | 1.6019 | 14.0037 | Residential_2032_SC C_million_m3_After Competition Groups_High Efficiency Condensing Furnace
Residential | Res ¦ Heat Recovery Ventilator | 2032 | SC C | million_m3 | After Competition Groups | 9.388 | 2192015.5656 | 2.192 | 632.9662 | 0.014832 | 13 | Residential_2032_SC C_million_m3_After Competition Groups_13 | Heat Recovery Ventilator | 1.483% | 2.192 | 9.388 | Residential_2032_SC C_million_m3_After Competition Groups_Heat Recovery Ventilator
Residential | Res ¦ Home Energy Reports | 2032 | SC C | million_m3 | After Competition Groups | 8.9936 | 7888580.9755 | 7.8886 | 632.9662 | 0.014209 | 14 | Residential_2032_SC C_million_m3_After Competition Groups_14 | Home Energy Reports | 1.421% | 7.8886 | 8.9936 | Residential_2032_SC C_million_m3_After Competition Groups_Home Energy Reports
Residential | Res ¦ Duct Insulation MF | 2032 | SC C | million_m3 | After Competition Groups | 2.5473 | 328748.3052 | 0.32875 | 632.9662 | 0.0040243 | 15 | Residential_2032_SC C_million_m3_After Competition Groups_15 | Duct Insulation MF | 0.4024% | 0.32875 | 2.5473 | Residential_2032_SC C_million_m3_After Competition Groups_Duct Insulation MF
Residential | Res ¦ Wall Insulation MF | 2032 | SC C | million_m3 | After Competition Groups | 2.0797 | 121514.1927 | 0.12151 | 632.9662 | 0.0032857 | 16 | Residential_2032_SC C_million_m3_After Competition Groups_16 | Wall Insulation MF | 0.3286% | 0.12151 | 2.0797 | Residential_2032_SC C_million_m3_After Competition Groups_Wall Insulation MF
Residential | Res ¦ Pool Cover | 2032 | SC C | million_m3 | After Competition Groups | 1.4197 | 123426.9224 | 0.12343 | 632.9662 | 0.0022429 | 17 | Residential_2032_SC C_million_m3_After Competition Groups_17 | Pool Cover | 0.2243% | 0.12343 | 1.4197 | Residential_2032_SC C_million_m3_After Competition Groups_Pool Cover
Residential | Res ¦ Duct Insulation | 2032 | SC C | million_m3 | After Competition Groups | 1.2234 | 169652.3557 | 0.16965 | 632.9662 | 0.0019327 | 18 | Residential_2032_SC C_million_m3_After Competition Groups_18 | Duct Insulation | 0.1933% | 0.16965 | 1.2234 | Residential_2032_SC C_million_m3_After Competition Groups_Duct Insulation
Residential | Res ¦ Floor Insulation | 2032 | SC C | million_m3 | After Competition Groups | 0.89511 | 111231.1311 | 0.11123 | 632.9662 | 0.0014141 | 19 | Residential_2032_SC C_million_m3_After Competition Groups_19 | Floor Insulation | 0.1414% | 0.11123 | 0.89511 | Residential_2032_SC C_million_m3_After Competition Groups_Floor Insulation
Residential | Res ¦ Minimize Hot and Warm Clothes Wash | 2032 | SC C | million_m3 | After Competition Groups | 0.59479 | 0 | 0 | 632.9662 | 0.00093968 | 20 | Residential_2032_SC C_million_m3_After Competition Groups_20 | Minimize Hot and Warm Clothes Wash | 0.09397% | 0 | 0.59479 | Residential_2032_SC C_million_m3_After Competition Groups_Minimize Hot and Warm Clothes Wash
Residential | Res ¦ Water Heater Temperature Setback | 2032 | SC C | million_m3 | After Competition Groups | 0.41632 | 51436.3258 | 0.051436 | 632.9662 | 0.00065774 | 21 | Residential_2032_SC C_million_m3_After Competition Groups_21 | Water Heater Temperature Setback | 0.06577% | 0.051436 | 0.41632 | Residential_2032_SC C_million_m3_After Competition Groups_Water Heater Temperature Setback
Residential | Res ¦ Wall Insulation | 2032 | SC C | million_m3 | After Competition Groups | 0.23895 | 30790.1436 | 0.03079 | 632.9662 | 0.0003775 | 22 | Residential_2032_SC C_million_m3_After Competition Groups_22 | Wall Insulation | 0.03775% | 0.03079 | 0.23895 | Residential_2032_SC C_million_m3_After Competition Groups_Wall Insulation
Residential | Res ¦ Energy Star Clothes Washer | 2032 | SC C | million_m3 | After Competition Groups | 0.053932 | 18019.9691 | 0.01802 | 632.9662 | 8.5205e-05 | 23 | Residential_2032_SC C_million_m3_After Competition Groups_23 | Energy Star Clothes Washer | 0.008521% | 0.01802 | 0.053932 | Residential_2032_SC C_million_m3_After Competition Groups_Energy Star Clothes Washer
Residential | Res ¦ Clothes Drying Racks | 2032 | SC C | million_m3 | After Competition Groups | 0.00055151 | 0 | 0 | 632.9662 | 8.713e-07 | 24 | Residential_2032_SC C_million_m3_After Competition Groups_24 | Clothes Drying Racks | 8.713e-05% | 0 | 0.00055151 | Residential_2032_SC C_million_m3_After Competition Groups_Clothes Drying Racks
Residential | Res ¦ Air Sealing | 2032 | Technical | million_m3 | After Competition Groups | 556.0457 | 0 | 0 | 3634.1601 | 0.15301 | 1 | Residential_2032_Technical_million_m3_After Competition Groups_1 | Air Sealing | 15.3% | 0 | 556.0457 | Residential_2032_Technical_million_m3_After Competition Groups_Air Sealing
Residential | Res ¦ Adaptive Thermostat | 2032 | Technical | million_m3 | After Competition Groups | 498.2827 | 0 | 0 | 3634.1601 | 0.13711 | 2 | Residential_2032_Technical_million_m3_After Competition Groups_2 | Adaptive Thermostat | 13.71% | 0 | 498.2827 | Residential_2032_Technical_million_m3_After Competition Groups_Adaptive Thermostat
Residential | Res ¦ Energy Star Windows | 2032 | Technical | million_m3 | After Competition Groups | 211.5714 | 0 | 0 | 3634.1601 | 0.058217 | 3 | Residential_2032_Technical_million_m3_After Competition Groups_3 | Energy Star Windows | 5.822% | 0 | 211.5714 | Residential_2032_Technical_million_m3_After Competition Groups_Energy Star Windows
Residential | Res ¦ Condensing Storage Water Heater | 2032 | Technical | million_m3 | After Competition Groups | 204.6941 | 0 | 0 | 3634.1601 | 0.056325 | 4 | Residential_2032_Technical_million_m3_After Competition Groups_4 | Condensing Storage Water Heater | 5.633% | 0 | 204.6941 | Residential_2032_Technical_million_m3_After Competition Groups_Condensing Storage Water Heater
Residential | Res ¦ Tankless Water Heater | 2032 | Technical | million_m3 | After Competition Groups | 172.448 | 0 | 0 | 3634.1601 | 0.047452 | 5 | Residential_2032_Technical_million_m3_After Competition Groups_5 | Tankless Water Heater | 4.745% | 0 | 172.448 | Residential_2032_Technical_million_m3_After Competition Groups_Tankless Water Heater
Residential | Res ¦ Comprehensive Draft Proofing | 2032 | Technical | million_m3 | After Competition Groups | 167.4494 | 0 | 0 | 3634.1601 | 0.046076 | 6 | Residential_2032_Technical_million_m3_After Competition Groups_6 | Comprehensive Draft Proofing | 4.608% | 0 | 167.4494 | Residential_2032_Technical_million_m3_After Competition Groups_Comprehensive Draft Proofing
Residential | Res ¦ Wall Insulation | 2032 | Technical | million_m3 | After Competition Groups | 153.748 | 0 | 0 | 3634.1601 | 0.042306 | 7 | Residential_2032_Technical_million_m3_After Competition Groups_7 | Wall Insulation | 4.231% | 0 | 153.748 | Residential_2032_Technical_million_m3_After Competition Groups_Wall Insulation
Residential | Res ¦ Condensing Boiler | 2032 | Technical | million_m3 | After Competition Groups | 138.6979 | 0 | 0 | 3634.1601 | 0.038165 | 8 | Residential_2032_Technical_million_m3_After Competition Groups_8 | Condensing Boiler | 3.817% | 0 | 138.6979 | Residential_2032_Technical_million_m3_After Competition Groups_Condensing Boiler
Residential | Res ¦ Attic Insulation | 2032 | Technical | million_m3 | After Competition Groups | 135.7676 | 0 | 0 | 3634.1601 | 0.037359 | 9 | Residential_2032_Technical_million_m3_After Competition Groups_9 | Attic Insulation | 3.736% | 0 | 135.7676 | Residential_2032_Technical_million_m3_After Competition Groups_Attic Insulation
Residential | Res ¦ DHW Recirculation Systems | 2032 | Technical | million_m3 | After Competition Groups | 128.4521 | 0 | 0 | 3634.1601 | 0.035346 | 10 | Residential_2032_Technical_million_m3_After Competition Groups_10 | DHW Recirculation Systems | 3.535% | 0 | 128.4521 | Residential_2032_Technical_million_m3_After Competition Groups_DHW Recirculation Systems
Residential | Res ¦ Heat Recovery Ventilator | 2032 | Technical | million_m3 | After Competition Groups | 120.5194 | 0 | 0 | 3634.1601 | 0.033163 | 11 | Residential_2032_Technical_million_m3_After Competition Groups_11 | Heat Recovery Ventilator | 3.316% | 0 | 120.5194 | Residential_2032_Technical_million_m3_After Competition Groups_Heat Recovery Ventilator
Residential | Res ¦ Basement or Crawlspace Insulation | 2032 | Technical | million_m3 | After Competition Groups | 115.3296 | 0 | 0 | 3634.1601 | 0.031735 | 12 | Residential_2032_Technical_million_m3_After Competition Groups_12 | Basement or Crawlspace Insulation | 3.173% | 0 | 115.3296 | Residential_2032_Technical_million_m3_After Competition Groups_Basement or Crawlspace Insulation
Residential | Res ¦ High Efficiency Condensing Furnace | 2032 | Technical | million_m3 | After Competition Groups | 113.1264 | 0 | 0 | 3634.1601 | 0.031129 | 13 | Residential_2032_Technical_million_m3_After Competition Groups_13 | High Efficiency Condensing Furnace | 3.113% | 0 | 113.1264 | Residential_2032_Technical_million_m3_After Competition Groups_High Efficiency Condensing Furnace
Residential | Res ¦ Basement Wall Insulation | 2032 | Technical | million_m3 | After Competition Groups | 112.8595 | 0 | 0 | 3634.1601 | 0.031055 | 14 | Residential_2032_Technical_million_m3_After Competition Groups_14 | Basement Wall Insulation | 3.106% | 0 | 112.8595 | Residential_2032_Technical_million_m3_After Competition Groups_Basement Wall Insulation
Residential | Res ¦ High Efficiency Fireplace with Pilotless Ignition | 2032 | Technical | million_m3 | After Competition Groups | 111.0282 | 0 | 0 | 3634.1601 | 0.030551 | 15 | Residential_2032_Technical_million_m3_After Competition Groups_15 | High Efficiency Fireplace with Pilotless Ignition | 3.055% | 0 | 111.0282 | Residential_2032_Technical_million_m3_After Competition Groups_High Efficiency Fireplace with Pilotless Ignition
Residential | Res ¦ Window Film | 2032 | Technical | million_m3 | After Competition Groups | 79.3433 | 0 | 0 | 3634.1601 | 0.021833 | 16 | Residential_2032_Technical_million_m3_After Competition Groups_16 | Window Film | 2.183% | 0 | 79.3433 | Residential_2032_Technical_million_m3_After Competition Groups_Window Film
Residential | Res ¦ Furnace Tune Up | 2032 | Technical | million_m3 | After Competition Groups | 76.6919 | 0 | 0 | 3634.1601 | 0.021103 | 17 | Residential_2032_Technical_million_m3_After Competition Groups_17 | Furnace Tune Up | 2.11% | 0 | 76.6919 | Residential_2032_Technical_million_m3_After Competition Groups_Furnace Tune Up
Residential | Res ¦ Condensing Make Up Air Unit | 2032 | Technical | million_m3 | After Competition Groups | 76.5265 | 0 | 0 | 3634.1601 | 0.021058 | 18 | Residential_2032_Technical_million_m3_After Competition Groups_18 | Condensing Make Up Air Unit | 2.106% | 0 | 76.5265 | Residential_2032_Technical_million_m3_After Competition Groups_Condensing Make Up Air Unit
Residential | Res ¦ Advanced BAS/Controllers | 2032 | Technical | million_m3 | After Competition Groups | 68.9701 | 0 | 0 | 3634.1601 | 0.018978 | 19 | Residential_2032_Technical_million_m3_After Competition Groups_19 | Advanced BAS/Controllers | 1.898% | 0 | 68.9701 | Residential_2032_Technical_million_m3_After Competition Groups_Advanced BAS/Controllers
Residential | Res ¦ Ceiling Insulation | 2032 | Technical | million_m3 | After Competition Groups | 57.1455 | 0 | 0 | 3634.1601 | 0.015725 | 20 | Residential_2032_Technical_million_m3_After Competition Groups_20 | Ceiling Insulation | 1.572% | 0 | 57.1455 | Residential_2032_Technical_million_m3_After Competition Groups_Ceiling Insulation
Residential | Res ¦ Building Recommissioning, Operations and Maintenance (O&M) Improvements | 2032 | Technical | million_m3 | After Competition Groups | 56.9943 | 0 | 0 | 3634.1601 | 0.015683 | 21 | Residential_2032_Technical_million_m3_After Competition Groups_21 | Building Recommissioning, Operations and Maintenance (O&M) Improvements | 1.568% | 0 | 56.9943 | Residential_2032_Technical_million_m3_After Competition Groups_Building Recommissioning, Operations and Maintenance (O&M) Improvements
Residential | Res ¦ Duct Insulation MF | 2032 | Technical | million_m3 | After Competition Groups | 45.1026 | 0 | 0 | 3634.1601 | 0.012411 | 22 | Residential_2032_Technical_million_m3_After Competition Groups_22 | Duct Insulation MF | 1.241% | 0 | 45.1026 | Residential_2032_Technical_million_m3_After Competition Groups_Duct Insulation MF
Residential | Res ¦ Floor Insulation | 2032 | Technical | million_m3 | After Competition Groups | 44.4564 | 0 | 0 | 3634.1601 | 0.012233 | 23 | Residential_2032_Technical_million_m3_After Competition Groups_23 | Floor Insulation | 1.223% | 0 | 44.4564 | Residential_2032_Technical_million_m3_After Competition Groups_Floor Insulation
Residential | Res ¦ Duct Insulation | 2032 | Technical | million_m3 | After Competition Groups | 42.2522 | 0 | 0 | 3634.1601 | 0.011626 | 24 | Residential_2032_Technical_million_m3_After Competition Groups_24 | Duct Insulation | 1.163% | 0 | 42.2522 | Residential_2032_Technical_million_m3_After Competition Groups_Duct Insulation
Residential | Res ¦ Demand Control Ventilation | 2032 | Technical | million_m3 | After Competition Groups | 30.9139 | 0 | 0 | 3634.1601 | 0.0085065 | 25 | Residential_2032_Technical_million_m3_After Competition Groups_25 | Demand Control Ventilation | 0.8506% | 0 | 30.9139 | Residential_2032_Technical_million_m3_After Competition Groups_Demand Control Ventilation
Residential | Res ¦ Home Energy Reports | 2032 | Technical | million_m3 | After Competition Groups | 25.4183 | 0 | 0 | 3634.1601 | 0.0069943 | 26 | Residential_2032_Technical_million_m3_After Competition Groups_26 | Home Energy Reports | 0.6994% | 0 | 25.4183 | Residential_2032_Technical_million_m3_After Competition Groups_Home Energy Reports
Residential | Res ¦ Early Hot Water Heater Replacement | 2032 | Technical | million_m3 | After Competition Groups | 25.1711 | 0 | 0 | 3634.1601 | 0.0069263 | 27 | Residential_2032_Technical_million_m3_After Competition Groups_27 | Early Hot Water Heater Replacement | 0.6926% | 0 | 25.1711 | Residential_2032_Technical_million_m3_After Competition Groups_Early Hot Water Heater Replacement
Residential | Res ¦ Drain Water Heat Recovery | 2032 | Technical | million_m3 | After Competition Groups | 21.4824 | 0 | 0 | 3634.1601 | 0.0059112 | 28 | Residential_2032_Technical_million_m3_After Competition Groups_28 | Drain Water Heat Recovery | 0.5911% | 0 | 21.4824 | Residential_2032_Technical_million_m3_After Competition Groups_Drain Water Heat Recovery
Residential | Res ¦ Pool Cover | 2032 | Technical | million_m3 | After Competition Groups | 14.0777 | 0 | 0 | 3634.1601 | 0.0038737 | 29 | Residential_2032_Technical_million_m3_After Competition Groups_29 | Pool Cover | 0.3874% | 0 | 14.0777 | Residential_2032_Technical_million_m3_After Competition Groups_Pool Cover
Residential | Res ¦ High Efficiency Gas Pool Heater | 2032 | Technical | million_m3 | After Competition Groups | 11.037 | 0 | 0 | 3634.1601 | 0.003037 | 30 | Residential_2032_Technical_million_m3_After Competition Groups_30 | High Efficiency Gas Pool Heater | 0.3037% | 0 | 11.037 | Residential_2032_Technical_million_m3_After Competition Groups_High Efficiency Gas Pool Heater
Residential | Res ¦ Wall Insulation MF | 2032 | Technical | million_m3 | After Competition Groups | 6.9867 | 0 | 0 | 3634.1601 | 0.0019225 | 31 | Residential_2032_Technical_million_m3_After Competition Groups_31 | Wall Insulation MF | 0.1923% | 0 | 6.9867 | Residential_2032_Technical_million_m3_After Competition Groups_Wall Insulation MF
Residential | Res ¦ Water Heater Temperature Setback | 2032 | Technical | million_m3 | After Competition Groups | 6.2644 | 0 | 0 | 3634.1601 | 0.0017237 | 32 | Residential_2032_Technical_million_m3_After Competition Groups_32 | Water Heater Temperature Setback | 0.1724% | 0 | 6.2644 | Residential_2032_Technical_million_m3_After Competition Groups_Water Heater Temperature Setback
Residential | Res ¦ Energy Star Clothes Dryer | 2032 | Technical | million_m3 | After Competition Groups | 2.1249 | 0 | 0 | 3634.1601 | 0.0005847 | 33 | Residential_2032_Technical_million_m3_After Competition Groups_33 | Energy Star Clothes Dryer | 0.05847% | 0 | 2.1249 | Residential_2032_Technical_million_m3_After Competition Groups_Energy Star Clothes Dryer
Residential | Res ¦ Clothes Drying Racks | 2032 | Technical | million_m3 | After Competition Groups | 1.0797 | 0 | 0 | 3634.1601 | 0.0002971 | 34 | Residential_2032_Technical_million_m3_After Competition Groups_34 | Clothes Drying Racks | 0.02971% | 0 | 1.0797 | Residential_2032_Technical_million_m3_After Competition Groups_Clothes Drying Racks
Residential | Res ¦ Energy Star Clothes Washer | 2032 | Technical | million_m3 | After Competition Groups | 1.0561 | 0 | 0 | 3634.1601 | 0.00029062 | 35 | Residential_2032_Technical_million_m3_After Competition Groups_35 | Energy Star Clothes Washer | 0.02906% | 0 | 1.0561 | Residential_2032_Technical_million_m3_After Competition Groups_Energy Star Clothes Washer
Residential | Res ¦ Minimize Hot and Warm Clothes Wash | 2032 | Technical | million_m3 | After Competition Groups | 0.9349 | 0 | 0 | 3634.1601 | 0.00025725 | 36 | Residential_2032_Technical_million_m3_After Competition Groups_36 | Minimize Hot and Warm Clothes Wash | 0.02573% | 0 | 0.9349 | Residential_2032_Technical_million_m3_After Competition Groups_Minimize Hot and Warm Clothes Wash
Residential | Res ¦ Solar Water Preheat (Pools/DHW) | 2032 | Technical | million_m3 | After Competition Groups | 0.11011 | 0 | 0 | 3634.1601 | 3.0299e-05 | 37 | Residential_2032_Technical_million_m3_After Competition Groups_37 | Solar Water Preheat (Pools/DHW) | 0.00303% | 0 | 0.11011 | Residential_2032_Technical_million_m3_After Competition Groups_Solar Water Preheat (Pools/DHW)
Residential | Res ¦ Air Sealing | 2033 | Economic | million_m3 | After Competition Groups | 547.2602 | 0 | 0 | 2304.2151 | 0.2375 | 1 | Residential_2033_Economic_million_m3_After Competition Groups_1 | Air Sealing | 23.75% | 0 | 547.2602 | Residential_2033_Economic_million_m3_After Competition Groups_Air Sealing
Residential | Res ¦ Adaptive Thermostat | 2033 | Economic | million_m3 | After Competition Groups | 498.4047 | 0 | 0 | 2304.2151 | 0.2163 | 2 | Residential_2033_Economic_million_m3_After Competition Groups_2 | Adaptive Thermostat | 21.63% | 0 | 498.4047 | Residential_2033_Economic_million_m3_After Competition Groups_Adaptive Thermostat
Residential | Res ¦ Comprehensive Draft Proofing | 2033 | Economic | million_m3 | After Competition Groups | 164.8037 | 0 | 0 | 2304.2151 | 0.071523 | 3 | Residential_2033_Economic_million_m3_After Competition Groups_3 | Comprehensive Draft Proofing | 7.152% | 0 | 164.8037 | Residential_2033_Economic_million_m3_After Competition Groups_Comprehensive Draft Proofing
Residential | Res ¦ Attic Insulation | 2033 | Economic | million_m3 | After Competition Groups | 133.6225 | 0 | 0 | 2304.2151 | 0.05799 | 4 | Residential_2033_Economic_million_m3_After Competition Groups_4 | Attic Insulation | 5.799% | 0 | 133.6225 | Residential_2033_Economic_million_m3_After Competition Groups_Attic Insulation
Residential | Res ¦ Heat Recovery Ventilator | 2033 | Economic | million_m3 | After Competition Groups | 127.8215 | 0 | 0 | 2304.2151 | 0.055473 | 5 | Residential_2033_Economic_million_m3_After Competition Groups_5 | Heat Recovery Ventilator | 5.547% | 0 | 127.8215 | Residential_2033_Economic_million_m3_After Competition Groups_Heat Recovery Ventilator
Residential | Res ¦ High Efficiency Fireplace with Pilotless Ignition | 2033 | Economic | million_m3 | After Competition Groups | 116.8843 | 0 | 0 | 2304.2151 | 0.050726 | 6 | Residential_2033_Economic_million_m3_After Competition Groups_6 | High Efficiency Fireplace with Pilotless Ignition | 5.073% | 0 | 116.8843 | Residential_2033_Economic_million_m3_After Competition Groups_High Efficiency Fireplace with Pilotless Ignition
Residential | Res ¦ Basement Wall Insulation | 2033 | Economic | million_m3 | After Competition Groups | 111.0763 | 0 | 0 | 2304.2151 | 0.048206 | 7 | Residential_2033_Economic_million_m3_After Competition Groups_7 | Basement Wall Insulation | 4.821% | 0 | 111.0763 | Residential_2033_Economic_million_m3_After Competition Groups_Basement Wall Insulation
Residential | Res ¦ High Efficiency Condensing Furnace | 2033 | Economic | million_m3 | After Competition Groups | 108.1211 | 0 | 0 | 2304.2151 | 0.046923 | 8 | Residential_2033_Economic_million_m3_After Competition Groups_8 | High Efficiency Condensing Furnace | 4.692% | 0 | 108.1211 | Residential_2033_Economic_million_m3_After Competition Groups_High Efficiency Condensing Furnace
Residential | Res ¦ Condensing Boiler | 2033 | Economic | million_m3 | After Competition Groups | 88.4442 | 0 | 0 | 2304.2151 | 0.038384 | 9 | Residential_2033_Economic_million_m3_After Competition Groups_9 | Condensing Boiler | 3.838% | 0 | 88.4442 | Residential_2033_Economic_million_m3_After Competition Groups_Condensing Boiler
Residential | Res ¦ Condensing Make Up Air Unit | 2033 | Economic | million_m3 | After Competition Groups | 80.7155 | 0 | 0 | 2304.2151 | 0.03503 | 10 | Residential_2033_Economic_million_m3_After Competition Groups_10 | Condensing Make Up Air Unit | 3.503% | 0 | 80.7155 | Residential_2033_Economic_million_m3_After Competition Groups_Condensing Make Up Air Unit
Residential | Res ¦ Advanced BAS/Controllers | 2033 | Economic | million_m3 | After Competition Groups | 67.8803 | 0 | 0 | 2304.2151 | 0.029459 | 11 | Residential_2033_Economic_million_m3_After Competition Groups_11 | Advanced BAS/Controllers | 2.946% | 0 | 67.8803 | Residential_2033_Economic_million_m3_After Competition Groups_Advanced BAS/Controllers
Residential | Res ¦ Building Recommissioning, Operations and Maintenance (O&M) Improvements | 2033 | Economic | million_m3 | After Competition Groups | 56.0938 | 0 | 0 | 2304.2151 | 0.024344 | 12 | Residential_2033_Economic_million_m3_After Competition Groups_12 | Building Recommissioning, Operations and Maintenance (O&M) Improvements | 2.434% | 0 | 56.0938 | Residential_2033_Economic_million_m3_After Competition Groups_Building Recommissioning, Operations and Maintenance (O&M) Improvements
Residential | Res ¦ Floor Insulation | 2033 | Economic | million_m3 | After Competition Groups | 43.754 | 0 | 0 | 2304.2151 | 0.018989 | 13 | Residential_2033_Economic_million_m3_After Competition Groups_13 | Floor Insulation | 1.899% | 0 | 43.754 | Residential_2033_Economic_million_m3_After Competition Groups_Floor Insulation
Residential | Res ¦ Duct Insulation | 2033 | Economic | million_m3 | After Competition Groups | 39.7281 | 0 | 0 | 2304.2151 | 0.017241 | 14 | Residential_2033_Economic_million_m3_After Competition Groups_14 | Duct Insulation | 1.724% | 0 | 39.7281 | Residential_2033_Economic_million_m3_After Competition Groups_Duct Insulation
Residential | Res ¦ Duct Insulation MF | 2033 | Economic | million_m3 | After Competition Groups | 31.4913 | 0 | 0 | 2304.2151 | 0.013667 | 15 | Residential_2033_Economic_million_m3_After Competition Groups_15 | Duct Insulation MF | 1.367% | 0 | 31.4913 | Residential_2033_Economic_million_m3_After Competition Groups_Duct Insulation MF
Residential | Res ¦ Demand Control Ventilation | 2033 | Economic | million_m3 | After Competition Groups | 30.4254 | 0 | 0 | 2304.2151 | 0.013204 | 16 | Residential_2033_Economic_million_m3_After Competition Groups_16 | Demand Control Ventilation | 1.32% | 0 | 30.4254 | Residential_2033_Economic_million_m3_After Competition Groups_Demand Control Ventilation
Residential | Res ¦ Home Energy Reports | 2033 | Economic | million_m3 | After Competition Groups | 15.1069 | 0 | 0 | 2304.2151 | 0.0065562 | 17 | Residential_2033_Economic_million_m3_After Competition Groups_17 | Home Energy Reports | 0.6556% | 0 | 15.1069 | Residential_2033_Economic_million_m3_After Competition Groups_Home Energy Reports
Residential | Res ¦ Pool Cover | 2033 | Economic | million_m3 | After Competition Groups | 13.8552 | 0 | 0 | 2304.2151 | 0.006013 | 18 | Residential_2033_Economic_million_m3_After Competition Groups_18 | Pool Cover | 0.6013% | 0 | 13.8552 | Residential_2033_Economic_million_m3_After Competition Groups_Pool Cover
Residential | Res ¦ Wall Insulation | 2033 | Economic | million_m3 | After Competition Groups | 13.504 | 0 | 0 | 2304.2151 | 0.0058606 | 19 | Residential_2033_Economic_million_m3_After Competition Groups_19 | Wall Insulation | 0.5861% | 0 | 13.504 | Residential_2033_Economic_million_m3_After Competition Groups_Wall Insulation
Residential | Res ¦ Wall Insulation MF | 2033 | Economic | million_m3 | After Competition Groups | 6.8763 | 0 | 0 | 2304.2151 | 0.0029842 | 20 | Residential_2033_Economic_million_m3_After Competition Groups_20 | Wall Insulation MF | 0.2984% | 0 | 6.8763 | Residential_2033_Economic_million_m3_After Competition Groups_Wall Insulation MF
Residential | Res ¦ Water Heater Temperature Setback | 2033 | Economic | million_m3 | After Competition Groups | 6.1654 | 0 | 0 | 2304.2151 | 0.0026757 | 21 | Residential_2033_Economic_million_m3_After Competition Groups_21 | Water Heater Temperature Setback | 0.2676% | 0 | 6.1654 | Residential_2033_Economic_million_m3_After Competition Groups_Water Heater Temperature Setback
Residential | Res ¦ Clothes Drying Racks | 2033 | Economic | million_m3 | After Competition Groups | 1.0627 | 0 | 0 | 2304.2151 | 0.00046118 | 22 | Residential_2033_Economic_million_m3_After Competition Groups_22 | Clothes Drying Racks | 0.04612% | 0 | 1.0627 | Residential_2033_Economic_million_m3_After Competition Groups_Clothes Drying Racks
Residential | Res ¦ Minimize Hot and Warm Clothes Wash | 2033 | Economic | million_m3 | After Competition Groups | 0.92012 | 0 | 0 | 2304.2151 | 0.00039932 | 23 | Residential_2033_Economic_million_m3_After Competition Groups_23 | Minimize Hot and Warm Clothes Wash | 0.03993% | 0 | 0.92012 | Residential_2033_Economic_million_m3_After Competition Groups_Minimize Hot and Warm Clothes Wash
Residential | Res ¦ Energy Star Clothes Washer | 2033 | Economic | million_m3 | After Competition Groups | 0.1975 | 0 | 0 | 2304.2151 | 8.5711e-05 | 24 | Residential_2033_Economic_million_m3_After Competition Groups_24 | Energy Star Clothes Washer | 0.008571% | 0 | 0.1975 | Residential_2033_Economic_million_m3_After Competition Groups_Energy Star Clothes Washer
Residential | Res ¦ Comprehensive Draft Proofing | 2033 | SC A | million_m3 | After Competition Groups | 111.1747 | 251841.272 | 0.25184 | 533.7317 | 0.2083 | 1 | Residential_2033_SC A_million_m3_After Competition Groups_1 | Comprehensive Draft Proofing | 20.83% | 0.25184 | 111.1747 | Residential_2033_SC A_million_m3_After Competition Groups_Comprehensive Draft Proofing
Residential | Res ¦ Adaptive Thermostat | 2033 | SC A | million_m3 | After Competition Groups | 85.648 | 2185985.662 | 2.186 | 533.7317 | 0.16047 | 2 | Residential_2033_SC A_million_m3_After Competition Groups_2 | Adaptive Thermostat | 16.05% | 2.186 | 85.648 | Residential_2033_SC A_million_m3_After Competition Groups_Adaptive Thermostat
Residential | Res ¦ High Efficiency Fireplace with Pilotless Ignition | 2033 | SC A | million_m3 | After Competition Groups | 62.2992 | 1437154.6215 | 1.4372 | 533.7317 | 0.11672 | 3 | Residential_2033_SC A_million_m3_After Competition Groups_3 | High Efficiency Fireplace with Pilotless Ignition | 11.67% | 1.4372 | 62.2992 | Residential_2033_SC A_million_m3_After Competition Groups_High Efficiency Fireplace with Pilotless Ignition
Residential | Res ¦ Air Sealing | 2033 | SC A | million_m3 | After Competition Groups | 58.5317 | 251686.6366 | 0.25169 | 533.7317 | 0.10967 | 4 | Residential_2033_SC A_million_m3_After Competition Groups_4 | Air Sealing | 10.97% | 0.25169 | 58.5317 | Residential_2033_SC A_million_m3_After Competition Groups_Air Sealing
Residential | Res ¦ Advanced BAS/Controllers | 2033 | SC A | million_m3 | After Competition Groups | 48.0703 | 827448.2592 | 0.82745 | 533.7317 | 0.090065 | 5 | Residential_2033_SC A_million_m3_After Competition Groups_5 | Advanced BAS/Controllers | 9.006% | 0.82745 | 48.0703 | Residential_2033_SC A_million_m3_After Competition Groups_Advanced BAS/Controllers
Residential | Res ¦ Building Recommissioning, Operations and Maintenance (O&M) Improvements | 2033 | SC A | million_m3 | After Competition Groups | 39.5718 | 549091.7629 | 0.54909 | 533.7317 | 0.074142 | 6 | Residential_2033_SC A_million_m3_After Competition Groups_6 | Building Recommissioning, Operations and Maintenance (O&M) Improvements | 7.414% | 0.54909 | 39.5718 | Residential_2033_SC A_million_m3_After Competition Groups_Building Recommissioning, Operations and Maintenance (O&M) Improvements
Residential | Res ¦ Condensing Make Up Air Unit | 2033 | SC A | million_m3 | After Competition Groups | 29.1483 | 1032297.4428 | 1.0323 | 533.7317 | 0.054612 | 7 | Residential_2033_SC A_million_m3_After Competition Groups_7 | Condensing Make Up Air Unit | 5.461% | 1.0323 | 29.1483 | Residential_2033_SC A_million_m3_After Competition Groups_Condensing Make Up Air Unit
Residential | Res ¦ Basement Wall Insulation | 2033 | SC A | million_m3 | After Competition Groups | 24.2192 | 1211003.9482 | 1.211 | 533.7317 | 0.045377 | 8 | Residential_2033_SC A_million_m3_After Competition Groups_8 | Basement Wall Insulation | 4.538% | 1.211 | 24.2192 | Residential_2033_SC A_million_m3_After Competition Groups_Basement Wall Insulation
Residential | Res ¦ Attic Insulation | 2033 | SC A | million_m3 | After Competition Groups | 16.2886 | 614113.2816 | 0.61411 | 533.7317 | 0.030518 | 9 | Residential_2033_SC A_million_m3_After Competition Groups_9 | Attic Insulation | 3.052% | 0.61411 | 16.2886 | Residential_2033_SC A_million_m3_After Competition Groups_Attic Insulation
Residential | Res ¦ Demand Control Ventilation | 2033 | SC A | million_m3 | After Competition Groups | 13.884 | 340965.5069 | 0.34097 | 533.7317 | 0.026013 | 10 | Residential_2033_SC A_million_m3_After Competition Groups_10 | Demand Control Ventilation | 2.601% | 0.34097 | 13.884 | Residential_2033_SC A_million_m3_After Competition Groups_Demand Control Ventilation
Residential | Res ¦ Condensing Boiler | 2033 | SC A | million_m3 | After Competition Groups | 12.7095 | 0 | 0 | 533.7317 | 0.023813 | 11 | Residential_2033_SC A_million_m3_After Competition Groups_11 | Condensing Boiler | 2.381% | 0 | 12.7095 | Residential_2033_SC A_million_m3_After Competition Groups_Condensing Boiler
Residential | Res ¦ Home Energy Reports | 2033 | SC A | million_m3 | After Competition Groups | 10.1508 | 9042000.3733 | 9.042 | 533.7317 | 0.019019 | 12 | Residential_2033_SC A_million_m3_After Competition Groups_12 | Home Energy Reports | 1.902% | 9.042 | 10.1508 | Residential_2033_SC A_million_m3_After Competition Groups_Home Energy Reports
Residential | Res ¦ High Efficiency Condensing Furnace | 2033 | SC A | million_m3 | After Competition Groups | 8.7619 | 0 | 0 | 533.7317 | 0.016416 | 13 | Residential_2033_SC A_million_m3_After Competition Groups_13 | High Efficiency Condensing Furnace | 1.642% | 0 | 8.7619 | Residential_2033_SC A_million_m3_After Competition Groups_High Efficiency Condensing Furnace
Residential | Res ¦ Heat Recovery Ventilator | 2033 | SC A | million_m3 | After Competition Groups | 5.9737 | 0 | 0 | 533.7317 | 0.011192 | 14 | Residential_2033_SC A_million_m3_After Competition Groups_14 | Heat Recovery Ventilator | 1.119% | 0 | 5.9737 | Residential_2033_SC A_million_m3_After Competition Groups_Heat Recovery Ventilator
Residential | Res ¦ Wall Insulation MF | 2033 | SC A | million_m3 | After Competition Groups | 1.9916 | 53620.3291 | 0.05362 | 533.7317 | 0.0037314 | 15 | Residential_2033_SC A_million_m3_After Competition Groups_15 | Wall Insulation MF | 0.3731% | 0.05362 | 1.9916 | Residential_2033_SC A_million_m3_After Competition Groups_Wall Insulation MF
Residential | Res ¦ Duct Insulation MF | 2033 | SC A | million_m3 | After Competition Groups | 1.7132 | 2868.2045 | 0.0028682 | 533.7317 | 0.0032098 | 16 | Residential_2033_SC A_million_m3_After Competition Groups_16 | Duct Insulation MF | 0.321% | 0.0028682 | 1.7132 | Residential_2033_SC A_million_m3_After Competition Groups_Duct Insulation MF
Residential | Res ¦ Pool Cover | 2033 | SC A | million_m3 | After Competition Groups | 0.86927 | 0 | 0 | 533.7317 | 0.0016287 | 17 | Residential_2033_SC A_million_m3_After Competition Groups_17 | Pool Cover | 0.1629% | 0 | 0.86927 | Residential_2033_SC A_million_m3_After Competition Groups_Pool Cover
Residential | Res ¦ Duct Insulation | 2033 | SC A | million_m3 | After Competition Groups | 0.82623 | 0 | 0 | 533.7317 | 0.001548 | 18 | Residential_2033_SC A_million_m3_After Competition Groups_18 | Duct Insulation | 0.1548% | 0 | 0.82623 | Residential_2033_SC A_million_m3_After Competition Groups_Duct Insulation
Residential | Res ¦ Minimize Hot and Warm Clothes Wash | 2033 | SC A | million_m3 | After Competition Groups | 0.62028 | 0 | 0 | 533.7317 | 0.0011622 | 19 | Residential_2033_SC A_million_m3_After Competition Groups_19 | Minimize Hot and Warm Clothes Wash | 0.1162% | 0 | 0.62028 | Residential_2033_SC A_million_m3_After Competition Groups_Minimize Hot and Warm Clothes Wash
Residential | Res ¦ Water Heater Temperature Setback | 2033 | SC A | million_m3 | After Competition Groups | 0.57424 | 0 | 0 | 533.7317 | 0.0010759 | 20 | Residential_2033_SC A_million_m3_After Competition Groups_20 | Water Heater Temperature Setback | 0.1076% | 0 | 0.57424 | Residential_2033_SC A_million_m3_After Competition Groups_Water Heater Temperature Setback
Residential | Res ¦ Floor Insulation | 2033 | SC A | million_m3 | After Competition Groups | 0.53036 | 0 | 0 | 533.7317 | 0.00099368 | 21 | Residential_2033_SC A_million_m3_After Competition Groups_21 | Floor Insulation | 0.09937% | 0 | 0.53036 | Residential_2033_SC A_million_m3_After Competition Groups_Floor Insulation
Residential | Res ¦ Wall Insulation | 2033 | SC A | million_m3 | After Competition Groups | 0.13892 | 0 | 0 | 533.7317 | 0.00026028 | 22 | Residential_2033_SC A_million_m3_After Competition Groups_22 | Wall Insulation | 0.02603% | 0 | 0.13892 | Residential_2033_SC A_million_m3_After Competition Groups_Wall Insulation
Residential | Res ¦ Energy Star Clothes Washer | 2033 | SC A | million_m3 | After Competition Groups | 0.035295 | 0 | 0 | 533.7317 | 6.6129e-05 | 23 | Residential_2033_SC A_million_m3_After Competition Groups_23 | Energy Star Clothes Washer | 0.006613% | 0 | 0.035295 | Residential_2033_SC A_million_m3_After Competition Groups_Energy Star Clothes Washer
Residential | Res ¦ Clothes Drying Racks | 2033 | SC A | million_m3 | After Competition Groups | 0.00058772 | 0 | 0 | 533.7317 | 1.1012e-06 | 24 | Residential_2033_SC A_million_m3_After Competition Groups_24 | Clothes Drying Racks | 0.0001101% | 0 | 0.00058772 | Residential_2033_SC A_million_m3_After Competition Groups_Clothes Drying Racks
Residential | Res ¦ Adaptive Thermostat | 2033 | SC B | million_m3 | After Competition Groups | 196.551 | 37354699.0189 | 37.3547 | 1239.6904 | 0.15855 | 1 | Residential_2033_SC B_million_m3_After Competition Groups_1 | Adaptive Thermostat | 15.85% | 37.3547 | 196.551 | Residential_2033_SC B_million_m3_After Competition Groups_Adaptive Thermostat
Residential | Res ¦ Air Sealing | 2033 | SC B | million_m3 | After Competition Groups | 183.0826 | 38322325.9821 | 38.3223 | 1239.6904 | 0.14768 | 2 | Residential_2033_SC B_million_m3_After Competition Groups_2 | Air Sealing | 14.77% | 38.3223 | 183.0826 | Residential_2033_SC B_million_m3_After Competition Groups_Air Sealing
Residential | Res ¦ Comprehensive Draft Proofing | 2033 | SC B | million_m3 | After Competition Groups | 177.7609 | 302573.0652 | 0.30257 | 1239.6904 | 0.14339 | 3 | Residential_2033_SC B_million_m3_After Competition Groups_3 | Comprehensive Draft Proofing | 14.34% | 0.30257 | 177.7609 | Residential_2033_SC B_million_m3_After Competition Groups_Comprehensive Draft Proofing
Residential | Res ¦ High Efficiency Condensing Furnace | 2033 | SC B | million_m3 | After Competition Groups | 96.0717 | 33239278.2533 | 33.2393 | 1239.6904 | 0.077497 | 4 | Residential_2033_SC B_million_m3_After Competition Groups_4 | High Efficiency Condensing Furnace | 7.75% | 33.2393 | 96.0717 | Residential_2033_SC B_million_m3_After Competition Groups_High Efficiency Condensing Furnace
Residential | Res ¦ High Efficiency Fireplace with Pilotless Ignition | 2033 | SC B | million_m3 | After Competition Groups | 93.8511 | 5634765.3842 | 5.6348 | 1239.6904 | 0.075705 | 5 | Residential_2033_SC B_million_m3_After Competition Groups_5 | High Efficiency Fireplace with Pilotless Ignition | 7.571% | 5.6348 | 93.8511 | Residential_2033_SC B_million_m3_After Competition Groups_High Efficiency Fireplace with Pilotless Ignition
Residential | Res ¦ Advanced BAS/Controllers | 2033 | SC B | million_m3 | After Competition Groups | 73.2168 | 265642.1605 | 0.26564 | 1239.6904 | 0.059061 | 6 | Residential_2033_SC B_million_m3_After Competition Groups_6 | Advanced BAS/Controllers | 5.906% | 0.26564 | 73.2168 | Residential_2033_SC B_million_m3_After Competition Groups_Advanced BAS/Controllers
Residential | Res ¦ Building Recommissioning, Operations and Maintenance (O&M) Improvements | 2033 | SC B | million_m3 | After Competition Groups | 60.504 | 212532.0193 | 0.21253 | 1239.6904 | 0.048806 | 7 | Residential_2033_SC B_million_m3_After Competition Groups_7 | Building Recommissioning, Operations and Maintenance (O&M) Improvements | 4.881% | 0.21253 | 60.504 | Residential_2033_SC B_million_m3_After Competition Groups_Building Recommissioning, Operations and Maintenance (O&M) Improvements
Residential | Res ¦ Condensing Boiler | 2033 | SC B | million_m3 | After Competition Groups | 59.1004 | 31657455.299 | 31.6575 | 1239.6904 | 0.047674 | 8 | Residential_2033_SC B_million_m3_After Competition Groups_8 | Condensing Boiler | 4.767% | 31.6575 | 59.1004 | Residential_2033_SC B_million_m3_After Competition Groups_Condensing Boiler
Residential | Res ¦ Heat Recovery Ventilator | 2033 | SC B | million_m3 | After Competition Groups | 58.9535 | 27487181.9055 | 27.4872 | 1239.6904 | 0.047555 | 9 | Residential_2033_SC B_million_m3_After Competition Groups_9 | Heat Recovery Ventilator | 4.755% | 27.4872 | 58.9535 | Residential_2033_SC B_million_m3_After Competition Groups_Heat Recovery Ventilator
Residential | Res ¦ Condensing Make Up Air Unit | 2033 | SC B | million_m3 | After Competition Groups | 54.5529 | 5131595.9111 | 5.1316 | 1239.6904 | 0.044005 | 10 | Residential_2033_SC B_million_m3_After Competition Groups_10 | Condensing Make Up Air Unit | 4.401% | 5.1316 | 54.5529 | Residential_2033_SC B_million_m3_After Competition Groups_Condensing Make Up Air Unit
Residential | Res ¦ Attic Insulation | 2033 | SC B | million_m3 | After Competition Groups | 44.7035 | 8607476.947 | 8.6075 | 1239.6904 | 0.03606 | 11 | Residential_2033_SC B_million_m3_After Competition Groups_11 | Attic Insulation | 3.606% | 8.6075 | 44.7035 | Residential_2033_SC B_million_m3_After Competition Groups_Attic Insulation
Residential | Res ¦ Basement Wall Insulation | 2033 | SC B | million_m3 | After Competition Groups | 37.1636 | 5272203.6737 | 5.2722 | 1239.6904 | 0.029978 | 12 | Residential_2033_SC B_million_m3_After Competition Groups_12 | Basement Wall Insulation | 2.998% | 5.2722 | 37.1636 | Residential_2033_SC B_million_m3_After Competition Groups_Basement Wall Insulation
Residential | Res ¦ Demand Control Ventilation | 2033 | SC B | million_m3 | After Competition Groups | 32.8168 | 618833.292 | 0.61883 | 1239.6904 | 0.026472 | 13 | Residential_2033_SC B_million_m3_After Competition Groups_13 | Demand Control Ventilation | 2.647% | 0.61883 | 32.8168 | Residential_2033_SC B_million_m3_After Competition Groups_Demand Control Ventilation
Residential | Res ¦ Floor Insulation | 2033 | SC B | million_m3 | After Competition Groups | 14.6276 | 9345592.3967 | 9.3456 | 1239.6904 | 0.011799 | 14 | Residential_2033_SC B_million_m3_After Competition Groups_14 | Floor Insulation | 1.18% | 9.3456 | 14.6276 | Residential_2033_SC B_million_m3_After Competition Groups_Floor Insulation
Residential | Res ¦ Pool Cover | 2033 | SC B | million_m3 | After Competition Groups | 13.825 | 1355158.2231 | 1.3552 | 1239.6904 | 0.011152 | 15 | Residential_2033_SC B_million_m3_After Competition Groups_15 | Pool Cover | 1.115% | 1.3552 | 13.825 | Residential_2033_SC B_million_m3_After Competition Groups_Pool Cover
Residential | Res ¦ Duct Insulation | 2033 | SC B | million_m3 | After Competition Groups | 11.9184 | 8370961.0383 | 8.371 | 1239.6904 | 0.009614 | 16 | Residential_2033_SC B_million_m3_After Competition Groups_16 | Duct Insulation | 0.9614% | 8.371 | 11.9184 | Residential_2033_SC B_million_m3_After Competition Groups_Duct Insulation
Residential | Res ¦ Duct Insulation MF | 2033 | SC B | million_m3 | After Competition Groups | 10.5325 | 3428743.1476 | 3.4287 | 1239.6904 | 0.0084961 | 17 | Residential_2033_SC B_million_m3_After Competition Groups_17 | Duct Insulation MF | 0.8496% | 3.4287 | 10.5325 | Residential_2033_SC B_million_m3_After Competition Groups_Duct Insulation MF
Residential | Res ¦ Home Energy Reports | 2033 | SC B | million_m3 | After Competition Groups | 10.1508 | 9042000.3733 | 9.042 | 1239.6904 | 0.0081882 | 18 | Residential_2033_SC B_million_m3_After Competition Groups_18 | Home Energy Reports | 0.8188% | 9.042 | 10.1508 | Residential_2033_SC B_million_m3_After Competition Groups_Home Energy Reports
Residential | Res ¦ Wall Insulation | 2033 | SC B | million_m3 | After Competition Groups | 4.515 | 3297257.5035 | 3.2973 | 1239.6904 | 0.003642 | 19 | Residential_2033_SC B_million_m3_After Competition Groups_19 | Wall Insulation | 0.3642% | 3.2973 | 4.515 | Residential_2033_SC B_million_m3_After Competition Groups_Wall Insulation
Residential | Res ¦ Wall Insulation MF | 2033 | SC B | million_m3 | After Competition Groups | 2.301 | 128100.4326 | 0.1281 | 1239.6904 | 0.0018561 | 20 | Residential_2033_SC B_million_m3_After Competition Groups_20 | Wall Insulation MF | 0.1856% | 0.1281 | 2.301 | Residential_2033_SC B_million_m3_After Competition Groups_Wall Insulation MF
Residential | Res ¦ Water Heater Temperature Setback | 2033 | SC B | million_m3 | After Competition Groups | 1.3657 | 335755.1014 | 0.33576 | 1239.6904 | 0.0011017 | 21 | Residential_2033_SC B_million_m3_After Competition Groups_21 | Water Heater Temperature Setback | 0.1102% | 0.33576 | 1.3657 | Residential_2033_SC B_million_m3_After Competition Groups_Water Heater Temperature Setback
Residential | Res ¦ Clothes Drying Racks | 2033 | SC B | million_m3 | After Competition Groups | 1.1454 | 384479.4745 | 0.38448 | 1239.6904 | 0.00092398 | 22 | Residential_2033_SC B_million_m3_After Competition Groups_22 | Clothes Drying Racks | 0.0924% | 0.38448 | 1.1454 | Residential_2033_SC B_million_m3_After Competition Groups_Clothes Drying Racks
Residential | Res ¦ Minimize Hot and Warm Clothes Wash | 2033 | SC B | million_m3 | After Competition Groups | 0.62028 | 0 | 0 | 1239.6904 | 0.00050035 | 23 | Residential_2033_SC B_million_m3_After Competition Groups_23 | Minimize Hot and Warm Clothes Wash | 0.05003% | 0 | 0.62028 | Residential_2033_SC B_million_m3_After Competition Groups_Minimize Hot and Warm Clothes Wash
Residential | Res ¦ Energy Star Clothes Washer | 2033 | SC B | million_m3 | After Competition Groups | 0.35991 | 353796.5671 | 0.3538 | 1239.6904 | 0.00029033 | 24 | Residential_2033_SC B_million_m3_After Competition Groups_24 | Energy Star Clothes Washer | 0.02903% | 0.3538 | 0.35991 | Residential_2033_SC B_million_m3_After Competition Groups_Energy Star Clothes Washer
Residential | Res ¦ Comprehensive Draft Proofing | 2033 | SC C | million_m3 | After Competition Groups | 116.7077 | 942555.8875 | 0.94256 | 690.7439 | 0.16896 | 1 | Residential_2033_SC C_million_m3_After Competition Groups_1 | Comprehensive Draft Proofing | 16.9% | 0.94256 | 116.7077 | Residential_2033_SC C_million_m3_After Competition Groups_Comprehensive Draft Proofing
Residential | Res ¦ Adaptive Thermostat | 2033 | SC C | million_m3 | After Competition Groups | 113.3014 | 12785327.348 | 12.7853 | 690.7439 | 0.16403 | 2 | Residential_2033_SC C_million_m3_After Competition Groups_2 | Adaptive Thermostat | 16.4% | 12.7853 | 113.3014 | Residential_2033_SC C_million_m3_After Competition Groups_Adaptive Thermostat
Residential | Res ¦ Air Sealing | 2033 | SC C | million_m3 | After Competition Groups | 86.66 | 10019706.7689 | 10.0197 | 690.7439 | 0.12546 | 3 | Residential_2033_SC C_million_m3_After Competition Groups_3 | Air Sealing | 12.55% | 10.0197 | 86.66 | Residential_2033_SC C_million_m3_After Competition Groups_Air Sealing
Residential | Res ¦ High Efficiency Fireplace with Pilotless Ignition | 2033 | SC C | million_m3 | After Competition Groups | 84.9942 | 5602446.3683 | 5.6024 | 690.7439 | 0.12305 | 4 | Residential_2033_SC C_million_m3_After Competition Groups_4 | High Efficiency Fireplace with Pilotless Ignition | 12.3% | 5.6024 | 84.9942 | Residential_2033_SC C_million_m3_After Competition Groups_High Efficiency Fireplace with Pilotless Ignition
Residential | Res ¦ Advanced BAS/Controllers | 2033 | SC C | million_m3 | After Competition Groups | 48.0703 | 827448.2592 | 0.82745 | 690.7439 | 0.069592 | 5 | Residential_2033_SC C_million_m3_After Competition Groups_5 | Advanced BAS/Controllers | 6.959% | 0.82745 | 48.0703 | Residential_2033_SC C_million_m3_After Competition Groups_Advanced BAS/Controllers
Residential | Res ¦ Condensing Make Up Air Unit | 2033 | SC C | million_m3 | After Competition Groups | 41.4324 | 4672725.3187 | 4.6727 | 690.7439 | 0.059982 | 6 | Residential_2033_SC C_million_m3_After Competition Groups_6 | Condensing Make Up Air Unit | 5.998% | 4.6727 | 41.4324 | Residential_2033_SC C_million_m3_After Competition Groups_Condensing Make Up Air Unit
Residential | Res ¦ Building Recommissioning, Operations and Maintenance (O&M) Improvements | 2033 | SC C | million_m3 | After Competition Groups | 39.7235 | 662058.7357 | 0.66206 | 690.7439 | 0.057508 | 7 | Residential_2033_SC C_million_m3_After Competition Groups_7 | Building Recommissioning, Operations and Maintenance (O&M) Improvements | 5.751% | 0.66206 | 39.7235 | Residential_2033_SC C_million_m3_After Competition Groups_Building Recommissioning, Operations and Maintenance (O&M) Improvements
Residential | Res ¦ Basement Wall Insulation | 2033 | SC C | million_m3 | After Competition Groups | 37.1716 | 5273906.7585 | 5.2739 | 690.7439 | 0.053814 | 8 | Residential_2033_SC C_million_m3_After Competition Groups_8 | Basement Wall Insulation | 5.381% | 5.2739 | 37.1716 | Residential_2033_SC C_million_m3_After Competition Groups_Basement Wall Insulation
Residential | Res ¦ Attic Insulation | 2033 | SC C | million_m3 | After Competition Groups | 34.0167 | 5822698.9923 | 5.8227 | 690.7439 | 0.049246 | 9 | Residential_2033_SC C_million_m3_After Competition Groups_9 | Attic Insulation | 4.925% | 5.8227 | 34.0167 | Residential_2033_SC C_million_m3_After Competition Groups_Attic Insulation
Residential | Res ¦ Demand Control Ventilation | 2033 | SC C | million_m3 | After Competition Groups | 21.5462 | 1927175.5101 | 1.9272 | 690.7439 | 0.031193 | 10 | Residential_2033_SC C_million_m3_After Competition Groups_10 | Demand Control Ventilation | 3.119% | 1.9272 | 21.5462 | Residential_2033_SC C_million_m3_After Competition Groups_Demand Control Ventilation
Residential | Res ¦ Condensing Boiler | 2033 | SC C | million_m3 | After Competition Groups | 20.4618 | 4163584.9987 | 4.1636 | 690.7439 | 0.029623 | 11 | Residential_2033_SC C_million_m3_After Competition Groups_11 | Condensing Boiler | 2.962% | 4.1636 | 20.4618 | Residential_2033_SC C_million_m3_After Competition Groups_Condensing Boiler
Residential | Res ¦ High Efficiency Condensing Furnace | 2033 | SC C | million_m3 | After Competition Groups | 15.0967 | 1598698.4322 | 1.5987 | 690.7439 | 0.021856 | 12 | Residential_2033_SC C_million_m3_After Competition Groups_12 | High Efficiency Condensing Furnace | 2.186% | 1.5987 | 15.0967 | Residential_2033_SC C_million_m3_After Competition Groups_High Efficiency Condensing Furnace
Residential | Res ¦ Heat Recovery Ventilator | 2033 | SC C | million_m3 | After Competition Groups | 10.9327 | 2392230.6877 | 2.3922 | 690.7439 | 0.015827 | 13 | Residential_2033_SC C_million_m3_After Competition Groups_13 | Heat Recovery Ventilator | 1.583% | 2.3922 | 10.9327 | Residential_2033_SC C_million_m3_After Competition Groups_Heat Recovery Ventilator
Residential | Res ¦ Home Energy Reports | 2033 | SC C | million_m3 | After Competition Groups | 10.1508 | 9042000.3733 | 9.042 | 690.7439 | 0.014696 | 14 | Residential_2033_SC C_million_m3_After Competition Groups_14 | Home Energy Reports | 1.47% | 9.042 | 10.1508 | Residential_2033_SC C_million_m3_After Competition Groups_Home Energy Reports
Residential | Res ¦ Duct Insulation MF | 2033 | SC C | million_m3 | After Competition Groups | 2.7685 | 342610.5882 | 0.34261 | 690.7439 | 0.004008 | 15 | Residential_2033_SC C_million_m3_After Competition Groups_15 | Duct Insulation MF | 0.4008% | 0.34261 | 2.7685 | Residential_2033_SC C_million_m3_After Competition Groups_Duct Insulation MF
Residential | Res ¦ Wall Insulation MF | 2033 | SC C | million_m3 | After Competition Groups | 2.3012 | 128122.4519 | 0.12812 | 690.7439 | 0.0033314 | 16 | Residential_2033_SC C_million_m3_After Competition Groups_16 | Wall Insulation MF | 0.3331% | 0.12812 | 2.3012 | Residential_2033_SC C_million_m3_After Competition Groups_Wall Insulation MF
Residential | Res ¦ Pool Cover | 2033 | SC C | million_m3 | After Competition Groups | 1.5479 | 127822.6508 | 0.12782 | 690.7439 | 0.002241 | 17 | Residential_2033_SC C_million_m3_After Competition Groups_17 | Pool Cover | 0.2241% | 0.12782 | 1.5479 | Residential_2033_SC C_million_m3_After Competition Groups_Pool Cover
Residential | Res ¦ Duct Insulation | 2033 | SC C | million_m3 | After Competition Groups | 1.3238 | 171783.1083 | 0.17178 | 690.7439 | 0.0019165 | 18 | Residential_2033_SC C_million_m3_After Competition Groups_18 | Duct Insulation | 0.1916% | 0.17178 | 1.3238 | Residential_2033_SC C_million_m3_After Competition Groups_Duct Insulation
Residential | Res ¦ Floor Insulation | 2033 | SC C | million_m3 | After Competition Groups | 0.95995 | 112494.1678 | 0.11249 | 690.7439 | 0.0013897 | 19 | Residential_2033_SC C_million_m3_After Competition Groups_19 | Floor Insulation | 0.139% | 0.11249 | 0.95995 | Residential_2033_SC C_million_m3_After Competition Groups_Floor Insulation
Residential | Res ¦ Water Heater Temperature Setback | 2033 | SC C | million_m3 | After Competition Groups | 0.63081 | 53381.2893 | 0.053381 | 690.7439 | 0.00091324 | 20 | Residential_2033_SC C_million_m3_After Competition Groups_20 | Water Heater Temperature Setback | 0.09132% | 0.053381 | 0.63081 | Residential_2033_SC C_million_m3_After Competition Groups_Water Heater Temperature Setback
Residential | Res ¦ Minimize Hot and Warm Clothes Wash | 2033 | SC C | million_m3 | After Competition Groups | 0.62028 | 0 | 0 | 690.7439 | 0.00089799 | 21 | Residential_2033_SC C_million_m3_After Competition Groups_21 | Minimize Hot and Warm Clothes Wash | 0.0898% | 0 | 0.62028 | Residential_2033_SC C_million_m3_After Competition Groups_Minimize Hot and Warm Clothes Wash
Residential | Res ¦ Wall Insulation | 2033 | SC C | million_m3 | After Competition Groups | 0.25528 | 30991.4339 | 0.030991 | 690.7439 | 0.00036957 | 22 | Residential_2033_SC C_million_m3_After Competition Groups_22 | Wall Insulation | 0.03696% | 0.030991 | 0.25528 | Residential_2033_SC C_million_m3_After Competition Groups_Wall Insulation
Residential | Res ¦ Energy Star Clothes Washer | 2033 | SC C | million_m3 | After Competition Groups | 0.069681 | 16811.3937 | 0.016811 | 690.7439 | 0.00010088 | 23 | Residential_2033_SC C_million_m3_After Competition Groups_23 | Energy Star Clothes Washer | 0.01009% | 0.016811 | 0.069681 | Residential_2033_SC C_million_m3_After Competition Groups_Energy Star Clothes Washer
Residential | Res ¦ Clothes Drying Racks | 2033 | SC C | million_m3 | After Competition Groups | 0.00058772 | 0 | 0 | 690.7439 | 8.5085e-07 | 24 | Residential_2033_SC C_million_m3_After Competition Groups_24 | Clothes Drying Racks | 8.509e-05% | 0 | 0.00058772 | Residential_2033_SC C_million_m3_After Competition Groups_Clothes Drying Racks
Residential | Res ¦ Air Sealing | 2033 | Technical | million_m3 | After Competition Groups | 547.2602 | 0 | 0 | 3649.5646 | 0.14995 | 1 | Residential_2033_Technical_million_m3_After Competition Groups_1 | Air Sealing | 15% | 0 | 547.2602 | Residential_2033_Technical_million_m3_After Competition Groups_Air Sealing
Residential | Res ¦ Adaptive Thermostat | 2033 | Technical | million_m3 | After Competition Groups | 498.4047 | 0 | 0 | 3649.5646 | 0.13657 | 2 | Residential_2033_Technical_million_m3_After Competition Groups_2 | Adaptive Thermostat | 13.66% | 0 | 498.4047 | Residential_2033_Technical_million_m3_After Competition Groups_Adaptive Thermostat
Residential | Res ¦ Condensing Storage Water Heater | 2033 | Technical | million_m3 | After Competition Groups | 214.972 | 0 | 0 | 3649.5646 | 0.058903 | 3 | Residential_2033_Technical_million_m3_After Competition Groups_3 | Condensing Storage Water Heater | 5.89% | 0 | 214.972 | Residential_2033_Technical_million_m3_After Competition Groups_Condensing Storage Water Heater
Residential | Res ¦ Energy Star Windows | 2033 | Technical | million_m3 | After Competition Groups | 208.2286 | 0 | 0 | 3649.5646 | 0.057056 | 4 | Residential_2033_Technical_million_m3_After Competition Groups_4 | Energy Star Windows | 5.706% | 0 | 208.2286 | Residential_2033_Technical_million_m3_After Competition Groups_Energy Star Windows
Residential | Res ¦ Tankless Water Heater | 2033 | Technical | million_m3 | After Competition Groups | 181.0013 | 0 | 0 | 3649.5646 | 0.049595 | 5 | Residential_2033_Technical_million_m3_After Competition Groups_5 | Tankless Water Heater | 4.96% | 0 | 181.0013 | Residential_2033_Technical_million_m3_After Competition Groups_Tankless Water Heater
Residential | Res ¦ Comprehensive Draft Proofing | 2033 | Technical | million_m3 | After Competition Groups | 164.8037 | 0 | 0 | 3649.5646 | 0.045157 | 6 | Residential_2033_Technical_million_m3_After Competition Groups_6 | Comprehensive Draft Proofing | 4.516% | 0 | 164.8037 | Residential_2033_Technical_million_m3_After Competition Groups_Comprehensive Draft Proofing
Residential | Res ¦ Wall Insulation | 2033 | Technical | million_m3 | After Competition Groups | 151.3188 | 0 | 0 | 3649.5646 | 0.041462 | 7 | Residential_2033_Technical_million_m3_After Competition Groups_7 | Wall Insulation | 4.146% | 0 | 151.3188 | Residential_2033_Technical_million_m3_After Competition Groups_Wall Insulation
Residential | Res ¦ Condensing Boiler | 2033 | Technical | million_m3 | After Competition Groups | 144.2161 | 0 | 0 | 3649.5646 | 0.039516 | 8 | Residential_2033_Technical_million_m3_After Competition Groups_8 | Condensing Boiler | 3.952% | 0 | 144.2161 | Residential_2033_Technical_million_m3_After Competition Groups_Condensing Boiler
Residential | Res ¦ Attic Insulation | 2033 | Technical | million_m3 | After Competition Groups | 133.6225 | 0 | 0 | 3649.5646 | 0.036613 | 9 | Residential_2033_Technical_million_m3_After Competition Groups_9 | Attic Insulation | 3.661% | 0 | 133.6225 | Residential_2033_Technical_million_m3_After Competition Groups_Attic Insulation
Residential | Res ¦ Heat Recovery Ventilator | 2033 | Technical | million_m3 | After Competition Groups | 127.8215 | 0 | 0 | 3649.5646 | 0.035024 | 10 | Residential_2033_Technical_million_m3_After Competition Groups_10 | Heat Recovery Ventilator | 3.502% | 0 | 127.8215 | Residential_2033_Technical_million_m3_After Competition Groups_Heat Recovery Ventilator
Residential | Res ¦ DHW Recirculation Systems | 2033 | Technical | million_m3 | After Competition Groups | 126.4226 | 0 | 0 | 3649.5646 | 0.03464 | 11 | Residential_2033_Technical_million_m3_After Competition Groups_11 | DHW Recirculation Systems | 3.464% | 0 | 126.4226 | Residential_2033_Technical_million_m3_After Competition Groups_DHW Recirculation Systems
Residential | Res ¦ High Efficiency Condensing Furnace | 2033 | Technical | million_m3 | After Competition Groups | 118.9402 | 0 | 0 | 3649.5646 | 0.03259 | 12 | Residential_2033_Technical_million_m3_After Competition Groups_12 | High Efficiency Condensing Furnace | 3.259% | 0 | 118.9402 | Residential_2033_Technical_million_m3_After Competition Groups_High Efficiency Condensing Furnace
Residential | Res ¦ High Efficiency Fireplace with Pilotless Ignition | 2033 | Technical | million_m3 | After Competition Groups | 116.8843 | 0 | 0 | 3649.5646 | 0.032027 | 13 | Residential_2033_Technical_million_m3_After Competition Groups_13 | High Efficiency Fireplace with Pilotless Ignition | 3.203% | 0 | 116.8843 | Residential_2033_Technical_million_m3_After Competition Groups_High Efficiency Fireplace with Pilotless Ignition
Residential | Res ¦ Basement or Crawlspace Insulation | 2033 | Technical | million_m3 | After Competition Groups | 113.5074 | 0 | 0 | 3649.5646 | 0.031102 | 14 | Residential_2033_Technical_million_m3_After Competition Groups_14 | Basement or Crawlspace Insulation | 3.11% | 0 | 113.5074 | Residential_2033_Technical_million_m3_After Competition Groups_Basement or Crawlspace Insulation
Residential | Res ¦ Basement Wall Insulation | 2033 | Technical | million_m3 | After Competition Groups | 111.0763 | 0 | 0 | 3649.5646 | 0.030435 | 15 | Residential_2033_Technical_million_m3_After Competition Groups_15 | Basement Wall Insulation | 3.044% | 0 | 111.0763 | Residential_2033_Technical_million_m3_After Competition Groups_Basement Wall Insulation
Residential | Res ¦ Condensing Make Up Air Unit | 2033 | Technical | million_m3 | After Competition Groups | 80.7155 | 0 | 0 | 3649.5646 | 0.022116 | 16 | Residential_2033_Technical_million_m3_After Competition Groups_16 | Condensing Make Up Air Unit | 2.212% | 0 | 80.7155 | Residential_2033_Technical_million_m3_After Competition Groups_Condensing Make Up Air Unit
Residential | Res ¦ Window Film | 2033 | Technical | million_m3 | After Competition Groups | 78.0897 | 0 | 0 | 3649.5646 | 0.021397 | 17 | Residential_2033_Technical_million_m3_After Competition Groups_17 | Window Film | 2.14% | 0 | 78.0897 | Residential_2033_Technical_million_m3_After Competition Groups_Window Film
Residential | Res ¦ Furnace Tune Up | 2033 | Technical | million_m3 | After Competition Groups | 75.4801 | 0 | 0 | 3649.5646 | 0.020682 | 18 | Residential_2033_Technical_million_m3_After Competition Groups_18 | Furnace Tune Up | 2.068% | 0 | 75.4801 | Residential_2033_Technical_million_m3_After Competition Groups_Furnace Tune Up
Residential | Res ¦ Advanced BAS/Controllers | 2033 | Technical | million_m3 | After Competition Groups | 67.8803 | 0 | 0 | 3649.5646 | 0.0186 | 19 | Residential_2033_Technical_million_m3_After Competition Groups_19 | Advanced BAS/Controllers | 1.86% | 0 | 67.8803 | Residential_2033_Technical_million_m3_After Competition Groups_Advanced BAS/Controllers
Residential | Res ¦ Ceiling Insulation | 2033 | Technical | million_m3 | After Competition Groups | 56.2426 | 0 | 0 | 3649.5646 | 0.015411 | 20 | Residential_2033_Technical_million_m3_After Competition Groups_20 | Ceiling Insulation | 1.541% | 0 | 56.2426 | Residential_2033_Technical_million_m3_After Competition Groups_Ceiling Insulation
Residential | Res ¦ Building Recommissioning, Operations and Maintenance (O&M) Improvements | 2033 | Technical | million_m3 | After Competition Groups | 56.0938 | 0 | 0 | 3649.5646 | 0.01537 | 21 | Residential_2033_Technical_million_m3_After Competition Groups_21 | Building Recommissioning, Operations and Maintenance (O&M) Improvements | 1.537% | 0 | 56.0938 | Residential_2033_Technical_million_m3_After Competition Groups_Building Recommissioning, Operations and Maintenance (O&M) Improvements
Residential | Res ¦ Duct Insulation MF | 2033 | Technical | million_m3 | After Competition Groups | 44.39 | 0 | 0 | 3649.5646 | 0.012163 | 22 | Residential_2033_Technical_million_m3_After Competition Groups_22 | Duct Insulation MF | 1.216% | 0 | 44.39 | Residential_2033_Technical_million_m3_After Competition Groups_Duct Insulation MF
Residential | Res ¦ Floor Insulation | 2033 | Technical | million_m3 | After Competition Groups | 43.754 | 0 | 0 | 3649.5646 | 0.011989 | 23 | Residential_2033_Technical_million_m3_After Competition Groups_23 | Floor Insulation | 1.199% | 0 | 43.754 | Residential_2033_Technical_million_m3_After Competition Groups_Floor Insulation
Residential | Res ¦ Duct Insulation | 2033 | Technical | million_m3 | After Competition Groups | 41.5846 | 0 | 0 | 3649.5646 | 0.011394 | 24 | Residential_2033_Technical_million_m3_After Competition Groups_24 | Duct Insulation | 1.139% | 0 | 41.5846 | Residential_2033_Technical_million_m3_After Competition Groups_Duct Insulation
Residential | Res ¦ Demand Control Ventilation | 2033 | Technical | million_m3 | After Competition Groups | 30.4254 | 0 | 0 | 3649.5646 | 0.0083367 | 25 | Residential_2033_Technical_million_m3_After Competition Groups_25 | Demand Control Ventilation | 0.8337% | 0 | 30.4254 | Residential_2033_Technical_million_m3_After Competition Groups_Demand Control Ventilation
Residential | Res ¦ Home Energy Reports | 2033 | Technical | million_m3 | After Competition Groups | 26.9458 | 0 | 0 | 3649.5646 | 0.0073833 | 26 | Residential_2033_Technical_million_m3_After Competition Groups_26 | Home Energy Reports | 0.7383% | 0 | 26.9458 | Residential_2033_Technical_million_m3_After Competition Groups_Home Energy Reports
Residential | Res ¦ Early Hot Water Heater Replacement | 2033 | Technical | million_m3 | After Competition Groups | 24.7734 | 0 | 0 | 3649.5646 | 0.0067881 | 27 | Residential_2033_Technical_million_m3_After Competition Groups_27 | Early Hot Water Heater Replacement | 0.6788% | 0 | 24.7734 | Residential_2033_Technical_million_m3_After Competition Groups_Early Hot Water Heater Replacement
Residential | Res ¦ Drain Water Heat Recovery | 2033 | Technical | million_m3 | After Competition Groups | 21.143 | 0 | 0 | 3649.5646 | 0.0057933 | 28 | Residential_2033_Technical_million_m3_After Competition Groups_28 | Drain Water Heat Recovery | 0.5793% | 0 | 21.143 | Residential_2033_Technical_million_m3_After Competition Groups_Drain Water Heat Recovery
Residential | Res ¦ Pool Cover | 2033 | Technical | million_m3 | After Competition Groups | 13.8552 | 0 | 0 | 3649.5646 | 0.0037964 | 29 | Residential_2033_Technical_million_m3_After Competition Groups_29 | Pool Cover | 0.3796% | 0 | 13.8552 | Residential_2033_Technical_million_m3_After Competition Groups_Pool Cover
Residential | Res ¦ High Efficiency Gas Pool Heater | 2033 | Technical | million_m3 | After Competition Groups | 11.243 | 0 | 0 | 3649.5646 | 0.0030806 | 30 | Residential_2033_Technical_million_m3_After Competition Groups_30 | High Efficiency Gas Pool Heater | 0.3081% | 0 | 11.243 | Residential_2033_Technical_million_m3_After Competition Groups_High Efficiency Gas Pool Heater
Residential | Res ¦ Wall Insulation MF | 2033 | Technical | million_m3 | After Competition Groups | 6.8763 | 0 | 0 | 3649.5646 | 0.0018841 | 31 | Residential_2033_Technical_million_m3_After Competition Groups_31 | Wall Insulation MF | 0.1884% | 0 | 6.8763 | Residential_2033_Technical_million_m3_After Competition Groups_Wall Insulation MF
Residential | Res ¦ Water Heater Temperature Setback | 2033 | Technical | million_m3 | After Competition Groups | 6.1654 | 0 | 0 | 3649.5646 | 0.0016893 | 32 | Residential_2033_Technical_million_m3_After Competition Groups_32 | Water Heater Temperature Setback | 0.1689% | 0 | 6.1654 | Residential_2033_Technical_million_m3_After Competition Groups_Water Heater Temperature Setback
Residential | Res ¦ Energy Star Clothes Dryer | 2033 | Technical | million_m3 | After Competition Groups | 2.234 | 0 | 0 | 3649.5646 | 0.00061214 | 33 | Residential_2033_Technical_million_m3_After Competition Groups_33 | Energy Star Clothes Dryer | 0.06121% | 0 | 2.234 | Residential_2033_Technical_million_m3_After Competition Groups_Energy Star Clothes Dryer
Residential | Res ¦ Energy Star Clothes Washer | 2033 | Technical | million_m3 | After Competition Groups | 1.1009 | 0 | 0 | 3649.5646 | 0.00030166 | 34 | Residential_2033_Technical_million_m3_After Competition Groups_34 | Energy Star Clothes Washer | 0.03017% | 0 | 1.1009 | Residential_2033_Technical_million_m3_After Competition Groups_Energy Star Clothes Washer
Residential | Res ¦ Clothes Drying Racks | 2033 | Technical | million_m3 | After Competition Groups | 1.0627 | 0 | 0 | 3649.5646 | 0.00029117 | 35 | Residential_2033_Technical_million_m3_After Competition Groups_35 | Clothes Drying Racks | 0.02912% | 0 | 1.0627 | Residential_2033_Technical_million_m3_After Competition Groups_Clothes Drying Racks
Residential | Res ¦ Minimize Hot and Warm Clothes Wash | 2033 | Technical | million_m3 | After Competition Groups | 0.92012 | 0 | 0 | 3649.5646 | 0.00025212 | 36 | Residential_2033_Technical_million_m3_After Competition Groups_36 | Minimize Hot and Warm Clothes Wash | 0.02521% | 0 | 0.92012 | Residential_2033_Technical_million_m3_After Competition Groups_Minimize Hot and Warm Clothes Wash
Residential | Res ¦ Solar Water Preheat (Pools/DHW) | 2033 | Technical | million_m3 | After Competition Groups | 0.10837 | 0 | 0 | 3649.5646 | 2.9695e-05 | 37 | Residential_2033_Technical_million_m3_After Competition Groups_37 | Solar Water Preheat (Pools/DHW) | 0.002969% | 0 | 0.10837 | Residential_2033_Technical_million_m3_After Competition Groups_Solar Water Preheat (Pools/DHW)
Residential | Res ¦ Air Sealing | 2034 | Economic | million_m3 | After Competition Groups | 538.6135 | 0 | 0 | 2313.1103 | 0.23285 | 1 | Residential_2034_Economic_million_m3_After Competition Groups_1 | Air Sealing | 23.29% | 0 | 538.6135 | Residential_2034_Economic_million_m3_After Competition Groups_Air Sealing
Residential | Res ¦ Adaptive Thermostat | 2034 | Economic | million_m3 | After Competition Groups | 498.3492 | 0 | 0 | 2313.1103 | 0.21545 | 2 | Residential_2034_Economic_million_m3_After Competition Groups_2 | Adaptive Thermostat | 21.54% | 0 | 498.3492 | Residential_2034_Economic_million_m3_After Competition Groups_Adaptive Thermostat
Residential | Res ¦ Comprehensive Draft Proofing | 2034 | Economic | million_m3 | After Competition Groups | 162.1998 | 0 | 0 | 2313.1103 | 0.070122 | 3 | Residential_2034_Economic_million_m3_After Competition Groups_3 | Comprehensive Draft Proofing | 7.012% | 0 | 162.1998 | Residential_2034_Economic_million_m3_After Competition Groups_Comprehensive Draft Proofing
Residential | Res ¦ Heat Recovery Ventilator | 2034 | Economic | million_m3 | After Competition Groups | 134.8296 | 0 | 0 | 2313.1103 | 0.058289 | 4 | Residential_2034_Economic_million_m3_After Competition Groups_4 | Heat Recovery Ventilator | 5.829% | 0 | 134.8296 | Residential_2034_Economic_million_m3_After Competition Groups_Heat Recovery Ventilator
Residential | Res ¦ Attic Insulation | 2034 | Economic | million_m3 | After Competition Groups | 131.5113 | 0 | 0 | 2313.1103 | 0.056855 | 5 | Residential_2034_Economic_million_m3_After Competition Groups_5 | Attic Insulation | 5.685% | 0 | 131.5113 | Residential_2034_Economic_million_m3_After Competition Groups_Attic Insulation
Residential | Res ¦ High Efficiency Fireplace with Pilotless Ignition | 2034 | Economic | million_m3 | After Competition Groups | 122.4803 | 0 | 0 | 2313.1103 | 0.05295 | 6 | Residential_2034_Economic_million_m3_After Competition Groups_6 | High Efficiency Fireplace with Pilotless Ignition | 5.295% | 0 | 122.4803 | Residential_2034_Economic_million_m3_After Competition Groups_High Efficiency Fireplace with Pilotless Ignition
Residential | Res ¦ High Efficiency Condensing Furnace | 2034 | Economic | million_m3 | After Competition Groups | 113.6393 | 0 | 0 | 2313.1103 | 0.049128 | 7 | Residential_2034_Economic_million_m3_After Competition Groups_7 | High Efficiency Condensing Furnace | 4.913% | 0 | 113.6393 | Residential_2034_Economic_million_m3_After Competition Groups_High Efficiency Condensing Furnace
Residential | Res ¦ Basement Wall Insulation | 2034 | Economic | million_m3 | After Competition Groups | 109.3213 | 0 | 0 | 2313.1103 | 0.047262 | 8 | Residential_2034_Economic_million_m3_After Competition Groups_8 | Basement Wall Insulation | 4.726% | 0 | 109.3213 | Residential_2034_Economic_million_m3_After Competition Groups_Basement Wall Insulation
Residential | Res ¦ Condensing Boiler | 2034 | Economic | million_m3 | After Competition Groups | 94.1685 | 0 | 0 | 2313.1103 | 0.040711 | 9 | Residential_2034_Economic_million_m3_After Competition Groups_9 | Condensing Boiler | 4.071% | 0 | 94.1685 | Residential_2034_Economic_million_m3_After Competition Groups_Condensing Boiler
Residential | Res ¦ Condensing Make Up Air Unit | 2034 | Economic | million_m3 | After Competition Groups | 84.7119 | 0 | 0 | 2313.1103 | 0.036623 | 10 | Residential_2034_Economic_million_m3_After Competition Groups_10 | Condensing Make Up Air Unit | 3.662% | 0 | 84.7119 | Residential_2034_Economic_million_m3_After Competition Groups_Condensing Make Up Air Unit
Residential | Res ¦ Advanced BAS/Controllers | 2034 | Economic | million_m3 | After Competition Groups | 66.8078 | 0 | 0 | 2313.1103 | 0.028882 | 11 | Residential_2034_Economic_million_m3_After Competition Groups_11 | Advanced BAS/Controllers | 2.888% | 0 | 66.8078 | Residential_2034_Economic_million_m3_After Competition Groups_Advanced BAS/Controllers
Residential | Res ¦ Building Recommissioning, Operations and Maintenance (O&M) Improvements | 2034 | Economic | million_m3 | After Competition Groups | 55.2075 | 0 | 0 | 2313.1103 | 0.023867 | 12 | Residential_2034_Economic_million_m3_After Competition Groups_12 | Building Recommissioning, Operations and Maintenance (O&M) Improvements | 2.387% | 0 | 55.2075 | Residential_2034_Economic_million_m3_After Competition Groups_Building Recommissioning, Operations and Maintenance (O&M) Improvements
Residential | Res ¦ Floor Insulation | 2034 | Economic | million_m3 | After Competition Groups | 43.0627 | 0 | 0 | 2313.1103 | 0.018617 | 13 | Residential_2034_Economic_million_m3_After Competition Groups_13 | Floor Insulation | 1.862% | 0 | 43.0627 | Residential_2034_Economic_million_m3_After Competition Groups_Floor Insulation
Residential | Res ¦ Duct Insulation | 2034 | Economic | million_m3 | After Competition Groups | 39.1004 | 0 | 0 | 2313.1103 | 0.016904 | 14 | Residential_2034_Economic_million_m3_After Competition Groups_14 | Duct Insulation | 1.69% | 0 | 39.1004 | Residential_2034_Economic_million_m3_After Competition Groups_Duct Insulation
Residential | Res ¦ Duct Insulation MF | 2034 | Economic | million_m3 | After Competition Groups | 30.9938 | 0 | 0 | 2313.1103 | 0.013399 | 15 | Residential_2034_Economic_million_m3_After Competition Groups_15 | Duct Insulation MF | 1.34% | 0 | 30.9938 | Residential_2034_Economic_million_m3_After Competition Groups_Duct Insulation MF
Residential | Res ¦ Demand Control Ventilation | 2034 | Economic | million_m3 | After Competition Groups | 29.9447 | 0 | 0 | 2313.1103 | 0.012946 | 16 | Residential_2034_Economic_million_m3_After Competition Groups_16 | Demand Control Ventilation | 1.295% | 0 | 29.9447 | Residential_2034_Economic_million_m3_After Competition Groups_Demand Control Ventilation
Residential | Res ¦ Home Energy Reports | 2034 | Economic | million_m3 | After Competition Groups | 16.2154 | 0 | 0 | 2313.1103 | 0.0070102 | 17 | Residential_2034_Economic_million_m3_After Competition Groups_17 | Home Energy Reports | 0.701% | 0 | 16.2154 | Residential_2034_Economic_million_m3_After Competition Groups_Home Energy Reports
Residential | Res ¦ Pool Cover | 2034 | Economic | million_m3 | After Competition Groups | 13.6363 | 0 | 0 | 2313.1103 | 0.0058952 | 18 | Residential_2034_Economic_million_m3_After Competition Groups_18 | Pool Cover | 0.5895% | 0 | 13.6363 | Residential_2034_Economic_million_m3_After Competition Groups_Pool Cover
Residential | Res ¦ Wall Insulation | 2034 | Economic | million_m3 | After Competition Groups | 13.2906 | 0 | 0 | 2313.1103 | 0.0057458 | 19 | Residential_2034_Economic_million_m3_After Competition Groups_19 | Wall Insulation | 0.5746% | 0 | 13.2906 | Residential_2034_Economic_million_m3_After Competition Groups_Wall Insulation
Residential | Res ¦ Wall Insulation MF | 2034 | Economic | million_m3 | After Competition Groups | 6.7677 | 0 | 0 | 2313.1103 | 0.0029258 | 20 | Residential_2034_Economic_million_m3_After Competition Groups_20 | Wall Insulation MF | 0.2926% | 0 | 6.7677 | Residential_2034_Economic_million_m3_After Competition Groups_Wall Insulation MF
Residential | Res ¦ Water Heater Temperature Setback | 2034 | Economic | million_m3 | After Competition Groups | 6.068 | 0 | 0 | 2313.1103 | 0.0026233 | 21 | Residential_2034_Economic_million_m3_After Competition Groups_21 | Water Heater Temperature Setback | 0.2623% | 0 | 6.068 | Residential_2034_Economic_million_m3_After Competition Groups_Water Heater Temperature Setback
Residential | Res ¦ Clothes Drying Racks | 2034 | Economic | million_m3 | After Competition Groups | 1.0459 | 0 | 0 | 2313.1103 | 0.00045215 | 22 | Residential_2034_Economic_million_m3_After Competition Groups_22 | Clothes Drying Racks | 0.04521% | 0 | 1.0459 | Residential_2034_Economic_million_m3_After Competition Groups_Clothes Drying Racks
Residential | Res ¦ Minimize Hot and Warm Clothes Wash | 2034 | Economic | million_m3 | After Competition Groups | 0.90559 | 0 | 0 | 2313.1103 | 0.0003915 | 23 | Residential_2034_Economic_million_m3_After Competition Groups_23 | Minimize Hot and Warm Clothes Wash | 0.03915% | 0 | 0.90559 | Residential_2034_Economic_million_m3_After Competition Groups_Minimize Hot and Warm Clothes Wash
Residential | Res ¦ Energy Star Clothes Washer | 2034 | Economic | million_m3 | After Competition Groups | 0.23937 | 0 | 0 | 2313.1103 | 0.00010348 | 24 | Residential_2034_Economic_million_m3_After Competition Groups_24 | Energy Star Clothes Washer | 0.01035% | 0 | 0.23937 | Residential_2034_Economic_million_m3_After Competition Groups_Energy Star Clothes Washer
Residential | Res ¦ Comprehensive Draft Proofing | 2034 | SC A | million_m3 | After Competition Groups | 118.8084 | 226955.6641 | 0.22696 | 573.0556 | 0.20732 | 1 | Residential_2034_SC A_million_m3_After Competition Groups_1 | Comprehensive Draft Proofing | 20.73% | 0.22696 | 118.8084 | Residential_2034_SC A_million_m3_After Competition Groups_Comprehensive Draft Proofing
Residential | Res ¦ Adaptive Thermostat | 2034 | SC A | million_m3 | After Competition Groups | 92.422 | 2287502.9696 | 2.2875 | 573.0556 | 0.16128 | 2 | Residential_2034_SC A_million_m3_After Competition Groups_2 | Adaptive Thermostat | 16.13% | 2.2875 | 92.422 | Residential_2034_SC A_million_m3_After Competition Groups_Adaptive Thermostat
Residential | Res ¦ High Efficiency Fireplace with Pilotless Ignition | 2034 | SC A | million_m3 | After Competition Groups | 66.0296 | 1340754.7392 | 1.3408 | 573.0556 | 0.11522 | 3 | Residential_2034_SC A_million_m3_After Competition Groups_3 | High Efficiency Fireplace with Pilotless Ignition | 11.52% | 1.3408 | 66.0296 | Residential_2034_SC A_million_m3_After Competition Groups_High Efficiency Fireplace with Pilotless Ignition
Residential | Res ¦ Air Sealing | 2034 | SC A | million_m3 | After Competition Groups | 62.6121 | 263842.2001 | 0.26384 | 573.0556 | 0.10926 | 4 | Residential_2034_SC A_million_m3_After Competition Groups_4 | Air Sealing | 10.93% | 0.26384 | 62.6121 | Residential_2034_SC A_million_m3_After Competition Groups_Air Sealing
Residential | Res ¦ Advanced BAS/Controllers | 2034 | SC A | million_m3 | After Competition Groups | 51.2564 | 774539.4287 | 0.77454 | 573.0556 | 0.089444 | 5 | Residential_2034_SC A_million_m3_After Competition Groups_5 | Advanced BAS/Controllers | 8.944% | 0.77454 | 51.2564 | Residential_2034_SC A_million_m3_After Competition Groups_Advanced BAS/Controllers
Residential | Res ¦ Building Recommissioning, Operations and Maintenance (O&M) Improvements | 2034 | SC A | million_m3 | After Competition Groups | 42.1615 | 487247.0021 | 0.48725 | 573.0556 | 0.073573 | 6 | Residential_2034_SC A_million_m3_After Competition Groups_6 | Building Recommissioning, Operations and Maintenance (O&M) Improvements | 7.357% | 0.48725 | 42.1615 | Residential_2034_SC A_million_m3_After Competition Groups_Building Recommissioning, Operations and Maintenance (O&M) Improvements
Residential | Res ¦ Condensing Make Up Air Unit | 2034 | SC A | million_m3 | After Competition Groups | 31.9169 | 995070.0402 | 0.99507 | 573.0556 | 0.055696 | 7 | Residential_2034_SC A_million_m3_After Competition Groups_7 | Condensing Make Up Air Unit | 5.57% | 0.99507 | 31.9169 | Residential_2034_SC A_million_m3_After Competition Groups_Condensing Make Up Air Unit
Residential | Res ¦ Basement Wall Insulation | 2034 | SC A | million_m3 | After Competition Groups | 26.0729 | 1187608.3111 | 1.1876 | 573.0556 | 0.045498 | 8 | Residential_2034_SC A_million_m3_After Competition Groups_8 | Basement Wall Insulation | 4.55% | 1.1876 | 26.0729 | Residential_2034_SC A_million_m3_After Competition Groups_Basement Wall Insulation
Residential | Res ¦ Attic Insulation | 2034 | SC A | million_m3 | After Competition Groups | 17.5371 | 635917.3234 | 0.63592 | 573.0556 | 0.030603 | 9 | Residential_2034_SC A_million_m3_After Competition Groups_9 | Attic Insulation | 3.06% | 0.63592 | 17.5371 | Residential_2034_SC A_million_m3_After Competition Groups_Attic Insulation
Residential | Res ¦ Demand Control Ventilation | 2034 | SC A | million_m3 | After Competition Groups | 14.954 | 337882.0111 | 0.33788 | 573.0556 | 0.026095 | 10 | Residential_2034_SC A_million_m3_After Competition Groups_10 | Demand Control Ventilation | 2.61% | 0.33788 | 14.954 | Residential_2034_SC A_million_m3_After Competition Groups_Demand Control Ventilation
Residential | Res ¦ Condensing Boiler | 2034 | SC A | million_m3 | After Competition Groups | 13.9781 | 0 | 0 | 573.0556 | 0.024392 | 11 | Residential_2034_SC A_million_m3_After Competition Groups_11 | Condensing Boiler | 2.439% | 0 | 13.9781 | Residential_2034_SC A_million_m3_After Competition Groups_Condensing Boiler
Residential | Res ¦ Home Energy Reports | 2034 | SC A | million_m3 | After Competition Groups | 11.2025 | 10149447.2133 | 10.1494 | 573.0556 | 0.019549 | 12 | Residential_2034_SC A_million_m3_After Competition Groups_12 | Home Energy Reports | 1.955% | 10.1494 | 11.2025 | Residential_2034_SC A_million_m3_After Competition Groups_Home Energy Reports
Residential | Res ¦ High Efficiency Condensing Furnace | 2034 | SC A | million_m3 | After Competition Groups | 9.358 | 0 | 0 | 573.0556 | 0.01633 | 13 | Residential_2034_SC A_million_m3_After Competition Groups_13 | High Efficiency Condensing Furnace | 1.633% | 0 | 9.358 | Residential_2034_SC A_million_m3_After Competition Groups_High Efficiency Condensing Furnace
Residential | Res ¦ Heat Recovery Ventilator | 2034 | SC A | million_m3 | After Competition Groups | 6.7856 | 0 | 0 | 573.0556 | 0.011841 | 14 | Residential_2034_SC A_million_m3_After Competition Groups_14 | Heat Recovery Ventilator | 1.184% | 0 | 6.7856 | Residential_2034_SC A_million_m3_After Competition Groups_Heat Recovery Ventilator
Residential | Res ¦ Wall Insulation MF | 2034 | SC A | million_m3 | After Competition Groups | 2.1655 | 52999.7085 | 0.053 | 573.0556 | 0.0037788 | 15 | Residential_2034_SC A_million_m3_After Competition Groups_15 | Wall Insulation MF | 0.3779% | 0.053 | 2.1655 | Residential_2034_SC A_million_m3_After Competition Groups_Wall Insulation MF
Residential | Res ¦ Duct Insulation MF | 2034 | SC A | million_m3 | After Competition Groups | 1.8174 | 2997.6216 | 0.0029976 | 573.0556 | 0.0031715 | 16 | Residential_2034_SC A_million_m3_After Competition Groups_16 | Duct Insulation MF | 0.3172% | 0.0029976 | 1.8174 | Residential_2034_SC A_million_m3_After Competition Groups_Duct Insulation MF
Residential | Res ¦ Pool Cover | 2034 | SC A | million_m3 | After Competition Groups | 0.93976 | 0 | 0 | 573.0556 | 0.0016399 | 17 | Residential_2034_SC A_million_m3_After Competition Groups_17 | Pool Cover | 0.164% | 0 | 0.93976 | Residential_2034_SC A_million_m3_After Competition Groups_Pool Cover
Residential | Res ¦ Duct Insulation | 2034 | SC A | million_m3 | After Competition Groups | 0.8827 | 0 | 0 | 573.0556 | 0.0015403 | 18 | Residential_2034_SC A_million_m3_After Competition Groups_18 | Duct Insulation | 0.154% | 0 | 0.8827 | Residential_2034_SC A_million_m3_After Competition Groups_Duct Insulation
Residential | Res ¦ Water Heater Temperature Setback | 2034 | SC A | million_m3 | After Competition Groups | 0.77061 | 0 | 0 | 573.0556 | 0.0013447 | 19 | Residential_2034_SC A_million_m3_After Competition Groups_19 | Water Heater Temperature Setback | 0.1345% | 0 | 0.77061 | Residential_2034_SC A_million_m3_After Competition Groups_Water Heater Temperature Setback
Residential | Res ¦ Minimize Hot and Warm Clothes Wash | 2034 | SC A | million_m3 | After Competition Groups | 0.63302 | 0 | 0 | 573.0556 | 0.0011046 | 20 | Residential_2034_SC A_million_m3_After Competition Groups_20 | Minimize Hot and Warm Clothes Wash | 0.1105% | 0 | 0.63302 | Residential_2034_SC A_million_m3_After Competition Groups_Minimize Hot and Warm Clothes Wash
Residential | Res ¦ Floor Insulation | 2034 | SC A | million_m3 | After Competition Groups | 0.56034 | 0 | 0 | 573.0556 | 0.00097781 | 21 | Residential_2034_SC A_million_m3_After Competition Groups_21 | Floor Insulation | 0.09778% | 0 | 0.56034 | Residential_2034_SC A_million_m3_After Competition Groups_Floor Insulation
Residential | Res ¦ Wall Insulation | 2034 | SC A | million_m3 | After Competition Groups | 0.14634 | 0 | 0 | 573.0556 | 0.00025537 | 22 | Residential_2034_SC A_million_m3_After Competition Groups_22 | Wall Insulation | 0.02554% | 0 | 0.14634 | Residential_2034_SC A_million_m3_After Competition Groups_Wall Insulation
Residential | Res ¦ Energy Star Clothes Washer | 2034 | SC A | million_m3 | After Competition Groups | 0.043982 | 0 | 0 | 573.0556 | 7.6749e-05 | 23 | Residential_2034_SC A_million_m3_After Competition Groups_23 | Energy Star Clothes Washer | 0.007675% | 0 | 0.043982 | Residential_2034_SC A_million_m3_After Competition Groups_Energy Star Clothes Washer
Residential | Res ¦ Clothes Drying Racks | 2034 | SC A | million_m3 | After Competition Groups | 0.00062258 | 0 | 0 | 573.0556 | 1.0864e-06 | 24 | Residential_2034_SC A_million_m3_After Competition Groups_24 | Clothes Drying Racks | 0.0001086% | 0 | 0.00062258 | Residential_2034_SC A_million_m3_After Competition Groups_Clothes Drying Racks
Residential | Res ¦ Adaptive Thermostat | 2034 | SC B | million_m3 | After Competition Groups | 214.45 | 38472898.6004 | 38.4729 | 1322.766 | 0.16212 | 1 | Residential_2034_SC B_million_m3_After Competition Groups_1 | Adaptive Thermostat | 16.21% | 38.4729 | 214.45 | Residential_2034_SC B_million_m3_After Competition Groups_Adaptive Thermostat
Residential | Res ¦ Air Sealing | 2034 | SC B | million_m3 | After Competition Groups | 201.1529 | 40094894.8365 | 40.0949 | 1322.766 | 0.15207 | 2 | Residential_2034_SC B_million_m3_After Competition Groups_2 | Air Sealing | 15.21% | 40.0949 | 201.1529 | Residential_2034_SC B_million_m3_After Competition Groups_Air Sealing
Residential | Res ¦ Comprehensive Draft Proofing | 2034 | SC B | million_m3 | After Competition Groups | 179.6534 | 215822.2086 | 0.21582 | 1322.766 | 0.13582 | 3 | Residential_2034_SC B_million_m3_After Competition Groups_3 | Comprehensive Draft Proofing | 13.58% | 0.21582 | 179.6534 | Residential_2034_SC B_million_m3_After Competition Groups_Comprehensive Draft Proofing
Residential | Res ¦ High Efficiency Condensing Furnace | 2034 | SC B | million_m3 | After Competition Groups | 101.6505 | 32131742.7717 | 32.1317 | 1322.766 | 0.076847 | 4 | Residential_2034_SC B_million_m3_After Competition Groups_4 | High Efficiency Condensing Furnace | 7.685% | 32.1317 | 101.6505 | Residential_2034_SC B_million_m3_After Competition Groups_High Efficiency Condensing Furnace
Residential | Res ¦ High Efficiency Fireplace with Pilotless Ignition | 2034 | SC B | million_m3 | After Competition Groups | 99.4737 | 5474892.2454 | 5.4749 | 1322.766 | 0.075201 | 5 | Residential_2034_SC B_million_m3_After Competition Groups_5 | High Efficiency Fireplace with Pilotless Ignition | 7.52% | 5.4749 | 99.4737 | Residential_2034_SC B_million_m3_After Competition Groups_High Efficiency Fireplace with Pilotless Ignition
Residential | Res ¦ Advanced BAS/Controllers | 2034 | SC B | million_m3 | After Competition Groups | 73.9964 | 189481.9517 | 0.18948 | 1322.766 | 0.055941 | 6 | Residential_2034_SC B_million_m3_After Competition Groups_6 | Advanced BAS/Controllers | 5.594% | 0.18948 | 73.9964 | Residential_2034_SC B_million_m3_After Competition Groups_Advanced BAS/Controllers
Residential | Res ¦ Condensing Boiler | 2034 | SC B | million_m3 | After Competition Groups | 66.0294 | 30938504.3433 | 30.9385 | 1322.766 | 0.049918 | 7 | Residential_2034_SC B_million_m3_After Competition Groups_7 | Condensing Boiler | 4.992% | 30.9385 | 66.0294 | Residential_2034_SC B_million_m3_After Competition Groups_Condensing Boiler
Residential | Res ¦ Heat Recovery Ventilator | 2034 | SC B | million_m3 | After Competition Groups | 65.6224 | 27491657.5756 | 27.4917 | 1322.766 | 0.04961 | 8 | Residential_2034_SC B_million_m3_After Competition Groups_8 | Heat Recovery Ventilator | 4.961% | 27.4917 | 65.6224 | Residential_2034_SC B_million_m3_After Competition Groups_Heat Recovery Ventilator
Residential | Res ¦ Building Recommissioning, Operations and Maintenance (O&M) Improvements | 2034 | SC B | million_m3 | After Competition Groups | 61.1481 | 151597.0923 | 0.1516 | 1322.766 | 0.046227 | 9 | Residential_2034_SC B_million_m3_After Competition Groups_9 | Building Recommissioning, Operations and Maintenance (O&M) Improvements | 4.623% | 0.1516 | 61.1481 | Residential_2034_SC B_million_m3_After Competition Groups_Building Recommissioning, Operations and Maintenance (O&M) Improvements
Residential | Res ¦ Condensing Make Up Air Unit | 2034 | SC B | million_m3 | After Competition Groups | 58.99 | 5018911.6457 | 5.0189 | 1322.766 | 0.044596 | 10 | Residential_2034_SC B_million_m3_After Competition Groups_10 | Condensing Make Up Air Unit | 4.46% | 5.0189 | 58.99 | Residential_2034_SC B_million_m3_After Competition Groups_Condensing Make Up Air Unit
Residential | Res ¦ Attic Insulation | 2034 | SC B | million_m3 | After Competition Groups | 49.1157 | 9005601.3198 | 9.0056 | 1322.766 | 0.037131 | 11 | Residential_2034_SC B_million_m3_After Competition Groups_11 | Attic Insulation | 3.713% | 9.0056 | 49.1157 | Residential_2034_SC B_million_m3_After Competition Groups_Attic Insulation
Residential | Res ¦ Basement Wall Insulation | 2034 | SC B | million_m3 | After Competition Groups | 40.8317 | 5516040.8684 | 5.516 | 1322.766 | 0.030868 | 12 | Residential_2034_SC B_million_m3_After Competition Groups_12 | Basement Wall Insulation | 3.087% | 5.516 | 40.8317 | Residential_2034_SC B_million_m3_After Competition Groups_Basement Wall Insulation
Residential | Res ¦ Demand Control Ventilation | 2034 | SC B | million_m3 | After Competition Groups | 33.1663 | 441426.8587 | 0.44143 | 1322.766 | 0.025073 | 13 | Residential_2034_SC B_million_m3_After Competition Groups_13 | Demand Control Ventilation | 2.507% | 0.44143 | 33.1663 | Residential_2034_SC B_million_m3_After Competition Groups_Demand Control Ventilation
Residential | Res ¦ Floor Insulation | 2034 | SC B | million_m3 | After Competition Groups | 16.0713 | 9778156.7154 | 9.7782 | 1322.766 | 0.01215 | 14 | Residential_2034_SC B_million_m3_After Competition Groups_14 | Floor Insulation | 1.215% | 9.7782 | 16.0713 | Residential_2034_SC B_million_m3_After Competition Groups_Floor Insulation
Residential | Res ¦ Pool Cover | 2034 | SC B | million_m3 | After Competition Groups | 14.0992 | 991936.722 | 0.99194 | 1322.766 | 0.010659 | 15 | Residential_2034_SC B_million_m3_After Competition Groups_15 | Pool Cover | 1.066% | 0.99194 | 14.0992 | Residential_2034_SC B_million_m3_After Competition Groups_Pool Cover
Residential | Res ¦ Duct Insulation | 2034 | SC B | million_m3 | After Competition Groups | 13.1599 | 8810418.954 | 8.8104 | 1322.766 | 0.0099488 | 16 | Residential_2034_SC B_million_m3_After Competition Groups_16 | Duct Insulation | 0.9949% | 8.8104 | 13.1599 | Residential_2034_SC B_million_m3_After Competition Groups_Duct Insulation
Residential | Res ¦ Duct Insulation MF | 2034 | SC B | million_m3 | After Competition Groups | 11.5721 | 3587379.0316 | 3.5874 | 1322.766 | 0.0087484 | 17 | Residential_2034_SC B_million_m3_After Competition Groups_17 | Duct Insulation MF | 0.8748% | 3.5874 | 11.5721 | Residential_2034_SC B_million_m3_After Competition Groups_Duct Insulation MF
Residential | Res ¦ Home Energy Reports | 2034 | SC B | million_m3 | After Competition Groups | 11.2025 | 10149447.2133 | 10.1494 | 1322.766 | 0.008469 | 18 | Residential_2034_SC B_million_m3_After Competition Groups_18 | Home Energy Reports | 0.8469% | 10.1494 | 11.2025 | Residential_2034_SC B_million_m3_After Competition Groups_Home Energy Reports
Residential | Res ¦ Wall Insulation | 2034 | SC B | million_m3 | After Competition Groups | 4.9606 | 3449856.7329 | 3.4499 | 1322.766 | 0.0037502 | 19 | Residential_2034_SC B_million_m3_After Competition Groups_19 | Wall Insulation | 0.375% | 3.4499 | 4.9606 | Residential_2034_SC B_million_m3_After Competition Groups_Wall Insulation
Residential | Res ¦ Wall Insulation MF | 2034 | SC B | million_m3 | After Competition Groups | 2.5281 | 134024.1688 | 0.13402 | 1322.766 | 0.0019112 | 20 | Residential_2034_SC B_million_m3_After Competition Groups_20 | Wall Insulation MF | 0.1911% | 0.13402 | 2.5281 | Residential_2034_SC B_million_m3_After Competition Groups_Wall Insulation MF
Residential | Res ¦ Water Heater Temperature Setback | 2034 | SC B | million_m3 | After Competition Groups | 1.6642 | 270503.199 | 0.2705 | 1322.766 | 0.0012581 | 21 | Residential_2034_SC B_million_m3_After Competition Groups_21 | Water Heater Temperature Setback | 0.1258% | 0.2705 | 1.6642 | Residential_2034_SC B_million_m3_After Competition Groups_Water Heater Temperature Setback
Residential | Res ¦ Clothes Drying Racks | 2034 | SC B | million_m3 | After Competition Groups | 1.1578 | 274601.6688 | 0.2746 | 1322.766 | 0.00087527 | 22 | Residential_2034_SC B_million_m3_After Competition Groups_22 | Clothes Drying Racks | 0.08753% | 0.2746 | 1.1578 | Residential_2034_SC B_million_m3_After Competition Groups_Clothes Drying Racks
Residential | Res ¦ Minimize Hot and Warm Clothes Wash | 2034 | SC B | million_m3 | After Competition Groups | 0.63302 | 0 | 0 | 1322.766 | 0.00047856 | 23 | Residential_2034_SC B_million_m3_After Competition Groups_23 | Minimize Hot and Warm Clothes Wash | 0.04786% | 0 | 0.63302 | Residential_2034_SC B_million_m3_After Competition Groups_Minimize Hot and Warm Clothes Wash
Residential | Res ¦ Energy Star Clothes Washer | 2034 | SC B | million_m3 | After Competition Groups | 0.43692 | 330429.7672 | 0.33043 | 1322.766 | 0.00033031 | 24 | Residential_2034_SC B_million_m3_After Competition Groups_24 | Energy Star Clothes Washer | 0.03303% | 0.33043 | 0.43692 | Residential_2034_SC B_million_m3_After Competition Groups_Energy Star Clothes Washer
Residential | Res ¦ Comprehensive Draft Proofing | 2034 | SC C | million_m3 | After Competition Groups | 124.4433 | 882286.8264 | 0.88229 | 747.5045 | 0.16648 | 1 | Residential_2034_SC C_million_m3_After Competition Groups_1 | Comprehensive Draft Proofing | 16.65% | 0.88229 | 124.4433 | Residential_2034_SC C_million_m3_After Competition Groups_Comprehensive Draft Proofing
Residential | Res ¦ Adaptive Thermostat | 2034 | SC C | million_m3 | After Competition Groups | 123.1848 | 13236665.9687 | 13.2367 | 747.5045 | 0.16479 | 2 | Residential_2034_SC C_million_m3_After Competition Groups_2 | Adaptive Thermostat | 16.48% | 13.2367 | 123.1848 | Residential_2034_SC C_million_m3_After Competition Groups_Adaptive Thermostat
Residential | Res ¦ Air Sealing | 2034 | SC C | million_m3 | After Competition Groups | 94.5318 | 10542504.1011 | 10.5425 | 747.5045 | 0.12646 | 3 | Residential_2034_SC C_million_m3_After Competition Groups_3 | Air Sealing | 12.65% | 10.5425 | 94.5318 | Residential_2034_SC C_million_m3_After Competition Groups_Air Sealing
Residential | Res ¦ High Efficiency Fireplace with Pilotless Ignition | 2034 | SC C | million_m3 | After Competition Groups | 90.6655 | 5522771.5861 | 5.5228 | 747.5045 | 0.12129 | 4 | Residential_2034_SC C_million_m3_After Competition Groups_4 | High Efficiency Fireplace with Pilotless Ignition | 12.13% | 5.5228 | 90.6655 | Residential_2034_SC C_million_m3_After Competition Groups_High Efficiency Fireplace with Pilotless Ignition
Residential | Res ¦ Advanced BAS/Controllers | 2034 | SC C | million_m3 | After Competition Groups | 51.2564 | 774539.4287 | 0.77454 | 747.5045 | 0.06857 | 5 | Residential_2034_SC C_million_m3_After Competition Groups_5 | Advanced BAS/Controllers | 6.857% | 0.77454 | 51.2564 | Residential_2034_SC C_million_m3_After Competition Groups_Advanced BAS/Controllers
Residential | Res ¦ Condensing Make Up Air Unit | 2034 | SC C | million_m3 | After Competition Groups | 45.637 | 4756443.2047 | 4.7564 | 747.5045 | 0.061052 | 6 | Residential_2034_SC C_million_m3_After Competition Groups_6 | Condensing Make Up Air Unit | 6.105% | 4.7564 | 45.637 | Residential_2034_SC C_million_m3_After Competition Groups_Condensing Make Up Air Unit
Residential | Res ¦ Building Recommissioning, Operations and Maintenance (O&M) Improvements | 2034 | SC C | million_m3 | After Competition Groups | 42.3564 | 619725.2689 | 0.61973 | 747.5045 | 0.056664 | 7 | Residential_2034_SC C_million_m3_After Competition Groups_7 | Building Recommissioning, Operations and Maintenance (O&M) Improvements | 5.666% | 0.61973 | 42.3564 | Residential_2034_SC C_million_m3_After Competition Groups_Building Recommissioning, Operations and Maintenance (O&M) Improvements
Residential | Res ¦ Basement Wall Insulation | 2034 | SC C | million_m3 | After Competition Groups | 40.8404 | 5517770.3143 | 5.5178 | 747.5045 | 0.054636 | 8 | Residential_2034_SC C_million_m3_After Competition Groups_8 | Basement Wall Insulation | 5.464% | 5.5178 | 40.8404 | Residential_2034_SC C_million_m3_After Competition Groups_Basement Wall Insulation
Residential | Res ¦ Attic Insulation | 2034 | SC C | million_m3 | After Competition Groups | 37.3227 | 6130297.1551 | 6.1303 | 747.5045 | 0.04993 | 9 | Residential_2034_SC C_million_m3_After Competition Groups_9 | Attic Insulation | 4.993% | 6.1303 | 37.3227 | Residential_2034_SC C_million_m3_After Competition Groups_Attic Insulation
Residential | Res ¦ Demand Control Ventilation | 2034 | SC C | million_m3 | After Competition Groups | 22.9743 | 1803947.7417 | 1.8039 | 747.5045 | 0.030735 | 10 | Residential_2034_SC C_million_m3_After Competition Groups_10 | Demand Control Ventilation | 3.073% | 1.8039 | 22.9743 | Residential_2034_SC C_million_m3_After Competition Groups_Demand Control Ventilation
Residential | Res ¦ Condensing Boiler | 2034 | SC C | million_m3 | After Competition Groups | 22.9087 | 4296953.3197 | 4.297 | 747.5045 | 0.030647 | 11 | Residential_2034_SC C_million_m3_After Competition Groups_11 | Condensing Boiler | 3.065% | 4.297 | 22.9087 | Residential_2034_SC C_million_m3_After Competition Groups_Condensing Boiler
Residential | Res ¦ High Efficiency Condensing Furnace | 2034 | SC C | million_m3 | After Competition Groups | 16.1577 | 1582916.5987 | 1.5829 | 747.5045 | 0.021616 | 12 | Residential_2034_SC C_million_m3_After Competition Groups_12 | High Efficiency Condensing Furnace | 2.162% | 1.5829 | 16.1577 | Residential_2034_SC C_million_m3_After Competition Groups_High Efficiency Condensing Furnace
Residential | Res ¦ Heat Recovery Ventilator | 2034 | SC C | million_m3 | After Competition Groups | 12.5382 | 2536184.0198 | 2.5362 | 747.5045 | 0.016773 | 13 | Residential_2034_SC C_million_m3_After Competition Groups_13 | Heat Recovery Ventilator | 1.677% | 2.5362 | 12.5382 | Residential_2034_SC C_million_m3_After Competition Groups_Heat Recovery Ventilator
Residential | Res ¦ Home Energy Reports | 2034 | SC C | million_m3 | After Competition Groups | 11.2025 | 10149447.2133 | 10.1494 | 747.5045 | 0.014987 | 14 | Residential_2034_SC C_million_m3_After Competition Groups_14 | Home Energy Reports | 1.499% | 10.1494 | 11.2025 | Residential_2034_SC C_million_m3_After Competition Groups_Home Energy Reports
Residential | Res ¦ Duct Insulation MF | 2034 | SC C | million_m3 | After Competition Groups | 2.9943 | 356738.6638 | 0.35674 | 747.5045 | 0.0040058 | 15 | Residential_2034_SC C_million_m3_After Competition Groups_15 | Duct Insulation MF | 0.4006% | 0.35674 | 2.9943 | Residential_2034_SC C_million_m3_After Competition Groups_Duct Insulation MF
Residential | Res ¦ Wall Insulation MF | 2034 | SC C | million_m3 | After Competition Groups | 2.5283 | 134046.7881 | 0.13405 | 747.5045 | 0.0033823 | 16 | Residential_2034_SC C_million_m3_After Competition Groups_16 | Wall Insulation MF | 0.3382% | 0.13405 | 2.5283 | Residential_2034_SC C_million_m3_After Competition Groups_Wall Insulation MF
Residential | Res ¦ Pool Cover | 2034 | SC C | million_m3 | After Competition Groups | 1.678 | 132228.9788 | 0.13223 | 747.5045 | 0.0022449 | 17 | Residential_2034_SC C_million_m3_After Competition Groups_17 | Pool Cover | 0.2245% | 0.13223 | 1.678 | Residential_2034_SC C_million_m3_After Competition Groups_Pool Cover
Residential | Res ¦ Duct Insulation | 2034 | SC C | million_m3 | After Competition Groups | 1.4234 | 173822.0693 | 0.17382 | 747.5045 | 0.0019041 | 18 | Residential_2034_SC C_million_m3_After Competition Groups_18 | Duct Insulation | 0.1904% | 0.17382 | 1.4234 | Residential_2034_SC C_million_m3_After Competition Groups_Duct Insulation
Residential | Res ¦ Floor Insulation | 2034 | SC C | million_m3 | After Competition Groups | 1.0243 | 113768.3744 | 0.11377 | 747.5045 | 0.0013702 | 19 | Residential_2034_SC C_million_m3_After Competition Groups_19 | Floor Insulation | 0.137% | 0.11377 | 1.0243 | Residential_2034_SC C_million_m3_After Competition Groups_Floor Insulation
Residential | Res ¦ Water Heater Temperature Setback | 2034 | SC C | million_m3 | After Competition Groups | 0.84722 | 54936.2916 | 0.054936 | 747.5045 | 0.0011334 | 20 | Residential_2034_SC C_million_m3_After Competition Groups_20 | Water Heater Temperature Setback | 0.1133% | 0.054936 | 0.84722 | Residential_2034_SC C_million_m3_After Competition Groups_Water Heater Temperature Setback
Residential | Res ¦ Minimize Hot and Warm Clothes Wash | 2034 | SC C | million_m3 | After Competition Groups | 0.63302 | 0 | 0 | 747.5045 | 0.00084685 | 21 | Residential_2034_SC C_million_m3_After Competition Groups_21 | Minimize Hot and Warm Clothes Wash | 0.08468% | 0 | 0.63302 | Residential_2034_SC C_million_m3_After Competition Groups_Minimize Hot and Warm Clothes Wash
Residential | Res ¦ Wall Insulation | 2034 | SC C | million_m3 | After Competition Groups | 0.2714 | 31208.761 | 0.031209 | 747.5045 | 0.00036308 | 22 | Residential_2034_SC C_million_m3_After Competition Groups_22 | Wall Insulation | 0.03631% | 0.031209 | 0.2714 | Residential_2034_SC C_million_m3_After Competition Groups_Wall Insulation
Residential | Res ¦ Energy Star Clothes Washer | 2034 | SC C | million_m3 | After Competition Groups | 0.084542 | 16180.7318 | 0.016181 | 747.5045 | 0.0001131 | 23 | Residential_2034_SC C_million_m3_After Competition Groups_23 | Energy Star Clothes Washer | 0.01131% | 0.016181 | 0.084542 | Residential_2034_SC C_million_m3_After Competition Groups_Energy Star Clothes Washer
Residential | Res ¦ Clothes Drying Racks | 2034 | SC C | million_m3 | After Competition Groups | 0.00062258 | 0 | 0 | 747.5045 | 8.3288e-07 | 24 | Residential_2034_SC C_million_m3_After Competition Groups_24 | Clothes Drying Racks | 8.329e-05% | 0 | 0.00062258 | Residential_2034_SC C_million_m3_After Competition Groups_Clothes Drying Racks
Residential | Res ¦ Air Sealing | 2034 | Technical | million_m3 | After Competition Groups | 538.6135 | 0 | 0 | 3662.9463 | 0.14704 | 1 | Residential_2034_Technical_million_m3_After Competition Groups_1 | Air Sealing | 14.7% | 0 | 538.6135 | Residential_2034_Technical_million_m3_After Competition Groups_Air Sealing
Residential | Res ¦ Adaptive Thermostat | 2034 | Technical | million_m3 | After Competition Groups | 498.3492 | 0 | 0 | 3662.9463 | 0.13605 | 2 | Residential_2034_Technical_million_m3_After Competition Groups_2 | Adaptive Thermostat | 13.61% | 0 | 498.3492 | Residential_2034_Technical_million_m3_After Competition Groups_Adaptive Thermostat
Residential | Res ¦ Condensing Storage Water Heater | 2034 | Technical | million_m3 | After Competition Groups | 224.695 | 0 | 0 | 3662.9463 | 0.061343 | 3 | Residential_2034_Technical_million_m3_After Competition Groups_3 | Condensing Storage Water Heater | 6.134% | 0 | 224.695 | Residential_2034_Technical_million_m3_After Competition Groups_Condensing Storage Water Heater
Residential | Res ¦ Energy Star Windows | 2034 | Technical | million_m3 | After Competition Groups | 204.9386 | 0 | 0 | 3662.9463 | 0.055949 | 4 | Residential_2034_Technical_million_m3_After Competition Groups_4 | Energy Star Windows | 5.595% | 0 | 204.9386 | Residential_2034_Technical_million_m3_After Competition Groups_Energy Star Windows
Residential | Res ¦ Tankless Water Heater | 2034 | Technical | million_m3 | After Competition Groups | 189.1035 | 0 | 0 | 3662.9463 | 0.051626 | 5 | Residential_2034_Technical_million_m3_After Competition Groups_5 | Tankless Water Heater | 5.163% | 0 | 189.1035 | Residential_2034_Technical_million_m3_After Competition Groups_Tankless Water Heater
Residential | Res ¦ Comprehensive Draft Proofing | 2034 | Technical | million_m3 | After Competition Groups | 162.1998 | 0 | 0 | 3662.9463 | 0.044281 | 6 | Residential_2034_Technical_million_m3_After Competition Groups_6 | Comprehensive Draft Proofing | 4.428% | 0 | 162.1998 | Residential_2034_Technical_million_m3_After Competition Groups_Comprehensive Draft Proofing
Residential | Res ¦ Condensing Boiler | 2034 | Technical | million_m3 | After Competition Groups | 149.4838 | 0 | 0 | 3662.9463 | 0.04081 | 7 | Residential_2034_Technical_million_m3_After Competition Groups_7 | Condensing Boiler | 4.081% | 0 | 149.4838 | Residential_2034_Technical_million_m3_After Competition Groups_Condensing Boiler
Residential | Res ¦ Wall Insulation | 2034 | Technical | million_m3 | After Competition Groups | 148.9279 | 0 | 0 | 3662.9463 | 0.040658 | 8 | Residential_2034_Technical_million_m3_After Competition Groups_8 | Wall Insulation | 4.066% | 0 | 148.9279 | Residential_2034_Technical_million_m3_After Competition Groups_Wall Insulation
Residential | Res ¦ Heat Recovery Ventilator | 2034 | Technical | million_m3 | After Competition Groups | 134.8296 | 0 | 0 | 3662.9463 | 0.036809 | 9 | Residential_2034_Technical_million_m3_After Competition Groups_9 | Heat Recovery Ventilator | 3.681% | 0 | 134.8296 | Residential_2034_Technical_million_m3_After Competition Groups_Heat Recovery Ventilator
Residential | Res ¦ Attic Insulation | 2034 | Technical | million_m3 | After Competition Groups | 131.5113 | 0 | 0 | 3662.9463 | 0.035903 | 10 | Residential_2034_Technical_million_m3_After Competition Groups_10 | Attic Insulation | 3.59% | 0 | 131.5113 | Residential_2034_Technical_million_m3_After Competition Groups_Attic Insulation
Residential | Res ¦ High Efficiency Condensing Furnace | 2034 | Technical | million_m3 | After Competition Groups | 124.475 | 0 | 0 | 3662.9463 | 0.033982 | 11 | Residential_2034_Technical_million_m3_After Competition Groups_11 | High Efficiency Condensing Furnace | 3.398% | 0 | 124.475 | Residential_2034_Technical_million_m3_After Competition Groups_High Efficiency Condensing Furnace
Residential | Res ¦ DHW Recirculation Systems | 2034 | Technical | million_m3 | After Competition Groups | 124.4251 | 0 | 0 | 3662.9463 | 0.033969 | 12 | Residential_2034_Technical_million_m3_After Competition Groups_12 | DHW Recirculation Systems | 3.397% | 0 | 124.4251 | Residential_2034_Technical_million_m3_After Competition Groups_DHW Recirculation Systems
Residential | Res ¦ High Efficiency Fireplace with Pilotless Ignition | 2034 | Technical | million_m3 | After Competition Groups | 122.4803 | 0 | 0 | 3662.9463 | 0.033438 | 13 | Residential_2034_Technical_million_m3_After Competition Groups_13 | High Efficiency Fireplace with Pilotless Ignition | 3.344% | 0 | 122.4803 | Residential_2034_Technical_million_m3_After Competition Groups_High Efficiency Fireplace with Pilotless Ignition
Residential | Res ¦ Basement or Crawlspace Insulation | 2034 | Technical | million_m3 | After Competition Groups | 111.714 | 0 | 0 | 3662.9463 | 0.030498 | 14 | Residential_2034_Technical_million_m3_After Competition Groups_14 | Basement or Crawlspace Insulation | 3.05% | 0 | 111.714 | Residential_2034_Technical_million_m3_After Competition Groups_Basement or Crawlspace Insulation
Residential | Res ¦ Basement Wall Insulation | 2034 | Technical | million_m3 | After Competition Groups | 109.3213 | 0 | 0 | 3662.9463 | 0.029845 | 15 | Residential_2034_Technical_million_m3_After Competition Groups_15 | Basement Wall Insulation | 2.985% | 0 | 109.3213 | Residential_2034_Technical_million_m3_After Competition Groups_Basement Wall Insulation
Residential | Res ¦ Condensing Make Up Air Unit | 2034 | Technical | million_m3 | After Competition Groups | 84.7119 | 0 | 0 | 3662.9463 | 0.023127 | 16 | Residential_2034_Technical_million_m3_After Competition Groups_16 | Condensing Make Up Air Unit | 2.313% | 0 | 84.7119 | Residential_2034_Technical_million_m3_After Competition Groups_Condensing Make Up Air Unit
Residential | Res ¦ Window Film | 2034 | Technical | million_m3 | After Competition Groups | 76.8559 | 0 | 0 | 3662.9463 | 0.020982 | 17 | Residential_2034_Technical_million_m3_After Competition Groups_17 | Window Film | 2.098% | 0 | 76.8559 | Residential_2034_Technical_million_m3_After Competition Groups_Window Film
Residential | Res ¦ Furnace Tune Up | 2034 | Technical | million_m3 | After Competition Groups | 74.2875 | 0 | 0 | 3662.9463 | 0.020281 | 18 | Residential_2034_Technical_million_m3_After Competition Groups_18 | Furnace Tune Up | 2.028% | 0 | 74.2875 | Residential_2034_Technical_million_m3_After Competition Groups_Furnace Tune Up
Residential | Res ¦ Advanced BAS/Controllers | 2034 | Technical | million_m3 | After Competition Groups | 66.8078 | 0 | 0 | 3662.9463 | 0.018239 | 19 | Residential_2034_Technical_million_m3_After Competition Groups_19 | Advanced BAS/Controllers | 1.824% | 0 | 66.8078 | Residential_2034_Technical_million_m3_After Competition Groups_Advanced BAS/Controllers
Residential | Res ¦ Ceiling Insulation | 2034 | Technical | million_m3 | After Competition Groups | 55.3539 | 0 | 0 | 3662.9463 | 0.015112 | 20 | Residential_2034_Technical_million_m3_After Competition Groups_20 | Ceiling Insulation | 1.511% | 0 | 55.3539 | Residential_2034_Technical_million_m3_After Competition Groups_Ceiling Insulation
Residential | Res ¦ Building Recommissioning, Operations and Maintenance (O&M) Improvements | 2034 | Technical | million_m3 | After Competition Groups | 55.2075 | 0 | 0 | 3662.9463 | 0.015072 | 21 | Residential_2034_Technical_million_m3_After Competition Groups_21 | Building Recommissioning, Operations and Maintenance (O&M) Improvements | 1.507% | 0 | 55.2075 | Residential_2034_Technical_million_m3_After Competition Groups_Building Recommissioning, Operations and Maintenance (O&M) Improvements
Residential | Res ¦ Duct Insulation MF | 2034 | Technical | million_m3 | After Competition Groups | 43.6886 | 0 | 0 | 3662.9463 | 0.011927 | 22 | Residential_2034_Technical_million_m3_After Competition Groups_22 | Duct Insulation MF | 1.193% | 0 | 43.6886 | Residential_2034_Technical_million_m3_After Competition Groups_Duct Insulation MF
Residential | Res ¦ Floor Insulation | 2034 | Technical | million_m3 | After Competition Groups | 43.0627 | 0 | 0 | 3662.9463 | 0.011756 | 23 | Residential_2034_Technical_million_m3_After Competition Groups_23 | Floor Insulation | 1.176% | 0 | 43.0627 | Residential_2034_Technical_million_m3_After Competition Groups_Floor Insulation
Residential | Res ¦ Duct Insulation | 2034 | Technical | million_m3 | After Competition Groups | 40.9276 | 0 | 0 | 3662.9463 | 0.011173 | 24 | Residential_2034_Technical_million_m3_After Competition Groups_24 | Duct Insulation | 1.117% | 0 | 40.9276 | Residential_2034_Technical_million_m3_After Competition Groups_Duct Insulation
Residential | Res ¦ Demand Control Ventilation | 2034 | Technical | million_m3 | After Competition Groups | 29.9447 | 0 | 0 | 3662.9463 | 0.008175 | 25 | Residential_2034_Technical_million_m3_After Competition Groups_25 | Demand Control Ventilation | 0.8175% | 0 | 29.9447 | Residential_2034_Technical_million_m3_After Competition Groups_Demand Control Ventilation
Residential | Res ¦ Home Energy Reports | 2034 | Technical | million_m3 | After Competition Groups | 28.409 | 0 | 0 | 3662.9463 | 0.0077558 | 26 | Residential_2034_Technical_million_m3_After Competition Groups_26 | Home Energy Reports | 0.7756% | 0 | 28.409 | Residential_2034_Technical_million_m3_After Competition Groups_Home Energy Reports
Residential | Res ¦ Early Hot Water Heater Replacement | 2034 | Technical | million_m3 | After Competition Groups | 24.382 | 0 | 0 | 3662.9463 | 0.0066564 | 27 | Residential_2034_Technical_million_m3_After Competition Groups_27 | Early Hot Water Heater Replacement | 0.6656% | 0 | 24.382 | Residential_2034_Technical_million_m3_After Competition Groups_Early Hot Water Heater Replacement
Residential | Res ¦ Drain Water Heat Recovery | 2034 | Technical | million_m3 | After Competition Groups | 20.8089 | 0 | 0 | 3662.9463 | 0.0056809 | 28 | Residential_2034_Technical_million_m3_After Competition Groups_28 | Drain Water Heat Recovery | 0.5681% | 0 | 20.8089 | Residential_2034_Technical_million_m3_After Competition Groups_Drain Water Heat Recovery
Residential | Res ¦ Pool Cover | 2034 | Technical | million_m3 | After Competition Groups | 13.6363 | 0 | 0 | 3662.9463 | 0.0037228 | 29 | Residential_2034_Technical_million_m3_After Competition Groups_29 | Pool Cover | 0.3723% | 0 | 13.6363 | Residential_2034_Technical_million_m3_After Competition Groups_Pool Cover
Residential | Res ¦ High Efficiency Gas Pool Heater | 2034 | Technical | million_m3 | After Competition Groups | 11.4196 | 0 | 0 | 3662.9463 | 0.0031176 | 30 | Residential_2034_Technical_million_m3_After Competition Groups_30 | High Efficiency Gas Pool Heater | 0.3118% | 0 | 11.4196 | Residential_2034_Technical_million_m3_After Competition Groups_High Efficiency Gas Pool Heater
Residential | Res ¦ Wall Insulation MF | 2034 | Technical | million_m3 | After Competition Groups | 6.7677 | 0 | 0 | 3662.9463 | 0.0018476 | 31 | Residential_2034_Technical_million_m3_After Competition Groups_31 | Wall Insulation MF | 0.1848% | 0 | 6.7677 | Residential_2034_Technical_million_m3_After Competition Groups_Wall Insulation MF
Residential | Res ¦ Water Heater Temperature Setback | 2034 | Technical | million_m3 | After Competition Groups | 6.068 | 0 | 0 | 3662.9463 | 0.0016566 | 32 | Residential_2034_Technical_million_m3_After Competition Groups_32 | Water Heater Temperature Setback | 0.1657% | 0 | 6.068 | Residential_2034_Technical_million_m3_After Competition Groups_Water Heater Temperature Setback
Residential | Res ¦ Energy Star Clothes Dryer | 2034 | Technical | million_m3 | After Competition Groups | 2.3379 | 0 | 0 | 3662.9463 | 0.00063824 | 33 | Residential_2034_Technical_million_m3_After Competition Groups_33 | Energy Star Clothes Dryer | 0.06382% | 0 | 2.3379 | Residential_2034_Technical_million_m3_After Competition Groups_Energy Star Clothes Dryer
Residential | Res ¦ Energy Star Clothes Washer | 2034 | Technical | million_m3 | After Competition Groups | 1.1428 | 0 | 0 | 3662.9463 | 0.00031199 | 34 | Residential_2034_Technical_million_m3_After Competition Groups_34 | Energy Star Clothes Washer | 0.0312% | 0 | 1.1428 | Residential_2034_Technical_million_m3_After Competition Groups_Energy Star Clothes Washer
Residential | Res ¦ Clothes Drying Racks | 2034 | Technical | million_m3 | After Competition Groups | 1.0459 | 0 | 0 | 3662.9463 | 0.00028553 | 35 | Residential_2034_Technical_million_m3_After Competition Groups_35 | Clothes Drying Racks | 0.02855% | 0 | 1.0459 | Residential_2034_Technical_million_m3_After Competition Groups_Clothes Drying Racks
Residential | Res ¦ Minimize Hot and Warm Clothes Wash | 2034 | Technical | million_m3 | After Competition Groups | 0.90559 | 0 | 0 | 3662.9463 | 0.00024723 | 36 | Residential_2034_Technical_million_m3_After Competition Groups_36 | Minimize Hot and Warm Clothes Wash | 0.02472% | 0 | 0.90559 | Residential_2034_Technical_million_m3_After Competition Groups_Minimize Hot and Warm Clothes Wash
Residential | Res ¦ Solar Water Preheat (Pools/DHW) | 2034 | Technical | million_m3 | After Competition Groups | 0.10666 | 0 | 0 | 3662.9463 | 2.9119e-05 | 37 | Residential_2034_Technical_million_m3_After Competition Groups_37 | Solar Water Preheat (Pools/DHW) | 0.002912% | 0 | 0.10666 | Residential_2034_Technical_million_m3_After Competition Groups_Solar Water Preheat (Pools/DHW)
Residential | Res ¦ Air Sealing | 2035 | Economic | million_m3 | After Competition Groups | 530.1034 | 0 | 0 | 2321.344 | 0.22836 | 1 | Residential_2035_Economic_million_m3_After Competition Groups_1 | Air Sealing | 22.84% | 0 | 530.1034 | Residential_2035_Economic_million_m3_After Competition Groups_Air Sealing
Residential | Res ¦ Adaptive Thermostat | 2035 | Economic | million_m3 | After Competition Groups | 498.2247 | 0 | 0 | 2321.344 | 0.21463 | 2 | Residential_2035_Economic_million_m3_After Competition Groups_2 | Adaptive Thermostat | 21.46% | 0 | 498.2247 | Residential_2035_Economic_million_m3_After Competition Groups_Adaptive Thermostat
Residential | Res ¦ Comprehensive Draft Proofing | 2035 | Economic | million_m3 | After Competition Groups | 159.637 | 0 | 0 | 2321.344 | 0.068769 | 3 | Residential_2035_Economic_million_m3_After Competition Groups_3 | Comprehensive Draft Proofing | 6.877% | 0 | 159.637 | Residential_2035_Economic_million_m3_After Competition Groups_Comprehensive Draft Proofing
Residential | Res ¦ Heat Recovery Ventilator | 2035 | Economic | million_m3 | After Competition Groups | 141.6266 | 0 | 0 | 2321.344 | 0.061011 | 4 | Residential_2035_Economic_million_m3_After Competition Groups_4 | Heat Recovery Ventilator | 6.101% | 0 | 141.6266 | Residential_2035_Economic_million_m3_After Competition Groups_Heat Recovery Ventilator
Residential | Res ¦ Attic Insulation | 2035 | Economic | million_m3 | After Competition Groups | 129.4334 | 0 | 0 | 2321.344 | 0.055758 | 5 | Residential_2035_Economic_million_m3_After Competition Groups_5 | Attic Insulation | 5.576% | 0 | 129.4334 | Residential_2035_Economic_million_m3_After Competition Groups_Attic Insulation
Residential | Res ¦ High Efficiency Fireplace with Pilotless Ignition | 2035 | Economic | million_m3 | After Competition Groups | 127.8419 | 0 | 0 | 2321.344 | 0.055072 | 6 | Residential_2035_Economic_million_m3_After Competition Groups_6 | High Efficiency Fireplace with Pilotless Ignition | 5.507% | 0 | 127.8419 | Residential_2035_Economic_million_m3_After Competition Groups_High Efficiency Fireplace with Pilotless Ignition
Residential | Res ¦ High Efficiency Condensing Furnace | 2035 | Economic | million_m3 | After Competition Groups | 118.9139 | 0 | 0 | 2321.344 | 0.051226 | 7 | Residential_2035_Economic_million_m3_After Competition Groups_7 | High Efficiency Condensing Furnace | 5.123% | 0 | 118.9139 | Residential_2035_Economic_million_m3_After Competition Groups_High Efficiency Condensing Furnace
Residential | Res ¦ Basement Wall Insulation | 2035 | Economic | million_m3 | After Competition Groups | 107.594 | 0 | 0 | 2321.344 | 0.04635 | 8 | Residential_2035_Economic_million_m3_After Competition Groups_8 | Basement Wall Insulation | 4.635% | 0 | 107.594 | Residential_2035_Economic_million_m3_After Competition Groups_Basement Wall Insulation
Residential | Res ¦ Condensing Boiler | 2035 | Economic | million_m3 | After Competition Groups | 99.6838 | 0 | 0 | 2321.344 | 0.042942 | 9 | Residential_2035_Economic_million_m3_After Competition Groups_9 | Condensing Boiler | 4.294% | 0 | 99.6838 | Residential_2035_Economic_million_m3_After Competition Groups_Condensing Boiler
Residential | Res ¦ Condensing Make Up Air Unit | 2035 | Economic | million_m3 | After Competition Groups | 88.5643 | 0 | 0 | 2321.344 | 0.038152 | 10 | Residential_2035_Economic_million_m3_After Competition Groups_10 | Condensing Make Up Air Unit | 3.815% | 0 | 88.5643 | Residential_2035_Economic_million_m3_After Competition Groups_Condensing Make Up Air Unit
Residential | Res ¦ Advanced BAS/Controllers | 2035 | Economic | million_m3 | After Competition Groups | 65.7523 | 0 | 0 | 2321.344 | 0.028325 | 11 | Residential_2035_Economic_million_m3_After Competition Groups_11 | Advanced BAS/Controllers | 2.833% | 0 | 65.7523 | Residential_2035_Economic_million_m3_After Competition Groups_Advanced BAS/Controllers
Residential | Res ¦ Building Recommissioning, Operations and Maintenance (O&M) Improvements | 2035 | Economic | million_m3 | After Competition Groups | 54.3352 | 0 | 0 | 2321.344 | 0.023407 | 12 | Residential_2035_Economic_million_m3_After Competition Groups_12 | Building Recommissioning, Operations and Maintenance (O&M) Improvements | 2.341% | 0 | 54.3352 | Residential_2035_Economic_million_m3_After Competition Groups_Building Recommissioning, Operations and Maintenance (O&M) Improvements
Residential | Res ¦ Floor Insulation | 2035 | Economic | million_m3 | After Competition Groups | 42.3823 | 0 | 0 | 2321.344 | 0.018258 | 13 | Residential_2035_Economic_million_m3_After Competition Groups_13 | Floor Insulation | 1.826% | 0 | 42.3823 | Residential_2035_Economic_million_m3_After Competition Groups_Floor Insulation
Residential | Res ¦ Duct Insulation | 2035 | Economic | million_m3 | After Competition Groups | 38.4826 | 0 | 0 | 2321.344 | 0.016578 | 14 | Residential_2035_Economic_million_m3_After Competition Groups_14 | Duct Insulation | 1.658% | 0 | 38.4826 | Residential_2035_Economic_million_m3_After Competition Groups_Duct Insulation
Residential | Res ¦ Duct Insulation MF | 2035 | Economic | million_m3 | After Competition Groups | 30.675 | 0 | 0 | 2321.344 | 0.013214 | 15 | Residential_2035_Economic_million_m3_After Competition Groups_15 | Duct Insulation MF | 1.321% | 0 | 30.675 | Residential_2035_Economic_million_m3_After Competition Groups_Duct Insulation MF
Residential | Res ¦ Demand Control Ventilation | 2035 | Economic | million_m3 | After Competition Groups | 29.4716 | 0 | 0 | 2321.344 | 0.012696 | 16 | Residential_2035_Economic_million_m3_After Competition Groups_16 | Demand Control Ventilation | 1.27% | 0 | 29.4716 | Residential_2035_Economic_million_m3_After Competition Groups_Demand Control Ventilation
Residential | Res ¦ Home Energy Reports | 2035 | Economic | million_m3 | After Competition Groups | 17.2882 | 0 | 0 | 2321.344 | 0.0074475 | 17 | Residential_2035_Economic_million_m3_After Competition Groups_17 | Home Energy Reports | 0.7447% | 0 | 17.2882 | Residential_2035_Economic_million_m3_After Competition Groups_Home Energy Reports
Residential | Res ¦ Pool Cover | 2035 | Economic | million_m3 | After Competition Groups | 13.4209 | 0 | 0 | 2321.344 | 0.0057815 | 18 | Residential_2035_Economic_million_m3_After Competition Groups_18 | Pool Cover | 0.5782% | 0 | 13.4209 | Residential_2035_Economic_million_m3_After Competition Groups_Pool Cover
Residential | Res ¦ Wall Insulation | 2035 | Economic | million_m3 | After Competition Groups | 13.0806 | 0 | 0 | 2321.344 | 0.0056349 | 19 | Residential_2035_Economic_million_m3_After Competition Groups_19 | Wall Insulation | 0.5635% | 0 | 13.0806 | Residential_2035_Economic_million_m3_After Competition Groups_Wall Insulation
Residential | Res ¦ Wall Insulation MF | 2035 | Economic | million_m3 | After Competition Groups | 6.6607 | 0 | 0 | 2321.344 | 0.0028693 | 20 | Residential_2035_Economic_million_m3_After Competition Groups_20 | Wall Insulation MF | 0.2869% | 0 | 6.6607 | Residential_2035_Economic_million_m3_After Competition Groups_Wall Insulation MF
Residential | Res ¦ Water Heater Temperature Setback | 2035 | Economic | million_m3 | After Competition Groups | 5.9721 | 0 | 0 | 2321.344 | 0.0025727 | 21 | Residential_2035_Economic_million_m3_After Competition Groups_21 | Water Heater Temperature Setback | 0.2573% | 0 | 5.9721 | Residential_2035_Economic_million_m3_After Competition Groups_Water Heater Temperature Setback
Residential | Res ¦ Clothes Drying Racks | 2035 | Economic | million_m3 | After Competition Groups | 1.0293 | 0 | 0 | 2321.344 | 0.00044343 | 22 | Residential_2035_Economic_million_m3_After Competition Groups_22 | Clothes Drying Racks | 0.04434% | 0 | 1.0293 | Residential_2035_Economic_million_m3_After Competition Groups_Clothes Drying Racks
Residential | Res ¦ Minimize Hot and Warm Clothes Wash | 2035 | Economic | million_m3 | After Competition Groups | 0.89128 | 0 | 0 | 2321.344 | 0.00038395 | 23 | Residential_2035_Economic_million_m3_After Competition Groups_23 | Minimize Hot and Warm Clothes Wash | 0.03839% | 0 | 0.89128 | Residential_2035_Economic_million_m3_After Competition Groups_Minimize Hot and Warm Clothes Wash
Residential | Res ¦ Energy Star Clothes Washer | 2035 | Economic | million_m3 | After Competition Groups | 0.27874 | 0 | 0 | 2321.344 | 0.00012008 | 24 | Residential_2035_Economic_million_m3_After Competition Groups_24 | Energy Star Clothes Washer | 0.01201% | 0 | 0.27874 | Residential_2035_Economic_million_m3_After Competition Groups_Energy Star Clothes Washer
Residential | Res ¦ Comprehensive Draft Proofing | 2035 | SC A | million_m3 | After Competition Groups | 125.7833 | 202859.7245 | 0.20286 | 610.372 | 0.20608 | 1 | Residential_2035_SC A_million_m3_After Competition Groups_1 | Comprehensive Draft Proofing | 20.61% | 0.20286 | 125.7833 | Residential_2035_SC A_million_m3_After Competition Groups_Comprehensive Draft Proofing
Residential | Res ¦ Adaptive Thermostat | 2035 | SC A | million_m3 | After Competition Groups | 98.6515 | 0 | 0 | 610.372 | 0.16163 | 2 | Residential_2035_SC A_million_m3_After Competition Groups_2 | Adaptive Thermostat | 16.16% | 0 | 98.6515 | Residential_2035_SC A_million_m3_After Competition Groups_Adaptive Thermostat
Residential | Res ¦ High Efficiency Fireplace with Pilotless Ignition | 2035 | SC A | million_m3 | After Competition Groups | 69.6166 | 1249198.48 | 1.2492 | 610.372 | 0.11406 | 3 | Residential_2035_SC A_million_m3_After Competition Groups_3 | High Efficiency Fireplace with Pilotless Ignition | 11.41% | 1.2492 | 69.6166 | Residential_2035_SC A_million_m3_After Competition Groups_High Efficiency Fireplace with Pilotless Ignition
Residential | Res ¦ Air Sealing | 2035 | SC A | million_m3 | After Competition Groups | 66.7567 | 276050.0345 | 0.27605 | 610.372 | 0.10937 | 4 | Residential_2035_SC A_million_m3_After Competition Groups_4 | Air Sealing | 10.94% | 0.27605 | 66.7567 | Residential_2035_SC A_million_m3_After Competition Groups_Air Sealing
Residential | Res ¦ Advanced BAS/Controllers | 2035 | SC A | million_m3 | After Competition Groups | 54.1231 | 710802.1975 | 0.7108 | 610.372 | 0.088672 | 5 | Residential_2035_SC A_million_m3_After Competition Groups_5 | Advanced BAS/Controllers | 8.867% | 0.7108 | 54.1231 | Residential_2035_SC A_million_m3_After Competition Groups_Advanced BAS/Controllers
Residential | Res ¦ Building Recommissioning, Operations and Maintenance (O&M) Improvements | 2035 | SC A | million_m3 | After Competition Groups | 44.4882 | 424378.8985 | 0.42438 | 610.372 | 0.072887 | 6 | Residential_2035_SC A_million_m3_After Competition Groups_6 | Building Recommissioning, Operations and Maintenance (O&M) Improvements | 7.289% | 0.42438 | 44.4882 | Residential_2035_SC A_million_m3_After Competition Groups_Building Recommissioning, Operations and Maintenance (O&M) Improvements
Residential | Res ¦ Condensing Make Up Air Unit | 2035 | SC A | million_m3 | After Competition Groups | 34.6705 | 958977.6761 | 0.95898 | 610.372 | 0.056802 | 7 | Residential_2035_SC A_million_m3_After Competition Groups_7 | Condensing Make Up Air Unit | 5.68% | 0.95898 | 34.6705 | Residential_2035_SC A_million_m3_After Competition Groups_Condensing Make Up Air Unit
Residential | Res ¦ Basement Wall Insulation | 2035 | SC A | million_m3 | After Competition Groups | 27.9436 | 1161316.2195 | 1.1613 | 610.372 | 0.045781 | 8 | Residential_2035_SC A_million_m3_After Competition Groups_8 | Basement Wall Insulation | 4.578% | 1.1613 | 27.9436 | Residential_2035_SC A_million_m3_After Competition Groups_Basement Wall Insulation
Residential | Res ¦ Attic Insulation | 2035 | SC A | million_m3 | After Competition Groups | 18.81 | 657857.3851 | 0.65786 | 610.372 | 0.030817 | 9 | Residential_2035_SC A_million_m3_After Competition Groups_9 | Attic Insulation | 3.082% | 0.65786 | 18.81 | Residential_2035_SC A_million_m3_After Competition Groups_Attic Insulation
Residential | Res ¦ Demand Control Ventilation | 2035 | SC A | million_m3 | After Competition Groups | 16.0021 | 337619.3292 | 0.33762 | 610.372 | 0.026217 | 10 | Residential_2035_SC A_million_m3_After Competition Groups_10 | Demand Control Ventilation | 2.622% | 0.33762 | 16.0021 | Residential_2035_SC A_million_m3_After Competition Groups_Demand Control Ventilation
Residential | Res ¦ Condensing Boiler | 2035 | SC A | million_m3 | After Competition Groups | 15.2635 | 0 | 0 | 610.372 | 0.025007 | 11 | Residential_2035_SC A_million_m3_After Competition Groups_11 | Condensing Boiler | 2.501% | 0 | 15.2635 | Residential_2035_SC A_million_m3_After Competition Groups_Condensing Boiler
Residential | Res ¦ Home Energy Reports | 2035 | SC A | million_m3 | After Competition Groups | 12.0882 | 11147368.844 | 11.1474 | 610.372 | 0.019805 | 12 | Residential_2035_SC A_million_m3_After Competition Groups_12 | Home Energy Reports | 1.98% | 11.1474 | 12.0882 | Residential_2035_SC A_million_m3_After Competition Groups_Home Energy Reports
Residential | Res ¦ High Efficiency Condensing Furnace | 2035 | SC A | million_m3 | After Competition Groups | 9.936 | 0 | 0 | 610.372 | 0.016279 | 13 | Residential_2035_SC A_million_m3_After Competition Groups_13 | High Efficiency Condensing Furnace | 1.628% | 0 | 9.936 | Residential_2035_SC A_million_m3_After Competition Groups_High Efficiency Condensing Furnace
Residential | Res ¦ Heat Recovery Ventilator | 2035 | SC A | million_m3 | After Competition Groups | 7.6251 | 0 | 0 | 610.372 | 0.012493 | 14 | Residential_2035_SC A_million_m3_After Competition Groups_14 | Heat Recovery Ventilator | 1.249% | 0 | 7.6251 | Residential_2035_SC A_million_m3_After Competition Groups_Heat Recovery Ventilator
Residential | Res ¦ Wall Insulation MF | 2035 | SC A | million_m3 | After Competition Groups | 2.342 | 52109.7801 | 0.05211 | 610.372 | 0.003837 | 15 | Residential_2035_SC A_million_m3_After Competition Groups_15 | Wall Insulation MF | 0.3837% | 0.05211 | 2.342 | Residential_2035_SC A_million_m3_After Competition Groups_Wall Insulation MF
Residential | Res ¦ Duct Insulation MF | 2035 | SC A | million_m3 | After Competition Groups | 1.9222 | 2690.3424 | 0.0026903 | 610.372 | 0.0031492 | 16 | Residential_2035_SC A_million_m3_After Competition Groups_16 | Duct Insulation MF | 0.3149% | 0.0026903 | 1.9222 | Residential_2035_SC A_million_m3_After Competition Groups_Duct Insulation MF
Residential | Res ¦ Pool Cover | 2035 | SC A | million_m3 | After Competition Groups | 1.0106 | 0 | 0 | 610.372 | 0.0016557 | 17 | Residential_2035_SC A_million_m3_After Competition Groups_17 | Pool Cover | 0.1656% | 0 | 1.0106 | Residential_2035_SC A_million_m3_After Competition Groups_Pool Cover
Residential | Res ¦ Water Heater Temperature Setback | 2035 | SC A | million_m3 | After Competition Groups | 0.96719 | 0 | 0 | 610.372 | 0.0015846 | 18 | Residential_2035_SC A_million_m3_After Competition Groups_18 | Water Heater Temperature Setback | 0.1585% | 0 | 0.96719 | Residential_2035_SC A_million_m3_After Competition Groups_Water Heater Temperature Setback
Residential | Res ¦ Duct Insulation | 2035 | SC A | million_m3 | After Competition Groups | 0.93802 | 0 | 0 | 610.372 | 0.0015368 | 19 | Residential_2035_SC A_million_m3_After Competition Groups_19 | Duct Insulation | 0.1537% | 0 | 0.93802 | Residential_2035_SC A_million_m3_After Competition Groups_Duct Insulation
Residential | Res ¦ Minimize Hot and Warm Clothes Wash | 2035 | SC A | million_m3 | After Competition Groups | 0.63727 | 0 | 0 | 610.372 | 0.0010441 | 20 | Residential_2035_SC A_million_m3_After Competition Groups_20 | Minimize Hot and Warm Clothes Wash | 0.1044% | 0 | 0.63727 | Residential_2035_SC A_million_m3_After Competition Groups_Minimize Hot and Warm Clothes Wash
Residential | Res ¦ Floor Insulation | 2035 | SC A | million_m3 | After Competition Groups | 0.58976 | 0 | 0 | 610.372 | 0.00096623 | 21 | Residential_2035_SC A_million_m3_After Competition Groups_21 | Floor Insulation | 0.09662% | 0 | 0.58976 | Residential_2035_SC A_million_m3_After Competition Groups_Floor Insulation
Residential | Res ¦ Wall Insulation | 2035 | SC A | million_m3 | After Competition Groups | 0.1536 | 0 | 0 | 610.372 | 0.00025165 | 22 | Residential_2035_SC A_million_m3_After Competition Groups_22 | Wall Insulation | 0.02517% | 0 | 0.1536 | Residential_2035_SC A_million_m3_After Competition Groups_Wall Insulation
Residential | Res ¦ Energy Star Clothes Washer | 2035 | SC A | million_m3 | After Competition Groups | 0.052264 | 0 | 0 | 610.372 | 8.5626e-05 | 23 | Residential_2035_SC A_million_m3_After Competition Groups_23 | Energy Star Clothes Washer | 0.008563% | 0 | 0.052264 | Residential_2035_SC A_million_m3_After Competition Groups_Energy Star Clothes Washer
Residential | Res ¦ Clothes Drying Racks | 2035 | SC A | million_m3 | After Competition Groups | 0.0006561 | 0 | 0 | 610.372 | 1.0749e-06 | 24 | Residential_2035_SC A_million_m3_After Competition Groups_24 | Clothes Drying Racks | 0.0001075% | 0 | 0.0006561 | Residential_2035_SC A_million_m3_After Competition Groups_Clothes Drying Racks
Residential | Res ¦ Adaptive Thermostat | 2035 | SC B | million_m3 | After Competition Groups | 232.54 | 39611243.3097 | 39.6112 | 1404.0553 | 0.16562 | 1 | Residential_2035_SC B_million_m3_After Competition Groups_1 | Adaptive Thermostat | 16.56% | 39.6112 | 232.54 | Residential_2035_SC B_million_m3_After Competition Groups_Adaptive Thermostat
Residential | Res ¦ Air Sealing | 2035 | SC B | million_m3 | After Competition Groups | 219.5375 | 41608071.5296 | 41.6081 | 1404.0553 | 0.15636 | 2 | Residential_2035_SC B_million_m3_After Competition Groups_2 | Air Sealing | 15.64% | 41.6081 | 219.5375 | Residential_2035_SC B_million_m3_After Competition Groups_Air Sealing
Residential | Res ¦ Comprehensive Draft Proofing | 2035 | SC B | million_m3 | After Competition Groups | 180.963 | 152342.2951 | 0.15234 | 1404.0553 | 0.12889 | 3 | Residential_2035_SC B_million_m3_After Competition Groups_3 | Comprehensive Draft Proofing | 12.89% | 0.15234 | 180.963 | Residential_2035_SC B_million_m3_After Competition Groups_Comprehensive Draft Proofing
Residential | Res ¦ High Efficiency Condensing Furnace | 2035 | SC B | million_m3 | After Competition Groups | 106.9554 | 31164968.8404 | 31.165 | 1404.0553 | 0.076176 | 4 | Residential_2035_SC B_million_m3_After Competition Groups_4 | High Efficiency Condensing Furnace | 7.618% | 31.165 | 106.9554 | Residential_2035_SC B_million_m3_After Competition Groups_High Efficiency Condensing Furnace
Residential | Res ¦ High Efficiency Fireplace with Pilotless Ignition | 2035 | SC B | million_m3 | After Competition Groups | 104.8381 | 5327904.7304 | 5.3279 | 1404.0553 | 0.074668 | 5 | Residential_2035_SC B_million_m3_After Competition Groups_5 | High Efficiency Fireplace with Pilotless Ignition | 7.467% | 5.3279 | 104.8381 | Residential_2035_SC B_million_m3_After Competition Groups_High Efficiency Fireplace with Pilotless Ignition
Residential | Res ¦ Advanced BAS/Controllers | 2035 | SC B | million_m3 | After Competition Groups | 74.5358 | 133750.9752 | 0.13375 | 1404.0553 | 0.053086 | 6 | Residential_2035_SC B_million_m3_After Competition Groups_6 | Advanced BAS/Controllers | 5.309% | 0.13375 | 74.5358 | Residential_2035_SC B_million_m3_After Competition Groups_Advanced BAS/Controllers
Residential | Res ¦ Condensing Boiler | 2035 | SC B | million_m3 | After Competition Groups | 72.6991 | 30281047.9655 | 30.281 | 1404.0553 | 0.051778 | 7 | Residential_2035_SC B_million_m3_After Competition Groups_7 | Condensing Boiler | 5.178% | 30.281 | 72.6991 | Residential_2035_SC B_million_m3_After Competition Groups_Condensing Boiler
Residential | Res ¦ Heat Recovery Ventilator | 2035 | SC B | million_m3 | After Competition Groups | 72.1889 | 27610396.7215 | 27.6104 | 1404.0553 | 0.051415 | 8 | Residential_2035_SC B_million_m3_After Competition Groups_8 | Heat Recovery Ventilator | 5.141% | 27.6104 | 72.1889 | Residential_2035_SC B_million_m3_After Competition Groups_Heat Recovery Ventilator
Residential | Res ¦ Condensing Make Up Air Unit | 2035 | SC B | million_m3 | After Competition Groups | 63.2692 | 4937087.9682 | 4.9371 | 1404.0553 | 0.045062 | 9 | Residential_2035_SC B_million_m3_After Competition Groups_9 | Condensing Make Up Air Unit | 4.506% | 4.9371 | 63.2692 | Residential_2035_SC B_million_m3_After Competition Groups_Condensing Make Up Air Unit
Residential | Res ¦ Building Recommissioning, Operations and Maintenance (O&M) Improvements | 2035 | SC B | million_m3 | After Competition Groups | 61.5938 | 107007.9034 | 0.10701 | 1404.0553 | 0.043869 | 10 | Residential_2035_SC B_million_m3_After Competition Groups_10 | Building Recommissioning, Operations and Maintenance (O&M) Improvements | 4.387% | 0.10701 | 61.5938 | Residential_2035_SC B_million_m3_After Competition Groups_Building Recommissioning, Operations and Maintenance (O&M) Improvements
Residential | Res ¦ Attic Insulation | 2035 | SC B | million_m3 | After Competition Groups | 53.6047 | 9345461.1652 | 9.3455 | 1404.0553 | 0.038178 | 11 | Residential_2035_SC B_million_m3_After Competition Groups_11 | Attic Insulation | 3.818% | 9.3455 | 53.6047 | Residential_2035_SC B_million_m3_After Competition Groups_Attic Insulation
Residential | Res ¦ Basement Wall Insulation | 2035 | SC B | million_m3 | After Competition Groups | 44.5635 | 5724182.2788 | 5.7242 | 1404.0553 | 0.031739 | 12 | Residential_2035_SC B_million_m3_After Competition Groups_12 | Basement Wall Insulation | 3.174% | 5.7242 | 44.5635 | Residential_2035_SC B_million_m3_After Competition Groups_Basement Wall Insulation
Residential | Res ¦ Demand Control Ventilation | 2035 | SC B | million_m3 | After Competition Groups | 33.4082 | 311602.917 | 0.3116 | 1404.0553 | 0.023794 | 13 | Residential_2035_SC B_million_m3_After Competition Groups_13 | Demand Control Ventilation | 2.379% | 0.3116 | 33.4082 | Residential_2035_SC B_million_m3_After Competition Groups_Demand Control Ventilation
Residential | Res ¦ Floor Insulation | 2035 | SC B | million_m3 | After Competition Groups | 17.5402 | 10147582.8399 | 10.1476 | 1404.0553 | 0.012493 | 14 | Residential_2035_SC B_million_m3_After Competition Groups_14 | Floor Insulation | 1.249% | 10.1476 | 17.5402 | Residential_2035_SC B_million_m3_After Competition Groups_Floor Insulation
Residential | Res ¦ Duct Insulation | 2035 | SC B | million_m3 | After Competition Groups | 14.4297 | 9203460.8651 | 9.2035 | 1404.0553 | 0.010277 | 15 | Residential_2035_SC B_million_m3_After Competition Groups_15 | Duct Insulation | 1.028% | 9.2035 | 14.4297 | Residential_2035_SC B_million_m3_After Competition Groups_Duct Insulation
Residential | Res ¦ Pool Cover | 2035 | SC B | million_m3 | After Competition Groups | 14.2926 | 713571.7037 | 0.71357 | 1404.0553 | 0.010179 | 16 | Residential_2035_SC B_million_m3_After Competition Groups_16 | Pool Cover | 1.018% | 0.71357 | 14.2926 | Residential_2035_SC B_million_m3_After Competition Groups_Pool Cover
Residential | Res ¦ Duct Insulation MF | 2035 | SC B | million_m3 | After Competition Groups | 12.6317 | 3737534.0247 | 3.7375 | 1404.0553 | 0.0089966 | 17 | Residential_2035_SC B_million_m3_After Competition Groups_17 | Duct Insulation MF | 0.8997% | 3.7375 | 12.6317 | Residential_2035_SC B_million_m3_After Competition Groups_Duct Insulation MF
Residential | Res ¦ Home Energy Reports | 2035 | SC B | million_m3 | After Competition Groups | 12.0882 | 11147368.844 | 11.1474 | 1404.0553 | 0.0086095 | 18 | Residential_2035_SC B_million_m3_After Competition Groups_18 | Home Energy Reports | 0.8609% | 11.1474 | 12.0882 | Residential_2035_SC B_million_m3_After Competition Groups_Home Energy Reports
Residential | Res ¦ Wall Insulation | 2035 | SC B | million_m3 | After Competition Groups | 5.414 | 3580174.723 | 3.5802 | 1404.0553 | 0.003856 | 19 | Residential_2035_SC B_million_m3_After Competition Groups_19 | Wall Insulation | 0.3856% | 3.5802 | 5.414 | Residential_2035_SC B_million_m3_After Competition Groups_Wall Insulation
Residential | Res ¦ Wall Insulation MF | 2035 | SC B | million_m3 | After Competition Groups | 2.7592 | 139080.2473 | 0.13908 | 1404.0553 | 0.0019651 | 20 | Residential_2035_SC B_million_m3_After Competition Groups_20 | Wall Insulation MF | 0.1965% | 0.13908 | 2.7592 | Residential_2035_SC B_million_m3_After Competition Groups_Wall Insulation MF
Residential | Res ¦ Water Heater Temperature Setback | 2035 | SC B | million_m3 | After Competition Groups | 1.8913 | 209985.3584 | 0.20999 | 1404.0553 | 0.001347 | 21 | Residential_2035_SC B_million_m3_After Competition Groups_21 | Water Heater Temperature Setback | 0.1347% | 0.20999 | 1.8913 | Residential_2035_SC B_million_m3_After Competition Groups_Water Heater Temperature Setback
Residential | Res ¦ Clothes Drying Racks | 2035 | SC B | million_m3 | After Competition Groups | 1.1663 | 194073.4516 | 0.19407 | 1404.0553 | 0.00083067 | 22 | Residential_2035_SC B_million_m3_After Competition Groups_22 | Clothes Drying Racks | 0.08307% | 0.19407 | 1.1663 | Residential_2035_SC B_million_m3_After Competition Groups_Clothes Drying Racks
Residential | Res ¦ Minimize Hot and Warm Clothes Wash | 2035 | SC B | million_m3 | After Competition Groups | 0.63727 | 0 | 0 | 1404.0553 | 0.00045388 | 23 | Residential_2035_SC B_million_m3_After Competition Groups_23 | Minimize Hot and Warm Clothes Wash | 0.04539% | 0 | 0.63727 | Residential_2035_SC B_million_m3_After Competition Groups_Minimize Hot and Warm Clothes Wash
Residential | Res ¦ Energy Star Clothes Washer | 2035 | SC B | million_m3 | After Competition Groups | 0.5077 | 309775.3606 | 0.30978 | 1404.0553 | 0.0003616 | 24 | Residential_2035_SC B_million_m3_After Competition Groups_24 | Energy Star Clothes Washer | 0.03616% | 0.30978 | 0.5077 | Residential_2035_SC B_million_m3_After Competition Groups_Energy Star Clothes Washer
Residential | Res ¦ Adaptive Thermostat | 2035 | SC C | million_m3 | After Competition Groups | 133.242 | 13738911.3566 | 13.7389 | 802.9993 | 0.16593 | 1 | Residential_2035_SC C_million_m3_After Competition Groups_1 | Adaptive Thermostat | 16.59% | 13.7389 | 133.242 | Residential_2035_SC C_million_m3_After Competition Groups_Adaptive Thermostat
Residential | Res ¦ Comprehensive Draft Proofing | 2035 | SC C | million_m3 | After Competition Groups | 131.403 | 809683.0088 | 0.80968 | 802.9993 | 0.16364 | 2 | Residential_2035_SC C_million_m3_After Competition Groups_2 | Comprehensive Draft Proofing | 16.36% | 0.80968 | 131.403 | Residential_2035_SC C_million_m3_After Competition Groups_Comprehensive Draft Proofing
Residential | Res ¦ Air Sealing | 2035 | SC C | million_m3 | After Competition Groups | 102.632 | 11065499.9252 | 11.0655 | 802.9993 | 0.12781 | 3 | Residential_2035_SC C_million_m3_After Competition Groups_3 | Air Sealing | 12.78% | 11.0655 | 102.632 | Residential_2035_SC C_million_m3_After Competition Groups_Air Sealing
Residential | Res ¦ High Efficiency Fireplace with Pilotless Ignition | 2035 | SC C | million_m3 | After Competition Groups | 96.1428 | 5440546.6472 | 5.4405 | 802.9993 | 0.11973 | 4 | Residential_2035_SC C_million_m3_After Competition Groups_4 | High Efficiency Fireplace with Pilotless Ignition | 11.97% | 5.4405 | 96.1428 | Residential_2035_SC C_million_m3_After Competition Groups_High Efficiency Fireplace with Pilotless Ignition
Residential | Res ¦ Advanced BAS/Controllers | 2035 | SC C | million_m3 | After Competition Groups | 54.1231 | 710802.1975 | 0.7108 | 802.9993 | 0.067401 | 5 | Residential_2035_SC C_million_m3_After Competition Groups_5 | Advanced BAS/Controllers | 6.74% | 0.7108 | 54.1231 | Residential_2035_SC C_million_m3_After Competition Groups_Advanced BAS/Controllers
Residential | Res ¦ Condensing Make Up Air Unit | 2035 | SC C | million_m3 | After Competition Groups | 49.8336 | 4842295.5413 | 4.8423 | 802.9993 | 0.062059 | 6 | Residential_2035_SC C_million_m3_After Competition Groups_6 | Condensing Make Up Air Unit | 6.206% | 4.8423 | 49.8336 | Residential_2035_SC C_million_m3_After Competition Groups_Condensing Make Up Air Unit
Residential | Res ¦ Building Recommissioning, Operations and Maintenance (O&M) Improvements | 2035 | SC C | million_m3 | After Competition Groups | 44.7253 | 568727.7712 | 0.56873 | 802.9993 | 0.055698 | 7 | Residential_2035_SC C_million_m3_After Competition Groups_7 | Building Recommissioning, Operations and Maintenance (O&M) Improvements | 5.57% | 0.56873 | 44.7253 | Residential_2035_SC C_million_m3_After Competition Groups_Building Recommissioning, Operations and Maintenance (O&M) Improvements
Residential | Res ¦ Basement Wall Insulation | 2035 | SC C | million_m3 | After Competition Groups | 44.573 | 5725905.51 | 5.7259 | 802.9993 | 0.055508 | 8 | Residential_2035_SC C_million_m3_After Competition Groups_8 | Basement Wall Insulation | 5.551% | 5.7259 | 44.573 | Residential_2035_SC C_million_m3_After Competition Groups_Basement Wall Insulation
Residential | Res ¦ Attic Insulation | 2035 | SC C | million_m3 | After Competition Groups | 40.7164 | 6419916.3505 | 6.4199 | 802.9993 | 0.050705 | 9 | Residential_2035_SC C_million_m3_After Competition Groups_9 | Attic Insulation | 5.071% | 6.4199 | 40.7164 | Residential_2035_SC C_million_m3_After Competition Groups_Attic Insulation
Residential | Res ¦ Condensing Boiler | 2035 | SC C | million_m3 | After Competition Groups | 25.3789 | 4424969.5189 | 4.425 | 802.9993 | 0.031605 | 10 | Residential_2035_SC C_million_m3_After Competition Groups_10 | Condensing Boiler | 3.161% | 4.425 | 25.3789 | Residential_2035_SC C_million_m3_After Competition Groups_Condensing Boiler
Residential | Res ¦ Demand Control Ventilation | 2035 | SC C | million_m3 | After Competition Groups | 24.2591 | 1655499.9934 | 1.6555 | 802.9993 | 0.030211 | 11 | Residential_2035_SC C_million_m3_After Competition Groups_11 | Demand Control Ventilation | 3.021% | 1.6555 | 24.2591 | Residential_2035_SC C_million_m3_After Competition Groups_Demand Control Ventilation
Residential | Res ¦ High Efficiency Condensing Furnace | 2035 | SC C | million_m3 | After Competition Groups | 17.1866 | 1565734.1554 | 1.5657 | 802.9993 | 0.021403 | 12 | Residential_2035_SC C_million_m3_After Competition Groups_12 | High Efficiency Condensing Furnace | 2.14% | 1.5657 | 17.1866 | Residential_2035_SC C_million_m3_After Competition Groups_High Efficiency Condensing Furnace
Residential | Res ¦ Heat Recovery Ventilator | 2035 | SC C | million_m3 | After Competition Groups | 14.2037 | 2683594.5057 | 2.6836 | 802.9993 | 0.017688 | 13 | Residential_2035_SC C_million_m3_After Competition Groups_13 | Heat Recovery Ventilator | 1.769% | 2.6836 | 14.2037 | Residential_2035_SC C_million_m3_After Competition Groups_Heat Recovery Ventilator
Residential | Res ¦ Home Energy Reports | 2035 | SC C | million_m3 | After Competition Groups | 12.0882 | 11147368.844 | 11.1474 | 802.9993 | 0.015054 | 14 | Residential_2035_SC C_million_m3_After Competition Groups_14 | Home Energy Reports | 1.505% | 11.1474 | 12.0882 | Residential_2035_SC C_million_m3_After Competition Groups_Home Energy Reports
Residential | Res ¦ Duct Insulation MF | 2035 | SC C | million_m3 | After Competition Groups | 3.2249 | 371598.0002 | 0.3716 | 802.9993 | 0.0040161 | 15 | Residential_2035_SC C_million_m3_After Competition Groups_15 | Duct Insulation MF | 0.4016% | 0.3716 | 3.2249 | Residential_2035_SC C_million_m3_After Competition Groups_Duct Insulation MF
Residential | Res ¦ Wall Insulation MF | 2035 | SC C | million_m3 | After Competition Groups | 2.7593 | 139103.152 | 0.1391 | 802.9993 | 0.0034363 | 16 | Residential_2035_SC C_million_m3_After Competition Groups_16 | Wall Insulation MF | 0.3436% | 0.1391 | 2.7593 | Residential_2035_SC C_million_m3_After Competition Groups_Wall Insulation MF
Residential | Res ¦ Pool Cover | 2035 | SC C | million_m3 | After Competition Groups | 1.8098 | 136632.2542 | 0.13663 | 802.9993 | 0.0022538 | 17 | Residential_2035_SC C_million_m3_After Competition Groups_17 | Pool Cover | 0.2254% | 0.13663 | 1.8098 | Residential_2035_SC C_million_m3_After Competition Groups_Pool Cover
Residential | Res ¦ Duct Insulation | 2035 | SC C | million_m3 | After Competition Groups | 1.522 | 175768.471 | 0.17577 | 802.9993 | 0.0018954 | 18 | Residential_2035_SC C_million_m3_After Competition Groups_18 | Duct Insulation | 0.1895% | 0.17577 | 1.522 | Residential_2035_SC C_million_m3_After Competition Groups_Duct Insulation
Residential | Res ¦ Floor Insulation | 2035 | SC C | million_m3 | After Competition Groups | 1.088 | 115028.7256 | 0.11503 | 802.9993 | 0.0013549 | 19 | Residential_2035_SC C_million_m3_After Competition Groups_19 | Floor Insulation | 0.1355% | 0.11503 | 1.088 | Residential_2035_SC C_million_m3_After Competition Groups_Floor Insulation
Residential | Res ¦ Water Heater Temperature Setback | 2035 | SC C | million_m3 | After Competition Groups | 1.0637 | 56049.72 | 0.05605 | 802.9993 | 0.0013246 | 20 | Residential_2035_SC C_million_m3_After Competition Groups_20 | Water Heater Temperature Setback | 0.1325% | 0.05605 | 1.0637 | Residential_2035_SC C_million_m3_After Competition Groups_Water Heater Temperature Setback
Residential | Res ¦ Minimize Hot and Warm Clothes Wash | 2035 | SC C | million_m3 | After Competition Groups | 0.63727 | 0 | 0 | 802.9993 | 0.00079361 | 21 | Residential_2035_SC C_million_m3_After Competition Groups_21 | Minimize Hot and Warm Clothes Wash | 0.07936% | 0 | 0.63727 | Residential_2035_SC C_million_m3_After Competition Groups_Minimize Hot and Warm Clothes Wash
Residential | Res ¦ Wall Insulation | 2035 | SC C | million_m3 | After Competition Groups | 0.28733 | 31450.4466 | 0.03145 | 802.9993 | 0.00035782 | 22 | Residential_2035_SC C_million_m3_After Competition Groups_22 | Wall Insulation | 0.03578% | 0.03145 | 0.28733 | Residential_2035_SC C_million_m3_After Competition Groups_Wall Insulation
Residential | Res ¦ Energy Star Clothes Washer | 2035 | SC C | million_m3 | After Competition Groups | 0.098607 | 15619.6874 | 0.01562 | 802.9993 | 0.0001228 | 23 | Residential_2035_SC C_million_m3_After Competition Groups_23 | Energy Star Clothes Washer | 0.01228% | 0.01562 | 0.098607 | Residential_2035_SC C_million_m3_After Competition Groups_Energy Star Clothes Washer
Residential | Res ¦ Clothes Drying Racks | 2035 | SC C | million_m3 | After Competition Groups | 0.0006561 | 0 | 0 | 802.9993 | 8.1706e-07 | 24 | Residential_2035_SC C_million_m3_After Competition Groups_24 | Clothes Drying Racks | 8.171e-05% | 0 | 0.0006561 | Residential_2035_SC C_million_m3_After Competition Groups_Clothes Drying Racks
Residential | Res ¦ Air Sealing | 2035 | Technical | million_m3 | After Competition Groups | 530.1034 | 0 | 0 | 3674.8752 | 0.14425 | 1 | Residential_2035_Technical_million_m3_After Competition Groups_1 | Air Sealing | 14.43% | 0 | 530.1034 | Residential_2035_Technical_million_m3_After Competition Groups_Air Sealing
Residential | Res ¦ Adaptive Thermostat | 2035 | Technical | million_m3 | After Competition Groups | 498.2247 | 0 | 0 | 3674.8752 | 0.13558 | 2 | Residential_2035_Technical_million_m3_After Competition Groups_2 | Adaptive Thermostat | 13.56% | 0 | 498.2247 | Residential_2035_Technical_million_m3_After Competition Groups_Adaptive Thermostat
Residential | Res ¦ Condensing Storage Water Heater | 2035 | Technical | million_m3 | After Competition Groups | 233.9917 | 0 | 0 | 3674.8752 | 0.063673 | 3 | Residential_2035_Technical_million_m3_After Competition Groups_3 | Condensing Storage Water Heater | 6.367% | 0 | 233.9917 | Residential_2035_Technical_million_m3_After Competition Groups_Condensing Storage Water Heater
Residential | Res ¦ Energy Star Windows | 2035 | Technical | million_m3 | After Competition Groups | 201.7005 | 0 | 0 | 3674.8752 | 0.054886 | 4 | Residential_2035_Technical_million_m3_After Competition Groups_4 | Energy Star Windows | 5.489% | 0 | 201.7005 | Residential_2035_Technical_million_m3_After Competition Groups_Energy Star Windows
Residential | Res ¦ Tankless Water Heater | 2035 | Technical | million_m3 | After Competition Groups | 196.83 | 0 | 0 | 3674.8752 | 0.053561 | 5 | Residential_2035_Technical_million_m3_After Competition Groups_5 | Tankless Water Heater | 5.356% | 0 | 196.83 | Residential_2035_Technical_million_m3_After Competition Groups_Tankless Water Heater
Residential | Res ¦ Comprehensive Draft Proofing | 2035 | Technical | million_m3 | After Competition Groups | 159.637 | 0 | 0 | 3674.8752 | 0.04344 | 6 | Residential_2035_Technical_million_m3_After Competition Groups_6 | Comprehensive Draft Proofing | 4.344% | 0 | 159.637 | Residential_2035_Technical_million_m3_After Competition Groups_Comprehensive Draft Proofing
Residential | Res ¦ Condensing Boiler | 2035 | Technical | million_m3 | After Competition Groups | 154.5497 | 0 | 0 | 3674.8752 | 0.042056 | 7 | Residential_2035_Technical_million_m3_After Competition Groups_7 | Condensing Boiler | 4.206% | 0 | 154.5497 | Residential_2035_Technical_million_m3_After Competition Groups_Condensing Boiler
Residential | Res ¦ Wall Insulation | 2035 | Technical | million_m3 | After Competition Groups | 146.5749 | 0 | 0 | 3674.8752 | 0.039886 | 8 | Residential_2035_Technical_million_m3_After Competition Groups_8 | Wall Insulation | 3.989% | 0 | 146.5749 | Residential_2035_Technical_million_m3_After Competition Groups_Wall Insulation
Residential | Res ¦ Heat Recovery Ventilator | 2035 | Technical | million_m3 | After Competition Groups | 141.6266 | 0 | 0 | 3674.8752 | 0.038539 | 9 | Residential_2035_Technical_million_m3_After Competition Groups_9 | Heat Recovery Ventilator | 3.854% | 0 | 141.6266 | Residential_2035_Technical_million_m3_After Competition Groups_Heat Recovery Ventilator
Residential | Res ¦ High Efficiency Condensing Furnace | 2035 | Technical | million_m3 | After Competition Groups | 129.7657 | 0 | 0 | 3674.8752 | 0.035312 | 10 | Residential_2035_Technical_million_m3_After Competition Groups_10 | High Efficiency Condensing Furnace | 3.531% | 0 | 129.7657 | Residential_2035_Technical_million_m3_After Competition Groups_High Efficiency Condensing Furnace
Residential | Res ¦ Attic Insulation | 2035 | Technical | million_m3 | After Competition Groups | 129.4334 | 0 | 0 | 3674.8752 | 0.035221 | 11 | Residential_2035_Technical_million_m3_After Competition Groups_11 | Attic Insulation | 3.522% | 0 | 129.4334 | Residential_2035_Technical_million_m3_After Competition Groups_Attic Insulation
Residential | Res ¦ High Efficiency Fireplace with Pilotless Ignition | 2035 | Technical | million_m3 | After Competition Groups | 127.8419 | 0 | 0 | 3674.8752 | 0.034788 | 12 | Residential_2035_Technical_million_m3_After Competition Groups_12 | High Efficiency Fireplace with Pilotless Ignition | 3.479% | 0 | 127.8419 | Residential_2035_Technical_million_m3_After Competition Groups_High Efficiency Fireplace with Pilotless Ignition
Residential | Res ¦ DHW Recirculation Systems | 2035 | Technical | million_m3 | After Competition Groups | 122.4592 | 0 | 0 | 3674.8752 | 0.033323 | 13 | Residential_2035_Technical_million_m3_After Competition Groups_13 | DHW Recirculation Systems | 3.332% | 0 | 122.4592 | Residential_2035_Technical_million_m3_After Competition Groups_DHW Recirculation Systems
Residential | Res ¦ Basement or Crawlspace Insulation | 2035 | Technical | million_m3 | After Competition Groups | 109.9489 | 0 | 0 | 3674.8752 | 0.029919 | 14 | Residential_2035_Technical_million_m3_After Competition Groups_14 | Basement or Crawlspace Insulation | 2.992% | 0 | 109.9489 | Residential_2035_Technical_million_m3_After Competition Groups_Basement or Crawlspace Insulation
Residential | Res ¦ Basement Wall Insulation | 2035 | Technical | million_m3 | After Competition Groups | 107.594 | 0 | 0 | 3674.8752 | 0.029278 | 15 | Residential_2035_Technical_million_m3_After Competition Groups_15 | Basement Wall Insulation | 2.928% | 0 | 107.594 | Residential_2035_Technical_million_m3_After Competition Groups_Basement Wall Insulation
Residential | Res ¦ Condensing Make Up Air Unit | 2035 | Technical | million_m3 | After Competition Groups | 88.5643 | 0 | 0 | 3674.8752 | 0.0241 | 16 | Residential_2035_Technical_million_m3_After Competition Groups_16 | Condensing Make Up Air Unit | 2.41% | 0 | 88.5643 | Residential_2035_Technical_million_m3_After Competition Groups_Condensing Make Up Air Unit
Residential | Res ¦ Window Film | 2035 | Technical | million_m3 | After Competition Groups | 75.6416 | 0 | 0 | 3674.8752 | 0.020583 | 17 | Residential_2035_Technical_million_m3_After Competition Groups_17 | Window Film | 2.058% | 0 | 75.6416 | Residential_2035_Technical_million_m3_After Competition Groups_Window Film
Residential | Res ¦ Furnace Tune Up | 2035 | Technical | million_m3 | After Competition Groups | 73.1138 | 0 | 0 | 3674.8752 | 0.019896 | 18 | Residential_2035_Technical_million_m3_After Competition Groups_18 | Furnace Tune Up | 1.99% | 0 | 73.1138 | Residential_2035_Technical_million_m3_After Competition Groups_Furnace Tune Up
Residential | Res ¦ Advanced BAS/Controllers | 2035 | Technical | million_m3 | After Competition Groups | 65.7523 | 0 | 0 | 3674.8752 | 0.017892 | 19 | Residential_2035_Technical_million_m3_After Competition Groups_19 | Advanced BAS/Controllers | 1.789% | 0 | 65.7523 | Residential_2035_Technical_million_m3_After Competition Groups_Advanced BAS/Controllers
Residential | Res ¦ Ceiling Insulation | 2035 | Technical | million_m3 | After Competition Groups | 54.4794 | 0 | 0 | 3674.8752 | 0.014825 | 20 | Residential_2035_Technical_million_m3_After Competition Groups_20 | Ceiling Insulation | 1.482% | 0 | 54.4794 | Residential_2035_Technical_million_m3_After Competition Groups_Ceiling Insulation
Residential | Res ¦ Building Recommissioning, Operations and Maintenance (O&M) Improvements | 2035 | Technical | million_m3 | After Competition Groups | 54.3352 | 0 | 0 | 3674.8752 | 0.014786 | 21 | Residential_2035_Technical_million_m3_After Competition Groups_21 | Building Recommissioning, Operations and Maintenance (O&M) Improvements | 1.479% | 0 | 54.3352 | Residential_2035_Technical_million_m3_After Competition Groups_Building Recommissioning, Operations and Maintenance (O&M) Improvements
Residential | Res ¦ Duct Insulation MF | 2035 | Technical | million_m3 | After Competition Groups | 42.9983 | 0 | 0 | 3674.8752 | 0.011701 | 22 | Residential_2035_Technical_million_m3_After Competition Groups_22 | Duct Insulation MF | 1.17% | 0 | 42.9983 | Residential_2035_Technical_million_m3_After Competition Groups_Duct Insulation MF
Residential | Res ¦ Floor Insulation | 2035 | Technical | million_m3 | After Competition Groups | 42.3823 | 0 | 0 | 3674.8752 | 0.011533 | 23 | Residential_2035_Technical_million_m3_After Competition Groups_23 | Floor Insulation | 1.153% | 0 | 42.3823 | Residential_2035_Technical_million_m3_After Competition Groups_Floor Insulation
Residential | Res ¦ Duct Insulation | 2035 | Technical | million_m3 | After Competition Groups | 40.281 | 0 | 0 | 3674.8752 | 0.010961 | 24 | Residential_2035_Technical_million_m3_After Competition Groups_24 | Duct Insulation | 1.096% | 0 | 40.281 | Residential_2035_Technical_million_m3_After Competition Groups_Duct Insulation
Residential | Res ¦ Home Energy Reports | 2035 | Technical | million_m3 | After Competition Groups | 29.8274 | 0 | 0 | 3674.8752 | 0.0081166 | 25 | Residential_2035_Technical_million_m3_After Competition Groups_25 | Home Energy Reports | 0.8117% | 0 | 29.8274 | Residential_2035_Technical_million_m3_After Competition Groups_Home Energy Reports
Residential | Res ¦ Demand Control Ventilation | 2035 | Technical | million_m3 | After Competition Groups | 29.4716 | 0 | 0 | 3674.8752 | 0.0080198 | 26 | Residential_2035_Technical_million_m3_After Competition Groups_26 | Demand Control Ventilation | 0.802% | 0 | 29.4716 | Residential_2035_Technical_million_m3_After Competition Groups_Demand Control Ventilation
Residential | Res ¦ Early Hot Water Heater Replacement | 2035 | Technical | million_m3 | After Competition Groups | 23.9968 | 0 | 0 | 3674.8752 | 0.00653 | 27 | Residential_2035_Technical_million_m3_After Competition Groups_27 | Early Hot Water Heater Replacement | 0.653% | 0 | 23.9968 | Residential_2035_Technical_million_m3_After Competition Groups_Early Hot Water Heater Replacement
Residential | Res ¦ Drain Water Heat Recovery | 2035 | Technical | million_m3 | After Competition Groups | 20.4801 | 0 | 0 | 3674.8752 | 0.005573 | 28 | Residential_2035_Technical_million_m3_After Competition Groups_28 | Drain Water Heat Recovery | 0.5573% | 0 | 20.4801 | Residential_2035_Technical_million_m3_After Competition Groups_Drain Water Heat Recovery
Residential | Res ¦ Pool Cover | 2035 | Technical | million_m3 | After Competition Groups | 13.4209 | 0 | 0 | 3674.8752 | 0.0036521 | 29 | Residential_2035_Technical_million_m3_After Competition Groups_29 | Pool Cover | 0.3652% | 0 | 13.4209 | Residential_2035_Technical_million_m3_After Competition Groups_Pool Cover
Residential | Res ¦ High Efficiency Gas Pool Heater | 2035 | Technical | million_m3 | After Competition Groups | 11.5709 | 0 | 0 | 3674.8752 | 0.0031486 | 30 | Residential_2035_Technical_million_m3_After Competition Groups_30 | High Efficiency Gas Pool Heater | 0.3149% | 0 | 11.5709 | Residential_2035_Technical_million_m3_After Competition Groups_High Efficiency Gas Pool Heater
Residential | Res ¦ Wall Insulation MF | 2035 | Technical | million_m3 | After Competition Groups | 6.6607 | 0 | 0 | 3674.8752 | 0.0018125 | 31 | Residential_2035_Technical_million_m3_After Competition Groups_31 | Wall Insulation MF | 0.1813% | 0 | 6.6607 | Residential_2035_Technical_million_m3_After Competition Groups_Wall Insulation MF
Residential | Res ¦ Water Heater Temperature Setback | 2035 | Technical | million_m3 | After Competition Groups | 5.9721 | 0 | 0 | 3674.8752 | 0.0016251 | 32 | Residential_2035_Technical_million_m3_After Competition Groups_32 | Water Heater Temperature Setback | 0.1625% | 0 | 5.9721 | Residential_2035_Technical_million_m3_After Competition Groups_Water Heater Temperature Setback
Residential | Res ¦ Energy Star Clothes Dryer | 2035 | Technical | million_m3 | After Competition Groups | 2.4372 | 0 | 0 | 3674.8752 | 0.00066319 | 33 | Residential_2035_Technical_million_m3_After Competition Groups_33 | Energy Star Clothes Dryer | 0.06632% | 0 | 2.4372 | Residential_2035_Technical_million_m3_After Competition Groups_Energy Star Clothes Dryer
Residential | Res ¦ Energy Star Clothes Washer | 2035 | Technical | million_m3 | After Competition Groups | 1.1822 | 0 | 0 | 3674.8752 | 0.00032169 | 34 | Residential_2035_Technical_million_m3_After Competition Groups_34 | Energy Star Clothes Washer | 0.03217% | 0 | 1.1822 | Residential_2035_Technical_million_m3_After Competition Groups_Energy Star Clothes Washer
Residential | Res ¦ Clothes Drying Racks | 2035 | Technical | million_m3 | After Competition Groups | 1.0293 | 0 | 0 | 3674.8752 | 0.0002801 | 35 | Residential_2035_Technical_million_m3_After Competition Groups_35 | Clothes Drying Racks | 0.02801% | 0 | 1.0293 | Residential_2035_Technical_million_m3_After Competition Groups_Clothes Drying Racks
Residential | Res ¦ Minimize Hot and Warm Clothes Wash | 2035 | Technical | million_m3 | After Competition Groups | 0.89128 | 0 | 0 | 3674.8752 | 0.00024253 | 36 | Residential_2035_Technical_million_m3_After Competition Groups_36 | Minimize Hot and Warm Clothes Wash | 0.02425% | 0 | 0.89128 | Residential_2035_Technical_million_m3_After Competition Groups_Minimize Hot and Warm Clothes Wash
Residential | Res ¦ Solar Water Preheat (Pools/DHW) | 2035 | Technical | million_m3 | After Competition Groups | 0.10497 | 0 | 0 | 3674.8752 | 2.8566e-05 | 37 | Residential_2035_Technical_million_m3_After Competition Groups_37 | Solar Water Preheat (Pools/DHW) | 0.002857% | 0 | 0.10497 | Residential_2035_Technical_million_m3_After Competition Groups_Solar Water Preheat (Pools/DHW)
Residential | Res ¦ Air Sealing | 2036 | Economic | million_m3 | After Competition Groups | 521.7277 | 0 | 0 | 2338.1121 | 0.22314 | 1 | Residential_2036_Economic_million_m3_After Competition Groups_1 | Air Sealing | 22.31% | 0 | 521.7277 | Residential_2036_Economic_million_m3_After Competition Groups_Air Sealing
Residential | Res ¦ Adaptive Thermostat | 2036 | Economic | million_m3 | After Competition Groups | 498.043 | 0 | 0 | 2338.1121 | 0.21301 | 2 | Residential_2036_Economic_million_m3_After Competition Groups_2 | Adaptive Thermostat | 21.3% | 0 | 498.043 | Residential_2036_Economic_million_m3_After Competition Groups_Adaptive Thermostat
Residential | Res ¦ Comprehensive Draft Proofing | 2036 | Economic | million_m3 | After Competition Groups | 157.1148 | 0 | 0 | 2338.1121 | 0.067197 | 3 | Residential_2036_Economic_million_m3_After Competition Groups_3 | Comprehensive Draft Proofing | 6.72% | 0 | 157.1148 | Residential_2036_Economic_million_m3_After Competition Groups_Comprehensive Draft Proofing
Residential | Res ¦ Heat Recovery Ventilator | 2036 | Economic | million_m3 | After Competition Groups | 148.2266 | 0 | 0 | 2338.1121 | 0.063396 | 4 | Residential_2036_Economic_million_m3_After Competition Groups_4 | Heat Recovery Ventilator | 6.34% | 0 | 148.2266 | Residential_2036_Economic_million_m3_After Competition Groups_Heat Recovery Ventilator
Residential | Res ¦ High Efficiency Fireplace with Pilotless Ignition | 2036 | Economic | million_m3 | After Competition Groups | 133.0373 | 0 | 0 | 2338.1121 | 0.056899 | 5 | Residential_2036_Economic_million_m3_After Competition Groups_5 | High Efficiency Fireplace with Pilotless Ignition | 5.69% | 0 | 133.0373 | Residential_2036_Economic_million_m3_After Competition Groups_High Efficiency Fireplace with Pilotless Ignition
Residential | Res ¦ Attic Insulation | 2036 | Economic | million_m3 | After Competition Groups | 127.3883 | 0 | 0 | 2338.1121 | 0.054483 | 6 | Residential_2036_Economic_million_m3_After Competition Groups_6 | Attic Insulation | 5.448% | 0 | 127.3883 | Residential_2036_Economic_million_m3_After Competition Groups_Attic Insulation
Residential | Res ¦ High Efficiency Condensing Furnace | 2036 | Economic | million_m3 | After Competition Groups | 124.0035 | 0 | 0 | 2338.1121 | 0.053036 | 7 | Residential_2036_Economic_million_m3_After Competition Groups_7 | High Efficiency Condensing Furnace | 5.304% | 0 | 124.0035 | Residential_2036_Economic_million_m3_After Competition Groups_High Efficiency Condensing Furnace
Residential | Res ¦ Basement Wall Insulation | 2036 | Economic | million_m3 | After Competition Groups | 105.894 | 0 | 0 | 2338.1121 | 0.04529 | 8 | Residential_2036_Economic_million_m3_After Competition Groups_8 | Basement Wall Insulation | 4.529% | 0 | 105.894 | Residential_2036_Economic_million_m3_After Competition Groups_Basement Wall Insulation
Residential | Res ¦ Condensing Boiler | 2036 | Economic | million_m3 | After Competition Groups | 104.9255 | 0 | 0 | 2338.1121 | 0.044876 | 9 | Residential_2036_Economic_million_m3_After Competition Groups_9 | Condensing Boiler | 4.488% | 0 | 104.9255 | Residential_2036_Economic_million_m3_After Competition Groups_Condensing Boiler
Residential | Res ¦ Condensing Make Up Air Unit | 2036 | Economic | million_m3 | After Competition Groups | 92.1891 | 0 | 0 | 2338.1121 | 0.039429 | 10 | Residential_2036_Economic_million_m3_After Competition Groups_10 | Condensing Make Up Air Unit | 3.943% | 0 | 92.1891 | Residential_2036_Economic_million_m3_After Competition Groups_Condensing Make Up Air Unit
Residential | Res ¦ Advanced BAS/Controllers | 2036 | Economic | million_m3 | After Competition Groups | 64.7134 | 0 | 0 | 2338.1121 | 0.027678 | 11 | Residential_2036_Economic_million_m3_After Competition Groups_11 | Advanced BAS/Controllers | 2.768% | 0 | 64.7134 | Residential_2036_Economic_million_m3_After Competition Groups_Advanced BAS/Controllers
Residential | Res ¦ Building Recommissioning, Operations and Maintenance (O&M) Improvements | 2036 | Economic | million_m3 | After Competition Groups | 53.4767 | 0 | 0 | 2338.1121 | 0.022872 | 12 | Residential_2036_Economic_million_m3_After Competition Groups_12 | Building Recommissioning, Operations and Maintenance (O&M) Improvements | 2.287% | 0 | 53.4767 | Residential_2036_Economic_million_m3_After Competition Groups_Building Recommissioning, Operations and Maintenance (O&M) Improvements
Residential | Res ¦ Floor Insulation | 2036 | Economic | million_m3 | After Competition Groups | 41.7127 | 0 | 0 | 2338.1121 | 0.01784 | 13 | Residential_2036_Economic_million_m3_After Competition Groups_13 | Floor Insulation | 1.784% | 0 | 41.7127 | Residential_2036_Economic_million_m3_After Competition Groups_Floor Insulation
Residential | Res ¦ Duct Insulation | 2036 | Economic | million_m3 | After Competition Groups | 38.9399 | 0 | 0 | 2338.1121 | 0.016654 | 14 | Residential_2036_Economic_million_m3_After Competition Groups_14 | Duct Insulation | 1.665% | 0 | 38.9399 | Residential_2036_Economic_million_m3_After Competition Groups_Duct Insulation
Residential | Res ¦ Duct Insulation MF | 2036 | Economic | million_m3 | After Competition Groups | 38.6317 | 0 | 0 | 2338.1121 | 0.016523 | 15 | Residential_2036_Economic_million_m3_After Competition Groups_15 | Duct Insulation MF | 1.652% | 0 | 38.6317 | Residential_2036_Economic_million_m3_After Competition Groups_Duct Insulation MF
Residential | Res ¦ Demand Control Ventilation | 2036 | Economic | million_m3 | After Competition Groups | 29.0059 | 0 | 0 | 2338.1121 | 0.012406 | 16 | Residential_2036_Economic_million_m3_After Competition Groups_16 | Demand Control Ventilation | 1.241% | 0 | 29.0059 | Residential_2036_Economic_million_m3_After Competition Groups_Demand Control Ventilation
Residential | Res ¦ Home Energy Reports | 2036 | Economic | million_m3 | After Competition Groups | 18.3598 | 0 | 0 | 2338.1121 | 0.0078524 | 17 | Residential_2036_Economic_million_m3_After Competition Groups_17 | Home Energy Reports | 0.7852% | 0 | 18.3598 | Residential_2036_Economic_million_m3_After Competition Groups_Home Energy Reports
Residential | Res ¦ Pool Cover | 2036 | Economic | million_m3 | After Competition Groups | 13.2088 | 0 | 0 | 2338.1121 | 0.0056494 | 18 | Residential_2036_Economic_million_m3_After Competition Groups_18 | Pool Cover | 0.5649% | 0 | 13.2088 | Residential_2036_Economic_million_m3_After Competition Groups_Pool Cover
Residential | Res ¦ Wall Insulation | 2036 | Economic | million_m3 | After Competition Groups | 12.8739 | 0 | 0 | 2338.1121 | 0.0055061 | 19 | Residential_2036_Economic_million_m3_After Competition Groups_19 | Wall Insulation | 0.5506% | 0 | 12.8739 | Residential_2036_Economic_million_m3_After Competition Groups_Wall Insulation
Residential | Res ¦ Wall Insulation MF | 2036 | Economic | million_m3 | After Competition Groups | 6.5555 | 0 | 0 | 2338.1121 | 0.0028038 | 20 | Residential_2036_Economic_million_m3_After Competition Groups_20 | Wall Insulation MF | 0.2804% | 0 | 6.5555 | Residential_2036_Economic_million_m3_After Competition Groups_Wall Insulation MF
Residential | Res ¦ Water Heater Temperature Setback | 2036 | Economic | million_m3 | After Competition Groups | 5.8777 | 0 | 0 | 2338.1121 | 0.0025139 | 21 | Residential_2036_Economic_million_m3_After Competition Groups_21 | Water Heater Temperature Setback | 0.2514% | 0 | 5.8777 | Residential_2036_Economic_million_m3_After Competition Groups_Water Heater Temperature Setback
Residential | Res ¦ Clothes Drying Racks | 2036 | Economic | million_m3 | After Competition Groups | 1.0131 | 0 | 0 | 2338.1121 | 0.00043329 | 22 | Residential_2036_Economic_million_m3_After Competition Groups_22 | Clothes Drying Racks | 0.04333% | 0 | 1.0131 | Residential_2036_Economic_million_m3_After Competition Groups_Clothes Drying Racks
Residential | Res ¦ Minimize Hot and Warm Clothes Wash | 2036 | Economic | million_m3 | After Competition Groups | 0.8772 | 0 | 0 | 2338.1121 | 0.00037517 | 23 | Residential_2036_Economic_million_m3_After Competition Groups_23 | Minimize Hot and Warm Clothes Wash | 0.03752% | 0 | 0.8772 | Residential_2036_Economic_million_m3_After Competition Groups_Minimize Hot and Warm Clothes Wash
Residential | Res ¦ Energy Star Clothes Washer | 2036 | Economic | million_m3 | After Competition Groups | 0.31585 | 0 | 0 | 2338.1121 | 0.00013509 | 24 | Residential_2036_Economic_million_m3_After Competition Groups_24 | Energy Star Clothes Washer | 0.01351% | 0 | 0.31585 | Residential_2036_Economic_million_m3_After Competition Groups_Energy Star Clothes Washer
Residential | Res ¦ Comprehensive Draft Proofing | 2036 | SC A | million_m3 | After Competition Groups | 132.0564 | 186099.5721 | 0.1861 | 646.2331 | 0.20435 | 1 | Residential_2036_SC A_million_m3_After Competition Groups_1 | Comprehensive Draft Proofing | 20.43% | 0.1861 | 132.0564 | Residential_2036_SC A_million_m3_After Competition Groups_Comprehensive Draft Proofing
Residential | Res ¦ Adaptive Thermostat | 2036 | SC A | million_m3 | After Competition Groups | 104.9391 | 0 | 0 | 646.2331 | 0.16239 | 2 | Residential_2036_SC A_million_m3_After Competition Groups_2 | Adaptive Thermostat | 16.24% | 0 | 104.9391 | Residential_2036_SC A_million_m3_After Competition Groups_Adaptive Thermostat
Residential | Res ¦ High Efficiency Fireplace with Pilotless Ignition | 2036 | SC A | million_m3 | After Competition Groups | 73.0944 | 1173656.7966 | 1.1737 | 646.2331 | 0.11311 | 3 | Residential_2036_SC A_million_m3_After Competition Groups_3 | High Efficiency Fireplace with Pilotless Ignition | 11.31% | 1.1737 | 73.0944 | Residential_2036_SC A_million_m3_After Competition Groups_High Efficiency Fireplace with Pilotless Ignition
Residential | Res ¦ Air Sealing | 2036 | SC A | million_m3 | After Competition Groups | 70.9678 | 288293.3786 | 0.28829 | 646.2331 | 0.10982 | 4 | Residential_2036_SC A_million_m3_After Competition Groups_4 | Air Sealing | 10.98% | 0.28829 | 70.9678 | Residential_2036_SC A_million_m3_After Competition Groups_Air Sealing
Residential | Res ¦ Advanced BAS/Controllers | 2036 | SC A | million_m3 | After Competition Groups | 56.6546 | 640264.0891 | 0.64026 | 646.2331 | 0.087669 | 5 | Residential_2036_SC A_million_m3_After Competition Groups_5 | Advanced BAS/Controllers | 8.767% | 0.64026 | 56.6546 | Residential_2036_SC A_million_m3_After Competition Groups_Advanced BAS/Controllers
Residential | Res ¦ Building Recommissioning, Operations and Maintenance (O&M) Improvements | 2036 | SC A | million_m3 | After Competition Groups | 46.5435 | 363459.4076 | 0.36346 | 646.2331 | 0.072023 | 6 | Residential_2036_SC A_million_m3_After Competition Groups_6 | Building Recommissioning, Operations and Maintenance (O&M) Improvements | 7.202% | 0.36346 | 46.5435 | Residential_2036_SC A_million_m3_After Competition Groups_Building Recommissioning, Operations and Maintenance (O&M) Improvements
Residential | Res ¦ Condensing Make Up Air Unit | 2036 | SC A | million_m3 | After Competition Groups | 37.3417 | 901434.7688 | 0.90143 | 646.2331 | 0.057784 | 7 | Residential_2036_SC A_million_m3_After Competition Groups_7 | Condensing Make Up Air Unit | 5.778% | 0.90143 | 37.3417 | Residential_2036_SC A_million_m3_After Competition Groups_Condensing Make Up Air Unit
Residential | Res ¦ Basement Wall Insulation | 2036 | SC A | million_m3 | After Competition Groups | 29.827 | 1132918.8109 | 1.1329 | 646.2331 | 0.046155 | 8 | Residential_2036_SC A_million_m3_After Competition Groups_8 | Basement Wall Insulation | 4.616% | 1.1329 | 29.827 | Residential_2036_SC A_million_m3_After Competition Groups_Basement Wall Insulation
Residential | Res ¦ Attic Insulation | 2036 | SC A | million_m3 | After Competition Groups | 20.1075 | 681195.34 | 0.6812 | 646.2331 | 0.031115 | 9 | Residential_2036_SC A_million_m3_After Competition Groups_9 | Attic Insulation | 3.111% | 0.6812 | 20.1075 | Residential_2036_SC A_million_m3_After Competition Groups_Attic Insulation
Residential | Res ¦ Demand Control Ventilation | 2036 | SC A | million_m3 | After Competition Groups | 17.0213 | 334869.0151 | 0.33487 | 646.2331 | 0.026339 | 10 | Residential_2036_SC A_million_m3_After Competition Groups_10 | Demand Control Ventilation | 2.634% | 0.33487 | 17.0213 | Residential_2036_SC A_million_m3_After Competition Groups_Demand Control Ventilation
Residential | Res ¦ Condensing Boiler | 2036 | SC A | million_m3 | After Competition Groups | 16.5373 | 0 | 0 | 646.2331 | 0.02559 | 11 | Residential_2036_SC A_million_m3_After Competition Groups_11 | Condensing Boiler | 2.559% | 0 | 16.5373 | Residential_2036_SC A_million_m3_After Competition Groups_Condensing Boiler
Residential | Res ¦ Home Energy Reports | 2036 | SC A | million_m3 | After Competition Groups | 12.8919 | 12097815.7644 | 12.0978 | 646.2331 | 0.019949 | 12 | Residential_2036_SC A_million_m3_After Competition Groups_12 | Home Energy Reports | 1.995% | 12.0978 | 12.8919 | Residential_2036_SC A_million_m3_After Competition Groups_Home Energy Reports
Residential | Res ¦ High Efficiency Condensing Furnace | 2036 | SC A | million_m3 | After Competition Groups | 10.4994 | 0 | 0 | 646.2331 | 0.016247 | 13 | Residential_2036_SC A_million_m3_After Competition Groups_13 | High Efficiency Condensing Furnace | 1.625% | 0 | 10.4994 | Residential_2036_SC A_million_m3_After Competition Groups_High Efficiency Condensing Furnace
Residential | Res ¦ Heat Recovery Ventilator | 2036 | SC A | million_m3 | After Competition Groups | 8.4816 | 0 | 0 | 646.2331 | 0.013125 | 14 | Residential_2036_SC A_million_m3_After Competition Groups_14 | Heat Recovery Ventilator | 1.312% | 0 | 8.4816 | Residential_2036_SC A_million_m3_After Competition Groups_Heat Recovery Ventilator
Residential | Res ¦ Wall Insulation MF | 2036 | SC A | million_m3 | After Competition Groups | 2.5201 | 50956.7917 | 0.050957 | 646.2331 | 0.0038996 | 15 | Residential_2036_SC A_million_m3_After Competition Groups_15 | Wall Insulation MF | 0.39% | 0.050957 | 2.5201 | Residential_2036_SC A_million_m3_After Competition Groups_Wall Insulation MF
Residential | Res ¦ Duct Insulation MF | 2036 | SC A | million_m3 | After Competition Groups | 2.0338 | 2413.8878 | 0.0024139 | 646.2331 | 0.0031471 | 16 | Residential_2036_SC A_million_m3_After Competition Groups_16 | Duct Insulation MF | 0.3147% | 0.0024139 | 2.0338 | Residential_2036_SC A_million_m3_After Competition Groups_Duct Insulation MF
Residential | Res ¦ Water Heater Temperature Setback | 2036 | SC A | million_m3 | After Competition Groups | 1.1625 | 0 | 0 | 646.2331 | 0.0017989 | 17 | Residential_2036_SC A_million_m3_After Competition Groups_17 | Water Heater Temperature Setback | 0.1799% | 0 | 1.1625 | Residential_2036_SC A_million_m3_After Competition Groups_Water Heater Temperature Setback
Residential | Res ¦ Pool Cover | 2036 | SC A | million_m3 | After Competition Groups | 1.0817 | 0 | 0 | 646.2331 | 0.0016739 | 18 | Residential_2036_SC A_million_m3_After Competition Groups_18 | Pool Cover | 0.1674% | 0 | 1.0817 | Residential_2036_SC A_million_m3_After Competition Groups_Pool Cover
Residential | Res ¦ Duct Insulation | 2036 | SC A | million_m3 | After Competition Groups | 0.99385 | 0 | 0 | 646.2331 | 0.0015379 | 19 | Residential_2036_SC A_million_m3_After Competition Groups_19 | Duct Insulation | 0.1538% | 0 | 0.99385 | Residential_2036_SC A_million_m3_After Competition Groups_Duct Insulation
Residential | Res ¦ Minimize Hot and Warm Clothes Wash | 2036 | SC A | million_m3 | After Competition Groups | 0.63727 | 0 | 0 | 646.2331 | 0.00098613 | 20 | Residential_2036_SC A_million_m3_After Competition Groups_20 | Minimize Hot and Warm Clothes Wash | 0.09861% | 0 | 0.63727 | Residential_2036_SC A_million_m3_After Competition Groups_Minimize Hot and Warm Clothes Wash
Residential | Res ¦ Floor Insulation | 2036 | SC A | million_m3 | After Competition Groups | 0.61881 | 0 | 0 | 646.2331 | 0.00095756 | 21 | Residential_2036_SC A_million_m3_After Competition Groups_21 | Floor Insulation | 0.09576% | 0 | 0.61881 | Residential_2036_SC A_million_m3_After Competition Groups_Floor Insulation
Residential | Res ¦ Wall Insulation | 2036 | SC A | million_m3 | After Competition Groups | 0.16072 | 0 | 0 | 646.2331 | 0.0002487 | 22 | Residential_2036_SC A_million_m3_After Competition Groups_22 | Wall Insulation | 0.02487% | 0 | 0.16072 | Residential_2036_SC A_million_m3_After Competition Groups_Wall Insulation
Residential | Res ¦ Energy Star Clothes Washer | 2036 | SC A | million_m3 | After Competition Groups | 0.060175 | 0 | 0 | 646.2331 | 9.3117e-05 | 23 | Residential_2036_SC A_million_m3_After Competition Groups_23 | Energy Star Clothes Washer | 0.009312% | 0 | 0.060175 | Residential_2036_SC A_million_m3_After Competition Groups_Energy Star Clothes Washer
Residential | Res ¦ Clothes Drying Racks | 2036 | SC A | million_m3 | After Competition Groups | 0.00068833 | 0 | 0 | 646.2331 | 1.0651e-06 | 24 | Residential_2036_SC A_million_m3_After Competition Groups_24 | Clothes Drying Racks | 0.0001065% | 0 | 0.00068833 | Residential_2036_SC A_million_m3_After Competition Groups_Clothes Drying Racks
Residential | Res ¦ Adaptive Thermostat | 2036 | SC B | million_m3 | After Competition Groups | 250.7077 | 40542369.6794 | 40.5424 | 1483.6894 | 0.16898 | 1 | Residential_2036_SC B_million_m3_After Competition Groups_1 | Adaptive Thermostat | 16.9% | 40.5424 | 250.7077 | Residential_2036_SC B_million_m3_After Competition Groups_Adaptive Thermostat
Residential | Res ¦ Air Sealing | 2036 | SC B | million_m3 | After Competition Groups | 238.0825 | 42810686.5252 | 42.8107 | 1483.6894 | 0.16047 | 2 | Residential_2036_SC B_million_m3_After Competition Groups_2 | Air Sealing | 16.05% | 42.8107 | 238.0825 | Residential_2036_SC B_million_m3_After Competition Groups_Air Sealing
Residential | Res ¦ Comprehensive Draft Proofing | 2036 | SC B | million_m3 | After Competition Groups | 181.8625 | 106734.0582 | 0.10673 | 1483.6894 | 0.12257 | 3 | Residential_2036_SC B_million_m3_After Competition Groups_3 | Comprehensive Draft Proofing | 12.26% | 0.10673 | 181.8625 | Residential_2036_SC B_million_m3_After Competition Groups_Comprehensive Draft Proofing
Residential | Res ¦ High Efficiency Condensing Furnace | 2036 | SC B | million_m3 | After Competition Groups | 112.0457 | 30503051.6941 | 30.5031 | 1483.6894 | 0.075518 | 4 | Residential_2036_SC B_million_m3_After Competition Groups_4 | High Efficiency Condensing Furnace | 7.552% | 30.5031 | 112.0457 | Residential_2036_SC B_million_m3_After Competition Groups_High Efficiency Condensing Furnace
Residential | Res ¦ High Efficiency Fireplace with Pilotless Ignition | 2036 | SC B | million_m3 | After Competition Groups | 110.0108 | 5240210.5086 | 5.2402 | 1483.6894 | 0.074147 | 5 | Residential_2036_SC B_million_m3_After Competition Groups_5 | High Efficiency Fireplace with Pilotless Ignition | 7.415% | 5.2402 | 110.0108 | Residential_2036_SC B_million_m3_After Competition Groups_High Efficiency Fireplace with Pilotless Ignition
Residential | Res ¦ Condensing Boiler | 2036 | SC B | million_m3 | After Competition Groups | 79.0348 | 29405961.9383 | 29.406 | 1483.6894 | 0.053269 | 6 | Residential_2036_SC B_million_m3_After Competition Groups_6 | Condensing Boiler | 5.327% | 29.406 | 79.0348 | Residential_2036_SC B_million_m3_After Competition Groups_Condensing Boiler
Residential | Res ¦ Heat Recovery Ventilator | 2036 | SC B | million_m3 | After Competition Groups | 78.6307 | 27628294.656 | 27.6283 | 1483.6894 | 0.052997 | 7 | Residential_2036_SC B_million_m3_After Competition Groups_7 | Heat Recovery Ventilator | 5.3% | 27.6283 | 78.6307 | Residential_2036_SC B_million_m3_After Competition Groups_Heat Recovery Ventilator
Residential | Res ¦ Advanced BAS/Controllers | 2036 | SC B | million_m3 | After Competition Groups | 74.9064 | 93709.5832 | 0.09371 | 1483.6894 | 0.050487 | 8 | Residential_2036_SC B_million_m3_After Competition Groups_8 | Advanced BAS/Controllers | 5.049% | 0.09371 | 74.9064 | Residential_2036_SC B_million_m3_After Competition Groups_Advanced BAS/Controllers
Residential | Res ¦ Condensing Make Up Air Unit | 2036 | SC B | million_m3 | After Competition Groups | 67.2987 | 4742091.5776 | 4.7421 | 1483.6894 | 0.045359 | 9 | Residential_2036_SC B_million_m3_After Competition Groups_9 | Condensing Make Up Air Unit | 4.536% | 4.7421 | 67.2987 | Residential_2036_SC B_million_m3_After Competition Groups_Condensing Make Up Air Unit
Residential | Res ¦ Building Recommissioning, Operations and Maintenance (O&M) Improvements | 2036 | SC B | million_m3 | After Competition Groups | 61.9 | 74971.9921 | 0.074972 | 1483.6894 | 0.04172 | 10 | Residential_2036_SC B_million_m3_After Competition Groups_10 | Building Recommissioning, Operations and Maintenance (O&M) Improvements | 4.172% | 0.074972 | 61.9 | Residential_2036_SC B_million_m3_After Competition Groups_Building Recommissioning, Operations and Maintenance (O&M) Improvements
Residential | Res ¦ Attic Insulation | 2036 | SC B | million_m3 | After Competition Groups | 58.1328 | 9615562.9188 | 9.6156 | 1483.6894 | 0.039181 | 11 | Residential_2036_SC B_million_m3_After Competition Groups_11 | Attic Insulation | 3.918% | 9.6156 | 58.1328 | Residential_2036_SC B_million_m3_After Competition Groups_Attic Insulation
Residential | Res ¦ Basement Wall Insulation | 2036 | SC B | million_m3 | After Competition Groups | 48.3279 | 5889587.1846 | 5.8896 | 1483.6894 | 0.032573 | 12 | Residential_2036_SC B_million_m3_After Competition Groups_12 | Basement Wall Insulation | 3.257% | 5.8896 | 48.3279 | Residential_2036_SC B_million_m3_After Competition Groups_Basement Wall Insulation
Residential | Res ¦ Demand Control Ventilation | 2036 | SC B | million_m3 | After Competition Groups | 33.5743 | 218324.1979 | 0.21832 | 1483.6894 | 0.022629 | 13 | Residential_2036_SC B_million_m3_After Competition Groups_13 | Demand Control Ventilation | 2.263% | 0.21832 | 33.5743 | Residential_2036_SC B_million_m3_After Competition Groups_Demand Control Ventilation
Residential | Res ¦ Floor Insulation | 2036 | SC B | million_m3 | After Competition Groups | 19.0221 | 10441412.361 | 10.4414 | 1483.6894 | 0.012821 | 14 | Residential_2036_SC B_million_m3_After Competition Groups_14 | Floor Insulation | 1.282% | 10.4414 | 19.0221 | Residential_2036_SC B_million_m3_After Competition Groups_Floor Insulation
Residential | Res ¦ Duct Insulation | 2036 | SC B | million_m3 | After Competition Groups | 15.7303 | 9685536.2877 | 9.6855 | 1483.6894 | 0.010602 | 15 | Residential_2036_SC B_million_m3_After Competition Groups_15 | Duct Insulation | 1.06% | 9.6855 | 15.7303 | Residential_2036_SC B_million_m3_After Competition Groups_Duct Insulation
Residential | Res ¦ Pool Cover | 2036 | SC B | million_m3 | After Competition Groups | 14.4272 | 506815.4636 | 0.50682 | 1483.6894 | 0.0097239 | 16 | Residential_2036_SC B_million_m3_After Competition Groups_16 | Pool Cover | 0.9724% | 0.50682 | 14.4272 | Residential_2036_SC B_million_m3_After Competition Groups_Pool Cover
Residential | Res ¦ Duct Insulation MF | 2036 | SC B | million_m3 | After Competition Groups | 13.7983 | 4606393.9871 | 4.6064 | 1483.6894 | 0.0093 | 17 | Residential_2036_SC B_million_m3_After Competition Groups_17 | Duct Insulation MF | 0.93% | 4.6064 | 13.7983 | Residential_2036_SC B_million_m3_After Competition Groups_Duct Insulation MF
Residential | Res ¦ Home Energy Reports | 2036 | SC B | million_m3 | After Competition Groups | 12.8919 | 12097815.7644 | 12.0978 | 1483.6894 | 0.0086891 | 18 | Residential_2036_SC B_million_m3_After Competition Groups_18 | Home Energy Reports | 0.8689% | 12.0978 | 12.8919 | Residential_2036_SC B_million_m3_After Competition Groups_Home Energy Reports
Residential | Res ¦ Wall Insulation | 2036 | SC B | million_m3 | After Competition Groups | 5.8713 | 3683810.3675 | 3.6838 | 1483.6894 | 0.0039573 | 19 | Residential_2036_SC B_million_m3_After Competition Groups_19 | Wall Insulation | 0.3957% | 3.6838 | 5.8713 | Residential_2036_SC B_million_m3_After Competition Groups_Wall Insulation
Residential | Res ¦ Wall Insulation MF | 2036 | SC B | million_m3 | After Competition Groups | 2.9922 | 143097.5563 | 0.1431 | 1483.6894 | 0.0020167 | 20 | Residential_2036_SC B_million_m3_After Competition Groups_20 | Wall Insulation MF | 0.2017% | 0.1431 | 2.9922 | Residential_2036_SC B_million_m3_After Competition Groups_Wall Insulation MF
Residential | Res ¦ Water Heater Temperature Setback | 2036 | SC B | million_m3 | After Competition Groups | 2.0589 | 158103.571 | 0.1581 | 1483.6894 | 0.0013877 | 21 | Residential_2036_SC B_million_m3_After Competition Groups_21 | Water Heater Temperature Setback | 0.1388% | 0.1581 | 2.0589 | Residential_2036_SC B_million_m3_After Competition Groups_Water Heater Temperature Setback
Residential | Res ¦ Clothes Drying Racks | 2036 | SC B | million_m3 | After Competition Groups | 1.1722 | 136133.4813 | 0.13613 | 1483.6894 | 0.00079005 | 22 | Residential_2036_SC B_million_m3_After Competition Groups_22 | Clothes Drying Racks | 0.079% | 0.13613 | 1.1722 | Residential_2036_SC B_million_m3_After Competition Groups_Clothes Drying Racks
Residential | Res ¦ Minimize Hot and Warm Clothes Wash | 2036 | SC B | million_m3 | After Competition Groups | 0.63727 | 0 | 0 | 1483.6894 | 0.00042952 | 23 | Residential_2036_SC B_million_m3_After Competition Groups_23 | Minimize Hot and Warm Clothes Wash | 0.04295% | 0 | 0.63727 | Residential_2036_SC B_million_m3_After Competition Groups_Minimize Hot and Warm Clothes Wash
Residential | Res ¦ Energy Star Clothes Washer | 2036 | SC B | million_m3 | After Competition Groups | 0.57287 | 290938.9838 | 0.29094 | 1483.6894 | 0.00038611 | 24 | Residential_2036_SC B_million_m3_After Competition Groups_24 | Energy Star Clothes Washer | 0.03861% | 0.29094 | 0.57287 | Residential_2036_SC B_million_m3_After Competition Groups_Energy Star Clothes Washer
Residential | Res ¦ Adaptive Thermostat | 2036 | SC C | million_m3 | After Competition Groups | 143.4652 | 14244887.6977 | 14.2449 | 857.0601 | 0.16739 | 1 | Residential_2036_SC C_million_m3_After Competition Groups_1 | Adaptive Thermostat | 16.74% | 14.2449 | 143.4652 | Residential_2036_SC C_million_m3_After Competition Groups_Adaptive Thermostat
Residential | Res ¦ Comprehensive Draft Proofing | 2036 | SC C | million_m3 | After Competition Groups | 137.5492 | 729332.2332 | 0.72933 | 857.0601 | 0.16049 | 2 | Residential_2036_SC C_million_m3_After Competition Groups_2 | Comprehensive Draft Proofing | 16.05% | 0.72933 | 137.5492 | Residential_2036_SC C_million_m3_After Competition Groups_Comprehensive Draft Proofing
Residential | Res ¦ Air Sealing | 2036 | SC C | million_m3 | After Competition Groups | 110.9502 | 11590437.9911 | 11.5904 | 857.0601 | 0.12945 | 3 | Residential_2036_SC C_million_m3_After Competition Groups_3 | Air Sealing | 12.95% | 11.5904 | 110.9502 | Residential_2036_SC C_million_m3_After Competition Groups_Air Sealing
Residential | Res ¦ High Efficiency Fireplace with Pilotless Ignition | 2036 | SC C | million_m3 | After Competition Groups | 101.4752 | 5402644.9027 | 5.4026 | 857.0601 | 0.1184 | 4 | Residential_2036_SC C_million_m3_After Competition Groups_4 | High Efficiency Fireplace with Pilotless Ignition | 11.84% | 5.4026 | 101.4752 | Residential_2036_SC C_million_m3_After Competition Groups_High Efficiency Fireplace with Pilotless Ignition
Residential | Res ¦ Advanced BAS/Controllers | 2036 | SC C | million_m3 | After Competition Groups | 56.6546 | 640264.0891 | 0.64026 | 857.0601 | 0.066103 | 5 | Residential_2036_SC C_million_m3_After Competition Groups_5 | Advanced BAS/Controllers | 6.61% | 0.64026 | 56.6546 | Residential_2036_SC C_million_m3_After Competition Groups_Advanced BAS/Controllers
Residential | Res ¦ Condensing Make Up Air Unit | 2036 | SC C | million_m3 | After Competition Groups | 53.9144 | 4802876.3311 | 4.8029 | 857.0601 | 0.062906 | 6 | Residential_2036_SC C_million_m3_After Competition Groups_6 | Condensing Make Up Air Unit | 6.291% | 4.8029 | 53.9144 | Residential_2036_SC C_million_m3_After Competition Groups_Condensing Make Up Air Unit
Residential | Res ¦ Basement Wall Insulation | 2036 | SC C | million_m3 | After Competition Groups | 48.338 | 5891267.3963 | 5.8913 | 857.0601 | 0.0564 | 7 | Residential_2036_SC C_million_m3_After Competition Groups_7 | Basement Wall Insulation | 5.64% | 5.8913 | 48.338 | Residential_2036_SC C_million_m3_After Competition Groups_Basement Wall Insulation
Residential | Res ¦ Building Recommissioning, Operations and Maintenance (O&M) Improvements | 2036 | SC C | million_m3 | After Competition Groups | 46.8172 | 512288.7487 | 0.51229 | 857.0601 | 0.054625 | 8 | Residential_2036_SC C_million_m3_After Competition Groups_8 | Building Recommissioning, Operations and Maintenance (O&M) Improvements | 5.463% | 0.51229 | 46.8172 | Residential_2036_SC C_million_m3_After Competition Groups_Building Recommissioning, Operations and Maintenance (O&M) Improvements
Residential | Res ¦ Attic Insulation | 2036 | SC C | million_m3 | After Competition Groups | 44.1814 | 6687698.3031 | 6.6877 | 857.0601 | 0.05155 | 9 | Residential_2036_SC C_million_m3_After Competition Groups_9 | Attic Insulation | 5.155% | 6.6877 | 44.1814 | Residential_2036_SC C_million_m3_After Competition Groups_Attic Insulation
Residential | Res ¦ Condensing Boiler | 2036 | SC C | million_m3 | After Competition Groups | 27.8181 | 4456819.185 | 4.4568 | 857.0601 | 0.032458 | 10 | Residential_2036_SC C_million_m3_After Competition Groups_10 | Condensing Boiler | 3.246% | 4.4568 | 27.8181 | Residential_2036_SC C_million_m3_After Competition Groups_Condensing Boiler
Residential | Res ¦ Demand Control Ventilation | 2036 | SC C | million_m3 | After Competition Groups | 25.3938 | 1491212.603 | 1.4912 | 857.0601 | 0.029629 | 11 | Residential_2036_SC C_million_m3_After Competition Groups_11 | Demand Control Ventilation | 2.963% | 1.4912 | 25.3938 | Residential_2036_SC C_million_m3_After Competition Groups_Demand Control Ventilation
Residential | Res ¦ High Efficiency Condensing Furnace | 2036 | SC C | million_m3 | After Competition Groups | 18.1901 | 1557658.1496 | 1.5577 | 857.0601 | 0.021224 | 12 | Residential_2036_SC C_million_m3_After Competition Groups_12 | High Efficiency Condensing Furnace | 2.122% | 1.5577 | 18.1901 | Residential_2036_SC C_million_m3_After Competition Groups_High Efficiency Condensing Furnace
Residential | Res ¦ Heat Recovery Ventilator | 2036 | SC C | million_m3 | After Competition Groups | 15.908 | 2800907.6748 | 2.8009 | 857.0601 | 0.018561 | 13 | Residential_2036_SC C_million_m3_After Competition Groups_13 | Heat Recovery Ventilator | 1.856% | 2.8009 | 15.908 | Residential_2036_SC C_million_m3_After Competition Groups_Heat Recovery Ventilator
Residential | Res ¦ Home Energy Reports | 2036 | SC C | million_m3 | After Competition Groups | 12.8919 | 12097815.7644 | 12.0978 | 857.0601 | 0.015042 | 14 | Residential_2036_SC C_million_m3_After Competition Groups_14 | Home Energy Reports | 1.504% | 12.0978 | 12.8919 | Residential_2036_SC C_million_m3_After Competition Groups_Home Energy Reports
Residential | Res ¦ Duct Insulation MF | 2036 | SC C | million_m3 | After Competition Groups | 3.4726 | 411023.731 | 0.41102 | 857.0601 | 0.0040518 | 15 | Residential_2036_SC C_million_m3_After Competition Groups_15 | Duct Insulation MF | 0.4052% | 0.41102 | 3.4726 | Residential_2036_SC C_million_m3_After Competition Groups_Duct Insulation MF
Residential | Res ¦ Wall Insulation MF | 2036 | SC C | million_m3 | After Competition Groups | 2.9924 | 143120.396 | 0.14312 | 857.0601 | 0.0034915 | 16 | Residential_2036_SC C_million_m3_After Competition Groups_16 | Wall Insulation MF | 0.3492% | 0.14312 | 2.9924 | Residential_2036_SC C_million_m3_After Competition Groups_Wall Insulation MF
Residential | Res ¦ Pool Cover | 2036 | SC C | million_m3 | After Competition Groups | 1.9432 | 141030.2081 | 0.14103 | 857.0601 | 0.0022673 | 17 | Residential_2036_SC C_million_m3_After Competition Groups_17 | Pool Cover | 0.2267% | 0.14103 | 1.9432 | Residential_2036_SC C_million_m3_After Competition Groups_Pool Cover
Residential | Res ¦ Duct Insulation | 2036 | SC C | million_m3 | After Competition Groups | 1.6218 | 179803.4832 | 0.1798 | 857.0601 | 0.0018922 | 18 | Residential_2036_SC C_million_m3_After Competition Groups_18 | Duct Insulation | 0.1892% | 0.1798 | 1.6218 | Residential_2036_SC C_million_m3_After Competition Groups_Duct Insulation
Residential | Res ¦ Water Heater Temperature Setback | 2036 | SC C | million_m3 | After Competition Groups | 1.2783 | 56684.5952 | 0.056685 | 857.0601 | 0.0014915 | 19 | Residential_2036_SC C_million_m3_After Competition Groups_19 | Water Heater Temperature Setback | 0.1492% | 0.056685 | 1.2783 | Residential_2036_SC C_million_m3_After Competition Groups_Water Heater Temperature Setback
Residential | Res ¦ Floor Insulation | 2036 | SC C | million_m3 | After Competition Groups | 1.1514 | 116794.7851 | 0.11679 | 857.0601 | 0.0013435 | 20 | Residential_2036_SC C_million_m3_After Competition Groups_20 | Floor Insulation | 0.1343% | 0.11679 | 1.1514 | Residential_2036_SC C_million_m3_After Competition Groups_Floor Insulation
Residential | Res ¦ Minimize Hot and Warm Clothes Wash | 2036 | SC C | million_m3 | After Competition Groups | 0.63727 | 0 | 0 | 857.0601 | 0.00074356 | 21 | Residential_2036_SC C_million_m3_After Competition Groups_21 | Minimize Hot and Warm Clothes Wash | 0.07436% | 0 | 0.63727 | Residential_2036_SC C_million_m3_After Competition Groups_Minimize Hot and Warm Clothes Wash
Residential | Res ¦ Wall Insulation | 2036 | SC C | million_m3 | After Competition Groups | 0.30308 | 31720.8137 | 0.031721 | 857.0601 | 0.00035363 | 22 | Residential_2036_SC C_million_m3_After Competition Groups_22 | Wall Insulation | 0.03536% | 0.031721 | 0.30308 | Residential_2036_SC C_million_m3_After Competition Groups_Wall Insulation
Residential | Res ¦ Energy Star Clothes Washer | 2036 | SC C | million_m3 | After Competition Groups | 0.11194 | 15107.1073 | 0.015107 | 857.0601 | 0.00013061 | 23 | Residential_2036_SC C_million_m3_After Competition Groups_23 | Energy Star Clothes Washer | 0.01306% | 0.015107 | 0.11194 | Residential_2036_SC C_million_m3_After Competition Groups_Energy Star Clothes Washer
Residential | Res ¦ Clothes Drying Racks | 2036 | SC C | million_m3 | After Competition Groups | 0.00068833 | 0 | 0 | 857.0601 | 8.0313e-07 | 24 | Residential_2036_SC C_million_m3_After Competition Groups_24 | Clothes Drying Racks | 8.031e-05% | 0 | 0.00068833 | Residential_2036_SC C_million_m3_After Competition Groups_Clothes Drying Racks
Residential | Res ¦ Air Sealing | 2036 | Technical | million_m3 | After Competition Groups | 521.7277 | 0 | 0 | 3685.244 | 0.14157 | 1 | Residential_2036_Technical_million_m3_After Competition Groups_1 | Air Sealing | 14.16% | 0 | 521.7277 | Residential_2036_Technical_million_m3_After Competition Groups_Air Sealing
Residential | Res ¦ Adaptive Thermostat | 2036 | Technical | million_m3 | After Competition Groups | 498.043 | 0 | 0 | 3685.244 | 0.13515 | 2 | Residential_2036_Technical_million_m3_After Competition Groups_2 | Adaptive Thermostat | 13.51% | 0 | 498.043 | Residential_2036_Technical_million_m3_After Competition Groups_Adaptive Thermostat
Residential | Res ¦ Condensing Storage Water Heater | 2036 | Technical | million_m3 | After Competition Groups | 242.6645 | 0 | 0 | 3685.244 | 0.065848 | 3 | Residential_2036_Technical_million_m3_After Competition Groups_3 | Condensing Storage Water Heater | 6.585% | 0 | 242.6645 | Residential_2036_Technical_million_m3_After Competition Groups_Condensing Storage Water Heater
Residential | Res ¦ Tankless Water Heater | 2036 | Technical | million_m3 | After Competition Groups | 204.2517 | 0 | 0 | 3685.244 | 0.055424 | 4 | Residential_2036_Technical_million_m3_After Competition Groups_4 | Tankless Water Heater | 5.542% | 0 | 204.2517 | Residential_2036_Technical_million_m3_After Competition Groups_Tankless Water Heater
Residential | Res ¦ Energy Star Windows | 2036 | Technical | million_m3 | After Competition Groups | 198.5137 | 0 | 0 | 3685.244 | 0.053867 | 5 | Residential_2036_Technical_million_m3_After Competition Groups_5 | Energy Star Windows | 5.387% | 0 | 198.5137 | Residential_2036_Technical_million_m3_After Competition Groups_Energy Star Windows
Residential | Res ¦ Condensing Boiler | 2036 | Technical | million_m3 | After Competition Groups | 159.3491 | 0 | 0 | 3685.244 | 0.04324 | 6 | Residential_2036_Technical_million_m3_After Competition Groups_6 | Condensing Boiler | 4.324% | 0 | 159.3491 | Residential_2036_Technical_million_m3_After Competition Groups_Condensing Boiler
Residential | Res ¦ Comprehensive Draft Proofing | 2036 | Technical | million_m3 | After Competition Groups | 157.1148 | 0 | 0 | 3685.244 | 0.042633 | 7 | Residential_2036_Technical_million_m3_After Competition Groups_7 | Comprehensive Draft Proofing | 4.263% | 0 | 157.1148 | Residential_2036_Technical_million_m3_After Competition Groups_Comprehensive Draft Proofing
Residential | Res ¦ Heat Recovery Ventilator | 2036 | Technical | million_m3 | After Competition Groups | 148.2266 | 0 | 0 | 3685.244 | 0.040222 | 8 | Residential_2036_Technical_million_m3_After Competition Groups_8 | Heat Recovery Ventilator | 4.022% | 0 | 148.2266 | Residential_2036_Technical_million_m3_After Competition Groups_Heat Recovery Ventilator
Residential | Res ¦ Wall Insulation | 2036 | Technical | million_m3 | After Competition Groups | 144.259 | 0 | 0 | 3685.244 | 0.039145 | 9 | Residential_2036_Technical_million_m3_After Competition Groups_9 | Wall Insulation | 3.915% | 0 | 144.259 | Residential_2036_Technical_million_m3_After Competition Groups_Wall Insulation
Residential | Res ¦ High Efficiency Condensing Furnace | 2036 | Technical | million_m3 | After Competition Groups | 134.8703 | 0 | 0 | 3685.244 | 0.036597 | 10 | Residential_2036_Technical_million_m3_After Competition Groups_10 | High Efficiency Condensing Furnace | 3.66% | 0 | 134.8703 | Residential_2036_Technical_million_m3_After Competition Groups_High Efficiency Condensing Furnace
Residential | Res ¦ High Efficiency Fireplace with Pilotless Ignition | 2036 | Technical | million_m3 | After Competition Groups | 133.0373 | 0 | 0 | 3685.244 | 0.0361 | 11 | Residential_2036_Technical_million_m3_After Competition Groups_11 | High Efficiency Fireplace with Pilotless Ignition | 3.61% | 0 | 133.0373 | Residential_2036_Technical_million_m3_After Competition Groups_High Efficiency Fireplace with Pilotless Ignition
Residential | Res ¦ Attic Insulation | 2036 | Technical | million_m3 | After Competition Groups | 127.3883 | 0 | 0 | 3685.244 | 0.034567 | 12 | Residential_2036_Technical_million_m3_After Competition Groups_12 | Attic Insulation | 3.457% | 0 | 127.3883 | Residential_2036_Technical_million_m3_After Competition Groups_Attic Insulation
Residential | Res ¦ DHW Recirculation Systems | 2036 | Technical | million_m3 | After Competition Groups | 120.5243 | 0 | 0 | 3685.244 | 0.032705 | 13 | Residential_2036_Technical_million_m3_After Competition Groups_13 | DHW Recirculation Systems | 3.27% | 0 | 120.5243 | Residential_2036_Technical_million_m3_After Competition Groups_DHW Recirculation Systems
Residential | Res ¦ Basement or Crawlspace Insulation | 2036 | Technical | million_m3 | After Competition Groups | 108.2117 | 0 | 0 | 3685.244 | 0.029364 | 14 | Residential_2036_Technical_million_m3_After Competition Groups_14 | Basement or Crawlspace Insulation | 2.936% | 0 | 108.2117 | Residential_2036_Technical_million_m3_After Competition Groups_Basement or Crawlspace Insulation
Residential | Res ¦ Basement Wall Insulation | 2036 | Technical | million_m3 | After Competition Groups | 105.894 | 0 | 0 | 3685.244 | 0.028735 | 15 | Residential_2036_Technical_million_m3_After Competition Groups_15 | Basement Wall Insulation | 2.873% | 0 | 105.894 | Residential_2036_Technical_million_m3_After Competition Groups_Basement Wall Insulation
Residential | Res ¦ Condensing Make Up Air Unit | 2036 | Technical | million_m3 | After Competition Groups | 92.1891 | 0 | 0 | 3685.244 | 0.025016 | 16 | Residential_2036_Technical_million_m3_After Competition Groups_16 | Condensing Make Up Air Unit | 2.502% | 0 | 92.1891 | Residential_2036_Technical_million_m3_After Competition Groups_Condensing Make Up Air Unit
Residential | Res ¦ Window Film | 2036 | Technical | million_m3 | After Competition Groups | 74.4464 | 0 | 0 | 3685.244 | 0.020201 | 17 | Residential_2036_Technical_million_m3_After Competition Groups_17 | Window Film | 2.02% | 0 | 74.4464 | Residential_2036_Technical_million_m3_After Competition Groups_Window Film
Residential | Res ¦ Furnace Tune Up | 2036 | Technical | million_m3 | After Competition Groups | 71.9586 | 0 | 0 | 3685.244 | 0.019526 | 18 | Residential_2036_Technical_million_m3_After Competition Groups_18 | Furnace Tune Up | 1.953% | 0 | 71.9586 | Residential_2036_Technical_million_m3_After Competition Groups_Furnace Tune Up
Residential | Res ¦ Advanced BAS/Controllers | 2036 | Technical | million_m3 | After Competition Groups | 64.7134 | 0 | 0 | 3685.244 | 0.01756 | 19 | Residential_2036_Technical_million_m3_After Competition Groups_19 | Advanced BAS/Controllers | 1.756% | 0 | 64.7134 | Residential_2036_Technical_million_m3_After Competition Groups_Advanced BAS/Controllers
Residential | Res ¦ Ceiling Insulation | 2036 | Technical | million_m3 | After Competition Groups | 53.6186 | 0 | 0 | 3685.244 | 0.01455 | 20 | Residential_2036_Technical_million_m3_After Competition Groups_20 | Ceiling Insulation | 1.455% | 0 | 53.6186 | Residential_2036_Technical_million_m3_After Competition Groups_Ceiling Insulation
Residential | Res ¦ Building Recommissioning, Operations and Maintenance (O&M) Improvements | 2036 | Technical | million_m3 | After Competition Groups | 53.4767 | 0 | 0 | 3685.244 | 0.014511 | 21 | Residential_2036_Technical_million_m3_After Competition Groups_21 | Building Recommissioning, Operations and Maintenance (O&M) Improvements | 1.451% | 0 | 53.4767 | Residential_2036_Technical_million_m3_After Competition Groups_Building Recommissioning, Operations and Maintenance (O&M) Improvements
Residential | Res ¦ Duct Insulation MF | 2036 | Technical | million_m3 | After Competition Groups | 42.319 | 0 | 0 | 3685.244 | 0.011483 | 22 | Residential_2036_Technical_million_m3_After Competition Groups_22 | Duct Insulation MF | 1.148% | 0 | 42.319 | Residential_2036_Technical_million_m3_After Competition Groups_Duct Insulation MF
Residential | Res ¦ Floor Insulation | 2036 | Technical | million_m3 | After Competition Groups | 41.7127 | 0 | 0 | 3685.244 | 0.011319 | 23 | Residential_2036_Technical_million_m3_After Competition Groups_23 | Floor Insulation | 1.132% | 0 | 41.7127 | Residential_2036_Technical_million_m3_After Competition Groups_Floor Insulation
Residential | Res ¦ Duct Insulation | 2036 | Technical | million_m3 | After Competition Groups | 39.6445 | 0 | 0 | 3685.244 | 0.010758 | 24 | Residential_2036_Technical_million_m3_After Competition Groups_24 | Duct Insulation | 1.076% | 0 | 39.6445 | Residential_2036_Technical_million_m3_After Competition Groups_Duct Insulation
Residential | Res ¦ Home Energy Reports | 2036 | Technical | million_m3 | After Competition Groups | 31.2208 | 0 | 0 | 3685.244 | 0.0084718 | 25 | Residential_2036_Technical_million_m3_After Competition Groups_25 | Home Energy Reports | 0.8472% | 0 | 31.2208 | Residential_2036_Technical_million_m3_After Competition Groups_Home Energy Reports
Residential | Res ¦ Demand Control Ventilation | 2036 | Technical | million_m3 | After Competition Groups | 29.0059 | 0 | 0 | 3685.244 | 0.0078708 | 26 | Residential_2036_Technical_million_m3_After Competition Groups_26 | Demand Control Ventilation | 0.7871% | 0 | 29.0059 | Residential_2036_Technical_million_m3_After Competition Groups_Demand Control Ventilation
Residential | Res ¦ Early Hot Water Heater Replacement | 2036 | Technical | million_m3 | After Competition Groups | 23.6176 | 0 | 0 | 3685.244 | 0.0064087 | 27 | Residential_2036_Technical_million_m3_After Competition Groups_27 | Early Hot Water Heater Replacement | 0.6409% | 0 | 23.6176 | Residential_2036_Technical_million_m3_After Competition Groups_Early Hot Water Heater Replacement
Residential | Res ¦ Drain Water Heat Recovery | 2036 | Technical | million_m3 | After Competition Groups | 20.1565 | 0 | 0 | 3685.244 | 0.0054695 | 28 | Residential_2036_Technical_million_m3_After Competition Groups_28 | Drain Water Heat Recovery | 0.547% | 0 | 20.1565 | Residential_2036_Technical_million_m3_After Competition Groups_Drain Water Heat Recovery
Residential | Res ¦ Pool Cover | 2036 | Technical | million_m3 | After Competition Groups | 13.2088 | 0 | 0 | 3685.244 | 0.0035842 | 29 | Residential_2036_Technical_million_m3_After Competition Groups_29 | Pool Cover | 0.3584% | 0 | 13.2088 | Residential_2036_Technical_million_m3_After Competition Groups_Pool Cover
Residential | Res ¦ High Efficiency Gas Pool Heater | 2036 | Technical | million_m3 | After Competition Groups | 11.7006 | 0 | 0 | 3685.244 | 0.003175 | 30 | Residential_2036_Technical_million_m3_After Competition Groups_30 | High Efficiency Gas Pool Heater | 0.3175% | 0 | 11.7006 | Residential_2036_Technical_million_m3_After Competition Groups_High Efficiency Gas Pool Heater
Residential | Res ¦ Wall Insulation MF | 2036 | Technical | million_m3 | After Competition Groups | 6.5555 | 0 | 0 | 3685.244 | 0.0017789 | 31 | Residential_2036_Technical_million_m3_After Competition Groups_31 | Wall Insulation MF | 0.1779% | 0 | 6.5555 | Residential_2036_Technical_million_m3_After Competition Groups_Wall Insulation MF
Residential | Res ¦ Water Heater Temperature Setback | 2036 | Technical | million_m3 | After Competition Groups | 5.8777 | 0 | 0 | 3685.244 | 0.0015949 | 32 | Residential_2036_Technical_million_m3_After Competition Groups_32 | Water Heater Temperature Setback | 0.1595% | 0 | 5.8777 | Residential_2036_Technical_million_m3_After Competition Groups_Water Heater Temperature Setback
Residential | Res ¦ Energy Star Clothes Dryer | 2036 | Technical | million_m3 | After Competition Groups | 2.5325 | 0 | 0 | 3685.244 | 0.00068719 | 33 | Residential_2036_Technical_million_m3_After Competition Groups_33 | Energy Star Clothes Dryer | 0.06872% | 0 | 2.5325 | Residential_2036_Technical_million_m3_After Competition Groups_Energy Star Clothes Dryer
Residential | Res ¦ Energy Star Clothes Washer | 2036 | Technical | million_m3 | After Competition Groups | 1.2193 | 0 | 0 | 3685.244 | 0.00033086 | 34 | Residential_2036_Technical_million_m3_After Competition Groups_34 | Energy Star Clothes Washer | 0.03309% | 0 | 1.2193 | Residential_2036_Technical_million_m3_After Competition Groups_Energy Star Clothes Washer
Residential | Res ¦ Clothes Drying Racks | 2036 | Technical | million_m3 | After Competition Groups | 1.0131 | 0 | 0 | 3685.244 | 0.0002749 | 35 | Residential_2036_Technical_million_m3_After Competition Groups_35 | Clothes Drying Racks | 0.02749% | 0 | 1.0131 | Residential_2036_Technical_million_m3_After Competition Groups_Clothes Drying Racks
Residential | Res ¦ Minimize Hot and Warm Clothes Wash | 2036 | Technical | million_m3 | After Competition Groups | 0.8772 | 0 | 0 | 3685.244 | 0.00023803 | 36 | Residential_2036_Technical_million_m3_After Competition Groups_36 | Minimize Hot and Warm Clothes Wash | 0.0238% | 0 | 0.8772 | Residential_2036_Technical_million_m3_After Competition Groups_Minimize Hot and Warm Clothes Wash
Residential | Res ¦ Solar Water Preheat (Pools/DHW) | 2036 | Technical | million_m3 | After Competition Groups | 0.10332 | 0 | 0 | 3685.244 | 2.8035e-05 | 37 | Residential_2036_Technical_million_m3_After Competition Groups_37 | Solar Water Preheat (Pools/DHW) | 0.002804% | 0 | 0.10332 | Residential_2036_Technical_million_m3_After Competition Groups_Solar Water Preheat (Pools/DHW)
Residential | Res ¦ Air Sealing | 2037 | Economic | million_m3 | After Competition Groups | 513.4844 | 0 | 0 | 2344.6026 | 0.21901 | 1 | Residential_2037_Economic_million_m3_After Competition Groups_1 | Air Sealing | 21.9% | 0 | 513.4844 | Residential_2037_Economic_million_m3_After Competition Groups_Air Sealing
Residential | Res ¦ Adaptive Thermostat | 2037 | Economic | million_m3 | After Competition Groups | 497.8157 | 0 | 0 | 2344.6026 | 0.21232 | 2 | Residential_2037_Economic_million_m3_After Competition Groups_2 | Adaptive Thermostat | 21.23% | 0 | 497.8157 | Residential_2037_Economic_million_m3_After Competition Groups_Adaptive Thermostat
Residential | Res ¦ Heat Recovery Ventilator | 2037 | Economic | million_m3 | After Competition Groups | 154.669 | 0 | 0 | 2344.6026 | 0.065968 | 3 | Residential_2037_Economic_million_m3_After Competition Groups_3 | Heat Recovery Ventilator | 6.597% | 0 | 154.669 | Residential_2037_Economic_million_m3_After Competition Groups_Heat Recovery Ventilator
Residential | Res ¦ Comprehensive Draft Proofing | 2037 | Economic | million_m3 | After Competition Groups | 154.6323 | 0 | 0 | 2344.6026 | 0.065952 | 4 | Residential_2037_Economic_million_m3_After Competition Groups_4 | Comprehensive Draft Proofing | 6.595% | 0 | 154.6323 | Residential_2037_Economic_million_m3_After Competition Groups_Comprehensive Draft Proofing
Residential | Res ¦ High Efficiency Fireplace with Pilotless Ignition | 2037 | Economic | million_m3 | After Competition Groups | 138.0389 | 0 | 0 | 2344.6026 | 0.058875 | 5 | Residential_2037_Economic_million_m3_After Competition Groups_5 | High Efficiency Fireplace with Pilotless Ignition | 5.888% | 0 | 138.0389 | Residential_2037_Economic_million_m3_After Competition Groups_High Efficiency Fireplace with Pilotless Ignition
Residential | Res ¦ High Efficiency Condensing Furnace | 2037 | Economic | million_m3 | After Competition Groups | 128.8917 | 0 | 0 | 2344.6026 | 0.054974 | 6 | Residential_2037_Economic_million_m3_After Competition Groups_6 | High Efficiency Condensing Furnace | 5.497% | 0 | 128.8917 | Residential_2037_Economic_million_m3_After Competition Groups_High Efficiency Condensing Furnace
Residential | Res ¦ Attic Insulation | 2037 | Economic | million_m3 | After Competition Groups | 125.3756 | 0 | 0 | 2344.6026 | 0.053474 | 7 | Residential_2037_Economic_million_m3_After Competition Groups_7 | Attic Insulation | 5.347% | 0 | 125.3756 | Residential_2037_Economic_million_m3_After Competition Groups_Attic Insulation
Residential | Res ¦ Condensing Boiler | 2037 | Economic | million_m3 | After Competition Groups | 109.9934 | 0 | 0 | 2344.6026 | 0.046913 | 8 | Residential_2037_Economic_million_m3_After Competition Groups_8 | Condensing Boiler | 4.691% | 0 | 109.9934 | Residential_2037_Economic_million_m3_After Competition Groups_Condensing Boiler
Residential | Res ¦ Basement Wall Insulation | 2037 | Economic | million_m3 | After Competition Groups | 104.2209 | 0 | 0 | 2344.6026 | 0.044451 | 9 | Residential_2037_Economic_million_m3_After Competition Groups_9 | Basement Wall Insulation | 4.445% | 0 | 104.2209 | Residential_2037_Economic_million_m3_After Competition Groups_Basement Wall Insulation
Residential | Res ¦ Condensing Make Up Air Unit | 2037 | Economic | million_m3 | After Competition Groups | 95.688 | 0 | 0 | 2344.6026 | 0.040812 | 10 | Residential_2037_Economic_million_m3_After Competition Groups_10 | Condensing Make Up Air Unit | 4.081% | 0 | 95.688 | Residential_2037_Economic_million_m3_After Competition Groups_Condensing Make Up Air Unit
Residential | Res ¦ Advanced BAS/Controllers | 2037 | Economic | million_m3 | After Competition Groups | 63.6909 | 0 | 0 | 2344.6026 | 0.027165 | 11 | Residential_2037_Economic_million_m3_After Competition Groups_11 | Advanced BAS/Controllers | 2.716% | 0 | 63.6909 | Residential_2037_Economic_million_m3_After Competition Groups_Advanced BAS/Controllers
Residential | Res ¦ Building Recommissioning, Operations and Maintenance (O&M) Improvements | 2037 | Economic | million_m3 | After Competition Groups | 52.6318 | 0 | 0 | 2344.6026 | 0.022448 | 12 | Residential_2037_Economic_million_m3_After Competition Groups_12 | Building Recommissioning, Operations and Maintenance (O&M) Improvements | 2.245% | 0 | 52.6318 | Residential_2037_Economic_million_m3_After Competition Groups_Building Recommissioning, Operations and Maintenance (O&M) Improvements
Residential | Res ¦ Floor Insulation | 2037 | Economic | million_m3 | After Competition Groups | 41.0536 | 0 | 0 | 2344.6026 | 0.01751 | 13 | Residential_2037_Economic_million_m3_After Competition Groups_13 | Floor Insulation | 1.751% | 0 | 41.0536 | Residential_2037_Economic_million_m3_After Competition Groups_Floor Insulation
Residential | Res ¦ Duct Insulation | 2037 | Economic | million_m3 | After Competition Groups | 38.3246 | 0 | 0 | 2344.6026 | 0.016346 | 14 | Residential_2037_Economic_million_m3_After Competition Groups_14 | Duct Insulation | 1.635% | 0 | 38.3246 | Residential_2037_Economic_million_m3_After Competition Groups_Duct Insulation
Residential | Res ¦ Duct Insulation MF | 2037 | Economic | million_m3 | After Competition Groups | 38.0213 | 0 | 0 | 2344.6026 | 0.016217 | 15 | Residential_2037_Economic_million_m3_After Competition Groups_15 | Duct Insulation MF | 1.622% | 0 | 38.0213 | Residential_2037_Economic_million_m3_After Competition Groups_Duct Insulation MF
Residential | Res ¦ Demand Control Ventilation | 2037 | Economic | million_m3 | After Competition Groups | 28.5477 | 0 | 0 | 2344.6026 | 0.012176 | 16 | Residential_2037_Economic_million_m3_After Competition Groups_16 | Demand Control Ventilation | 1.218% | 0 | 28.5477 | Residential_2037_Economic_million_m3_After Competition Groups_Demand Control Ventilation
Residential | Res ¦ Home Energy Reports | 2037 | Economic | million_m3 | After Competition Groups | 19.404 | 0 | 0 | 2344.6026 | 0.008276 | 17 | Residential_2037_Economic_million_m3_After Competition Groups_17 | Home Energy Reports | 0.8276% | 0 | 19.404 | Residential_2037_Economic_million_m3_After Competition Groups_Home Energy Reports
Residential | Res ¦ Pool Cover | 2037 | Economic | million_m3 | After Competition Groups | 13.0001 | 0 | 0 | 2344.6026 | 0.0055447 | 18 | Residential_2037_Economic_million_m3_After Competition Groups_18 | Pool Cover | 0.5545% | 0 | 13.0001 | Residential_2037_Economic_million_m3_After Competition Groups_Pool Cover
Residential | Res ¦ Wall Insulation | 2037 | Economic | million_m3 | After Competition Groups | 12.6705 | 0 | 0 | 2344.6026 | 0.0054041 | 19 | Residential_2037_Economic_million_m3_After Competition Groups_19 | Wall Insulation | 0.5404% | 0 | 12.6705 | Residential_2037_Economic_million_m3_After Competition Groups_Wall Insulation
Residential | Res ¦ Wall Insulation MF | 2037 | Economic | million_m3 | After Competition Groups | 6.4519 | 0 | 0 | 2344.6026 | 0.0027518 | 20 | Residential_2037_Economic_million_m3_After Competition Groups_20 | Wall Insulation MF | 0.2752% | 0 | 6.4519 | Residential_2037_Economic_million_m3_After Competition Groups_Wall Insulation MF
Residential | Res ¦ Water Heater Temperature Setback | 2037 | Economic | million_m3 | After Competition Groups | 5.7849 | 0 | 0 | 2344.6026 | 0.0024673 | 21 | Residential_2037_Economic_million_m3_After Competition Groups_21 | Water Heater Temperature Setback | 0.2467% | 0 | 5.7849 | Residential_2037_Economic_million_m3_After Competition Groups_Water Heater Temperature Setback
Residential | Res ¦ Clothes Drying Racks | 2037 | Economic | million_m3 | After Competition Groups | 0.99708 | 0 | 0 | 2344.6026 | 0.00042526 | 22 | Residential_2037_Economic_million_m3_After Competition Groups_22 | Clothes Drying Racks | 0.04253% | 0 | 0.99708 | Residential_2037_Economic_million_m3_After Competition Groups_Clothes Drying Racks
Residential | Res ¦ Minimize Hot and Warm Clothes Wash | 2037 | Economic | million_m3 | After Competition Groups | 0.86334 | 0 | 0 | 2344.6026 | 0.00036822 | 23 | Residential_2037_Economic_million_m3_After Competition Groups_23 | Minimize Hot and Warm Clothes Wash | 0.03682% | 0 | 0.86334 | Residential_2037_Economic_million_m3_After Competition Groups_Minimize Hot and Warm Clothes Wash
Residential | Res ¦ Energy Star Clothes Washer | 2037 | Economic | million_m3 | After Competition Groups | 0.35094 | 0 | 0 | 2344.6026 | 0.00014968 | 24 | Residential_2037_Economic_million_m3_After Competition Groups_24 | Energy Star Clothes Washer | 0.01497% | 0 | 0.35094 | Residential_2037_Economic_million_m3_After Competition Groups_Energy Star Clothes Washer
Residential | Res ¦ Comprehensive Draft Proofing | 2037 | SC A | million_m3 | After Competition Groups | 137.6087 | 168009.0876 | 0.16801 | 680.7037 | 0.20216 | 1 | Residential_2037_SC A_million_m3_After Competition Groups_1 | Comprehensive Draft Proofing | 20.22% | 0.16801 | 137.6087 | Residential_2037_SC A_million_m3_After Competition Groups_Comprehensive Draft Proofing
Residential | Res ¦ Adaptive Thermostat | 2037 | SC A | million_m3 | After Competition Groups | 111.2871 | 0 | 0 | 680.7037 | 0.16349 | 2 | Residential_2037_SC A_million_m3_After Competition Groups_2 | Adaptive Thermostat | 16.35% | 0 | 111.2871 | Residential_2037_SC A_million_m3_After Competition Groups_Adaptive Thermostat
Residential | Res ¦ High Efficiency Fireplace with Pilotless Ignition | 2037 | SC A | million_m3 | After Competition Groups | 76.4429 | 1094986.7855 | 1.095 | 680.7037 | 0.1123 | 3 | Residential_2037_SC A_million_m3_After Competition Groups_3 | High Efficiency Fireplace with Pilotless Ignition | 11.23% | 1.095 | 76.4429 | Residential_2037_SC A_million_m3_After Competition Groups_High Efficiency Fireplace with Pilotless Ignition
Residential | Res ¦ Air Sealing | 2037 | SC A | million_m3 | After Competition Groups | 75.2423 | 300460.1902 | 0.30046 | 680.7037 | 0.11054 | 4 | Residential_2037_SC A_million_m3_After Competition Groups_4 | Air Sealing | 11.05% | 0.30046 | 75.2423 | Residential_2037_SC A_million_m3_After Competition Groups_Air Sealing
Residential | Res ¦ Advanced BAS/Controllers | 2037 | SC A | million_m3 | After Competition Groups | 58.8521 | 566894.4375 | 0.56689 | 680.7037 | 0.086458 | 5 | Residential_2037_SC A_million_m3_After Competition Groups_5 | Advanced BAS/Controllers | 8.646% | 0.56689 | 58.8521 | Residential_2037_SC A_million_m3_After Competition Groups_Advanced BAS/Controllers
Residential | Res ¦ Building Recommissioning, Operations and Maintenance (O&M) Improvements | 2037 | SC A | million_m3 | After Competition Groups | 48.3309 | 306413.6683 | 0.30641 | 680.7037 | 0.071001 | 6 | Residential_2037_SC A_million_m3_After Competition Groups_6 | Building Recommissioning, Operations and Maintenance (O&M) Improvements | 7.1% | 0.30641 | 48.3309 | Residential_2037_SC A_million_m3_After Competition Groups_Building Recommissioning, Operations and Maintenance (O&M) Improvements
Residential | Res ¦ Condensing Make Up Air Unit | 2037 | SC A | million_m3 | After Competition Groups | 39.9686 | 859009.9769 | 0.85901 | 680.7037 | 0.058717 | 7 | Residential_2037_SC A_million_m3_After Competition Groups_7 | Condensing Make Up Air Unit | 5.872% | 0.85901 | 39.9686 | Residential_2037_SC A_million_m3_After Competition Groups_Condensing Make Up Air Unit
Residential | Res ¦ Basement Wall Insulation | 2037 | SC A | million_m3 | After Competition Groups | 31.7179 | 1102216.0038 | 1.1022 | 680.7037 | 0.046596 | 8 | Residential_2037_SC A_million_m3_After Competition Groups_8 | Basement Wall Insulation | 4.66% | 1.1022 | 31.7179 | Residential_2037_SC A_million_m3_After Competition Groups_Basement Wall Insulation
Residential | Res ¦ Attic Insulation | 2037 | SC A | million_m3 | After Competition Groups | 21.4292 | 707839.8167 | 0.70784 | 680.7037 | 0.031481 | 9 | Residential_2037_SC A_million_m3_After Competition Groups_9 | Attic Insulation | 3.148% | 0.70784 | 21.4292 | Residential_2037_SC A_million_m3_After Competition Groups_Attic Insulation
Residential | Res ¦ Demand Control Ventilation | 2037 | SC A | million_m3 | After Competition Groups | 18.004 | 329311.3122 | 0.32931 | 680.7037 | 0.026449 | 10 | Residential_2037_SC A_million_m3_After Competition Groups_10 | Demand Control Ventilation | 2.645% | 0.32931 | 18.004 | Residential_2037_SC A_million_m3_After Competition Groups_Demand Control Ventilation
Residential | Res ¦ Condensing Boiler | 2037 | SC A | million_m3 | After Competition Groups | 17.813 | 0 | 0 | 680.7037 | 0.026168 | 11 | Residential_2037_SC A_million_m3_After Competition Groups_11 | Condensing Boiler | 2.617% | 0 | 17.813 | Residential_2037_SC A_million_m3_After Competition Groups_Condensing Boiler
Residential | Res ¦ Home Energy Reports | 2037 | SC A | million_m3 | After Competition Groups | 13.6751 | 13063741.7954 | 13.0637 | 680.7037 | 0.02009 | 12 | Residential_2037_SC A_million_m3_After Competition Groups_12 | Home Energy Reports | 2.009% | 13.0637 | 13.6751 | Residential_2037_SC A_million_m3_After Competition Groups_Home Energy Reports
Residential | Res ¦ High Efficiency Condensing Furnace | 2037 | SC A | million_m3 | After Competition Groups | 11.0469 | 0 | 0 | 680.7037 | 0.016229 | 13 | Residential_2037_SC A_million_m3_After Competition Groups_13 | High Efficiency Condensing Furnace | 1.623% | 0 | 11.0469 | Residential_2037_SC A_million_m3_After Competition Groups_High Efficiency Condensing Furnace
Residential | Res ¦ Heat Recovery Ventilator | 2037 | SC A | million_m3 | After Competition Groups | 9.3619 | 0 | 0 | 680.7037 | 0.013753 | 14 | Residential_2037_SC A_million_m3_After Competition Groups_14 | Heat Recovery Ventilator | 1.375% | 0 | 9.3619 | Residential_2037_SC A_million_m3_After Competition Groups_Heat Recovery Ventilator
Residential | Res ¦ Wall Insulation MF | 2037 | SC A | million_m3 | After Competition Groups | 2.6988 | 49552.5601 | 0.049553 | 680.7037 | 0.0039647 | 15 | Residential_2037_SC A_million_m3_After Competition Groups_15 | Wall Insulation MF | 0.3965% | 0.049553 | 2.6988 | Residential_2037_SC A_million_m3_After Competition Groups_Wall Insulation MF
Residential | Res ¦ Duct Insulation MF | 2037 | SC A | million_m3 | After Competition Groups | 2.1458 | 2513.8462 | 0.0025138 | 680.7037 | 0.0031523 | 16 | Residential_2037_SC A_million_m3_After Competition Groups_16 | Duct Insulation MF | 0.3152% | 0.0025138 | 2.1458 | Residential_2037_SC A_million_m3_After Competition Groups_Duct Insulation MF
Residential | Res ¦ Water Heater Temperature Setback | 2037 | SC A | million_m3 | After Competition Groups | 1.3552 | 0 | 0 | 680.7037 | 0.0019909 | 17 | Residential_2037_SC A_million_m3_After Competition Groups_17 | Water Heater Temperature Setback | 0.1991% | 0 | 1.3552 | Residential_2037_SC A_million_m3_After Competition Groups_Water Heater Temperature Setback
Residential | Res ¦ Pool Cover | 2037 | SC A | million_m3 | After Competition Groups | 1.1531 | 0 | 0 | 680.7037 | 0.001694 | 18 | Residential_2037_SC A_million_m3_After Competition Groups_18 | Pool Cover | 0.1694% | 0 | 1.1531 | Residential_2037_SC A_million_m3_After Competition Groups_Pool Cover
Residential | Res ¦ Duct Insulation | 2037 | SC A | million_m3 | After Competition Groups | 1.0494 | 0 | 0 | 680.7037 | 0.0015416 | 19 | Residential_2037_SC A_million_m3_After Competition Groups_19 | Duct Insulation | 0.1542% | 0 | 1.0494 | Residential_2037_SC A_million_m3_After Competition Groups_Duct Insulation
Residential | Res ¦ Floor Insulation | 2037 | SC A | million_m3 | After Competition Groups | 0.64747 | 0 | 0 | 680.7037 | 0.00095118 | 20 | Residential_2037_SC A_million_m3_After Competition Groups_20 | Floor Insulation | 0.09512% | 0 | 0.64747 | Residential_2037_SC A_million_m3_After Competition Groups_Floor Insulation
Residential | Res ¦ Minimize Hot and Warm Clothes Wash | 2037 | SC A | million_m3 | After Competition Groups | 0.63727 | 0 | 0 | 680.7037 | 0.0009362 | 21 | Residential_2037_SC A_million_m3_After Competition Groups_21 | Minimize Hot and Warm Clothes Wash | 0.09362% | 0 | 0.63727 | Residential_2037_SC A_million_m3_After Competition Groups_Minimize Hot and Warm Clothes Wash
Residential | Res ¦ Wall Insulation | 2037 | SC A | million_m3 | After Competition Groups | 0.16769 | 0 | 0 | 680.7037 | 0.00024635 | 22 | Residential_2037_SC A_million_m3_After Competition Groups_22 | Wall Insulation | 0.02463% | 0 | 0.16769 | Residential_2037_SC A_million_m3_After Competition Groups_Wall Insulation
Residential | Res ¦ Energy Star Clothes Washer | 2037 | SC A | million_m3 | After Competition Groups | 0.067757 | 0 | 0 | 680.7037 | 9.954e-05 | 23 | Residential_2037_SC A_million_m3_After Competition Groups_23 | Energy Star Clothes Washer | 0.009954% | 0 | 0.067757 | Residential_2037_SC A_million_m3_After Competition Groups_Energy Star Clothes Washer
Residential | Res ¦ Clothes Drying Racks | 2037 | SC A | million_m3 | After Competition Groups | 0.0007193 | 0 | 0 | 680.7037 | 1.0567e-06 | 24 | Residential_2037_SC A_million_m3_After Competition Groups_24 | Clothes Drying Racks | 0.0001057% | 0 | 0.0007193 | Residential_2037_SC A_million_m3_After Competition Groups_Clothes Drying Racks
Residential | Res ¦ Adaptive Thermostat | 2037 | SC B | million_m3 | After Competition Groups | 268.8336 | 41241478.8242 | 41.2415 | 1561.6755 | 0.17214 | 1 | Residential_2037_SC B_million_m3_After Competition Groups_1 | Adaptive Thermostat | 17.21% | 41.2415 | 268.8336 | Residential_2037_SC B_million_m3_After Competition Groups_Adaptive Thermostat
Residential | Res ¦ Air Sealing | 2037 | SC B | million_m3 | After Competition Groups | 256.6241 | 43658686.2665 | 43.6587 | 1561.6755 | 0.16433 | 2 | Residential_2037_SC B_million_m3_After Competition Groups_2 | Air Sealing | 16.43% | 43.6587 | 256.6241 | Residential_2037_SC B_million_m3_After Competition Groups_Air Sealing
Residential | Res ¦ Comprehensive Draft Proofing | 2037 | SC B | million_m3 | After Competition Groups | 182.4772 | 74387.2591 | 0.074387 | 1561.6755 | 0.11685 | 3 | Residential_2037_SC B_million_m3_After Competition Groups_3 | Comprehensive Draft Proofing | 11.68% | 0.074387 | 182.4772 | Residential_2037_SC B_million_m3_After Competition Groups_Comprehensive Draft Proofing
Residential | Res ¦ High Efficiency Condensing Furnace | 2037 | SC B | million_m3 | After Competition Groups | 116.907 | 29712951.0664 | 29.713 | 1561.6755 | 0.07486 | 4 | Residential_2037_SC B_million_m3_After Competition Groups_4 | High Efficiency Condensing Furnace | 7.486% | 29.713 | 116.907 | Residential_2037_SC B_million_m3_After Competition Groups_High Efficiency Condensing Furnace
Residential | Res ¦ High Efficiency Fireplace with Pilotless Ignition | 2037 | SC B | million_m3 | After Competition Groups | 114.9645 | 5118839.6992 | 5.1188 | 1561.6755 | 0.073616 | 5 | Residential_2037_SC B_million_m3_After Competition Groups_5 | High Efficiency Fireplace with Pilotless Ignition | 7.362% | 5.1188 | 114.9645 | Residential_2037_SC B_million_m3_After Competition Groups_High Efficiency Fireplace with Pilotless Ignition
Residential | Res ¦ Condensing Boiler | 2037 | SC B | million_m3 | After Competition Groups | 85.1284 | 28787150.7855 | 28.7872 | 1561.6755 | 0.054511 | 6 | Residential_2037_SC B_million_m3_After Competition Groups_6 | Condensing Boiler | 5.451% | 28.7872 | 85.1284 | Residential_2037_SC B_million_m3_After Competition Groups_Condensing Boiler
Residential | Res ¦ Heat Recovery Ventilator | 2037 | SC B | million_m3 | After Competition Groups | 84.9655 | 27712520.6647 | 27.7125 | 1561.6755 | 0.054407 | 7 | Residential_2037_SC B_million_m3_After Competition Groups_7 | Heat Recovery Ventilator | 5.441% | 27.7125 | 84.9655 | Residential_2037_SC B_million_m3_After Competition Groups_Heat Recovery Ventilator
Residential | Res ¦ Advanced BAS/Controllers | 2037 | SC B | million_m3 | After Competition Groups | 75.1596 | 65310.6342 | 0.065311 | 1561.6755 | 0.048128 | 8 | Residential_2037_SC B_million_m3_After Competition Groups_8 | Advanced BAS/Controllers | 4.813% | 0.065311 | 75.1596 | Residential_2037_SC B_million_m3_After Competition Groups_Advanced BAS/Controllers
Residential | Res ¦ Condensing Make Up Air Unit | 2037 | SC B | million_m3 | After Competition Groups | 71.1739 | 4651613.7822 | 4.6516 | 1561.6755 | 0.045575 | 9 | Residential_2037_SC B_million_m3_After Competition Groups_9 | Condensing Make Up Air Unit | 4.558% | 4.6516 | 71.1739 | Residential_2037_SC B_million_m3_After Competition Groups_Condensing Make Up Air Unit
Residential | Res ¦ Attic Insulation | 2037 | SC B | million_m3 | After Competition Groups | 62.6601 | 9806012.2777 | 9.806 | 1561.6755 | 0.040124 | 10 | Residential_2037_SC B_million_m3_After Competition Groups_10 | Attic Insulation | 4.012% | 9.806 | 62.6601 | Residential_2037_SC B_million_m3_After Competition Groups_Attic Insulation
Residential | Res ¦ Building Recommissioning, Operations and Maintenance (O&M) Improvements | 2037 | SC B | million_m3 | After Competition Groups | 62.1092 | 52251.0749 | 0.052251 | 1561.6755 | 0.039771 | 11 | Residential_2037_SC B_million_m3_After Competition Groups_11 | Building Recommissioning, Operations and Maintenance (O&M) Improvements | 3.977% | 0.052251 | 62.1092 | Residential_2037_SC B_million_m3_After Competition Groups_Building Recommissioning, Operations and Maintenance (O&M) Improvements
Residential | Res ¦ Basement Wall Insulation | 2037 | SC B | million_m3 | After Competition Groups | 52.0915 | 6006195.8546 | 6.0062 | 1561.6755 | 0.033356 | 12 | Residential_2037_SC B_million_m3_After Competition Groups_12 | Basement Wall Insulation | 3.336% | 6.0062 | 52.0915 | Residential_2037_SC B_million_m3_After Competition Groups_Basement Wall Insulation
Residential | Res ¦ Demand Control Ventilation | 2037 | SC B | million_m3 | After Competition Groups | 33.6878 | 152164.9435 | 0.15216 | 1561.6755 | 0.021572 | 13 | Residential_2037_SC B_million_m3_After Competition Groups_13 | Demand Control Ventilation | 2.157% | 0.15216 | 33.6878 | Residential_2037_SC B_million_m3_After Competition Groups_Demand Control Ventilation
Residential | Res ¦ Floor Insulation | 2037 | SC B | million_m3 | After Competition Groups | 20.5037 | 10648884.1528 | 10.6489 | 1561.6755 | 0.013129 | 14 | Residential_2037_SC B_million_m3_After Competition Groups_14 | Floor Insulation | 1.313% | 10.6489 | 20.5037 | Residential_2037_SC B_million_m3_After Competition Groups_Floor Insulation
Residential | Res ¦ Duct Insulation | 2037 | SC B | million_m3 | After Competition Groups | 17.04 | 9969978.793 | 9.97 | 1561.6755 | 0.010911 | 15 | Residential_2037_SC B_million_m3_After Competition Groups_15 | Duct Insulation | 1.091% | 9.97 | 17.04 | Residential_2037_SC B_million_m3_After Competition Groups_Duct Insulation
Residential | Res ¦ Duct Insulation MF | 2037 | SC B | million_m3 | After Competition Groups | 14.974 | 4772285.1627 | 4.7723 | 1561.6755 | 0.0095884 | 16 | Residential_2037_SC B_million_m3_After Competition Groups_16 | Duct Insulation MF | 0.9588% | 4.7723 | 14.974 | Residential_2037_SC B_million_m3_After Competition Groups_Duct Insulation MF
Residential | Res ¦ Pool Cover | 2037 | SC B | million_m3 | After Competition Groups | 14.5201 | 356671.4057 | 0.35667 | 1561.6755 | 0.0092978 | 17 | Residential_2037_SC B_million_m3_After Competition Groups_17 | Pool Cover | 0.9298% | 0.35667 | 14.5201 | Residential_2037_SC B_million_m3_After Competition Groups_Pool Cover
Residential | Res ¦ Home Energy Reports | 2037 | SC B | million_m3 | After Competition Groups | 13.6751 | 13063741.7954 | 13.0637 | 1561.6755 | 0.0087567 | 18 | Residential_2037_SC B_million_m3_After Competition Groups_18 | Home Energy Reports | 0.8757% | 13.0637 | 13.6751 | Residential_2037_SC B_million_m3_After Competition Groups_Home Energy Reports
Residential | Res ¦ Wall Insulation | 2037 | SC B | million_m3 | After Competition Groups | 6.3286 | 3756972.5095 | 3.757 | 1561.6755 | 0.0040525 | 19 | Residential_2037_SC B_million_m3_After Competition Groups_19 | Wall Insulation | 0.4052% | 3.757 | 6.3286 | Residential_2037_SC B_million_m3_After Competition Groups_Wall Insulation
Residential | Res ¦ Wall Insulation MF | 2037 | SC B | million_m3 | After Competition Groups | 3.2252 | 145928.8974 | 0.14593 | 1561.6755 | 0.0020652 | 20 | Residential_2037_SC B_million_m3_After Competition Groups_20 | Wall Insulation MF | 0.2065% | 0.14593 | 3.2252 | Residential_2037_SC B_million_m3_After Competition Groups_Wall Insulation MF
Residential | Res ¦ Water Heater Temperature Setback | 2037 | SC B | million_m3 | After Competition Groups | 2.1797 | 116206.8362 | 0.11621 | 1561.6755 | 0.0013958 | 21 | Residential_2037_SC B_million_m3_After Competition Groups_21 | Water Heater Temperature Setback | 0.1396% | 0.11621 | 2.1797 | Residential_2037_SC B_million_m3_After Competition Groups_Water Heater Temperature Setback
Residential | Res ¦ Clothes Drying Racks | 2037 | SC B | million_m3 | After Competition Groups | 1.1762 | 94985.7305 | 0.094986 | 1561.6755 | 0.00075317 | 22 | Residential_2037_SC B_million_m3_After Competition Groups_22 | Clothes Drying Racks | 0.07532% | 0.094986 | 1.1762 | Residential_2037_SC B_million_m3_After Competition Groups_Clothes Drying Racks
Residential | Res ¦ Minimize Hot and Warm Clothes Wash | 2037 | SC B | million_m3 | After Competition Groups | 0.63727 | 0 | 0 | 1561.6755 | 0.00040807 | 23 | Residential_2037_SC B_million_m3_After Competition Groups_23 | Minimize Hot and Warm Clothes Wash | 0.04081% | 0 | 0.63727 | Residential_2037_SC B_million_m3_After Competition Groups_Minimize Hot and Warm Clothes Wash
Residential | Res ¦ Energy Star Clothes Washer | 2037 | SC B | million_m3 | After Competition Groups | 0.63303 | 273927.0281 | 0.27393 | 1561.6755 | 0.00040535 | 24 | Residential_2037_SC B_million_m3_After Competition Groups_24 | Energy Star Clothes Washer | 0.04054% | 0.27393 | 0.63303 | Residential_2037_SC B_million_m3_After Competition Groups_Energy Star Clothes Washer
Residential | Res ¦ Adaptive Thermostat | 2037 | SC C | million_m3 | After Competition Groups | 153.8386 | 14743187.3594 | 14.7432 | 909.7098 | 0.16911 | 1 | Residential_2037_SC C_million_m3_After Competition Groups_1 | Adaptive Thermostat | 16.91% | 14.7432 | 153.8386 | Residential_2037_SC C_million_m3_After Competition Groups_Adaptive Thermostat
Residential | Res ¦ Comprehensive Draft Proofing | 2037 | SC C | million_m3 | After Competition Groups | 142.8843 | 645756.014 | 0.64576 | 909.7098 | 0.15707 | 2 | Residential_2037_SC C_million_m3_After Competition Groups_2 | Comprehensive Draft Proofing | 15.71% | 0.64576 | 142.8843 | Residential_2037_SC C_million_m3_After Competition Groups_Comprehensive Draft Proofing
Residential | Res ¦ Air Sealing | 2037 | SC C | million_m3 | After Competition Groups | 119.4697 | 12108337.4271 | 12.1083 | 909.7098 | 0.13133 | 3 | Residential_2037_SC C_million_m3_After Competition Groups_3 | Air Sealing | 13.13% | 12.1083 | 119.4697 | Residential_2037_SC C_million_m3_After Competition Groups_Air Sealing
Residential | Res ¦ High Efficiency Fireplace with Pilotless Ignition | 2037 | SC C | million_m3 | After Competition Groups | 106.6245 | 5321385.8177 | 5.3214 | 909.7098 | 0.11721 | 4 | Residential_2037_SC C_million_m3_After Competition Groups_4 | High Efficiency Fireplace with Pilotless Ignition | 11.72% | 5.3214 | 106.6245 | Residential_2037_SC C_million_m3_After Competition Groups_High Efficiency Fireplace with Pilotless Ignition
Residential | Res ¦ Advanced BAS/Controllers | 2037 | SC C | million_m3 | After Competition Groups | 58.8521 | 566894.4375 | 0.56689 | 909.7098 | 0.064693 | 5 | Residential_2037_SC C_million_m3_After Competition Groups_5 | Advanced BAS/Controllers | 6.469% | 0.56689 | 58.8521 | Residential_2037_SC C_million_m3_After Competition Groups_Advanced BAS/Controllers
Residential | Res ¦ Condensing Make Up Air Unit | 2037 | SC C | million_m3 | After Competition Groups | 57.9387 | 4831185.9054 | 4.8312 | 909.7098 | 0.063689 | 6 | Residential_2037_SC C_million_m3_After Competition Groups_6 | Condensing Make Up Air Unit | 6.369% | 4.8312 | 57.9387 | Residential_2037_SC C_million_m3_After Competition Groups_Condensing Make Up Air Unit
Residential | Res ¦ Basement Wall Insulation | 2037 | SC C | million_m3 | After Competition Groups | 52.1023 | 6007796.0473 | 6.0078 | 909.7098 | 0.057274 | 7 | Residential_2037_SC C_million_m3_After Competition Groups_7 | Basement Wall Insulation | 5.727% | 6.0078 | 52.1023 | Residential_2037_SC C_million_m3_After Competition Groups_Basement Wall Insulation
Residential | Res ¦ Building Recommissioning, Operations and Maintenance (O&M) Improvements | 2037 | SC C | million_m3 | After Competition Groups | 48.6332 | 453584.1491 | 0.45358 | 909.7098 | 0.05346 | 8 | Residential_2037_SC C_million_m3_After Competition Groups_8 | Building Recommissioning, Operations and Maintenance (O&M) Improvements | 5.346% | 0.45358 | 48.6332 | Residential_2037_SC C_million_m3_After Competition Groups_Building Recommissioning, Operations and Maintenance (O&M) Improvements
Residential | Res ¦ Attic Insulation | 2037 | SC C | million_m3 | After Competition Groups | 47.6989 | 6926565.2714 | 6.9266 | 909.7098 | 0.052433 | 9 | Residential_2037_SC C_million_m3_After Competition Groups_9 | Attic Insulation | 5.243% | 6.9266 | 47.6989 | Residential_2037_SC C_million_m3_After Competition Groups_Attic Insulation
Residential | Res ¦ Condensing Boiler | 2037 | SC C | million_m3 | After Competition Groups | 30.2527 | 4537439.645 | 4.5374 | 909.7098 | 0.033255 | 10 | Residential_2037_SC C_million_m3_After Competition Groups_10 | Condensing Boiler | 3.326% | 4.5374 | 30.2527 | Residential_2037_SC C_million_m3_After Competition Groups_Condensing Boiler
Residential | Res ¦ Demand Control Ventilation | 2037 | SC C | million_m3 | After Competition Groups | 26.3788 | 1320330.3828 | 1.3203 | 909.7098 | 0.028997 | 11 | Residential_2037_SC C_million_m3_After Competition Groups_11 | Demand Control Ventilation | 2.9% | 1.3203 | 26.3788 | Residential_2037_SC C_million_m3_After Competition Groups_Demand Control Ventilation
Residential | Res ¦ High Efficiency Condensing Furnace | 2037 | SC C | million_m3 | After Competition Groups | 19.1654 | 1544038.8786 | 1.544 | 909.7098 | 0.021068 | 12 | Residential_2037_SC C_million_m3_After Competition Groups_12 | High Efficiency Condensing Furnace | 2.107% | 1.544 | 19.1654 | Residential_2037_SC C_million_m3_After Competition Groups_High Efficiency Condensing Furnace
Residential | Res ¦ Heat Recovery Ventilator | 2037 | SC C | million_m3 | After Competition Groups | 17.6608 | 2938424.5347 | 2.9384 | 909.7098 | 0.019414 | 13 | Residential_2037_SC C_million_m3_After Competition Groups_13 | Heat Recovery Ventilator | 1.941% | 2.9384 | 17.6608 | Residential_2037_SC C_million_m3_After Competition Groups_Heat Recovery Ventilator
Residential | Res ¦ Home Energy Reports | 2037 | SC C | million_m3 | After Competition Groups | 13.6751 | 13063741.7954 | 13.0637 | 909.7098 | 0.015032 | 14 | Residential_2037_SC C_million_m3_After Competition Groups_14 | Home Energy Reports | 1.503% | 13.0637 | 13.6751 | Residential_2037_SC C_million_m3_After Competition Groups_Home Energy Reports
Residential | Res ¦ Duct Insulation MF | 2037 | SC C | million_m3 | After Competition Groups | 3.7246 | 426390.0921 | 0.42639 | 909.7098 | 0.0040943 | 15 | Residential_2037_SC C_million_m3_After Competition Groups_15 | Duct Insulation MF | 0.4094% | 0.42639 | 3.7246 | Residential_2037_SC C_million_m3_After Competition Groups_Duct Insulation MF
Residential | Res ¦ Wall Insulation MF | 2037 | SC C | million_m3 | After Competition Groups | 3.2255 | 145951.3024 | 0.14595 | 909.7098 | 0.0035456 | 16 | Residential_2037_SC C_million_m3_After Competition Groups_16 | Wall Insulation MF | 0.3546% | 0.14595 | 3.2255 | Residential_2037_SC C_million_m3_After Competition Groups_Wall Insulation MF
Residential | Res ¦ Pool Cover | 2037 | SC C | million_m3 | After Competition Groups | 2.078 | 145409.0181 | 0.14541 | 909.7098 | 0.0022843 | 17 | Residential_2037_SC C_million_m3_After Competition Groups_17 | Pool Cover | 0.2284% | 0.14541 | 2.078 | Residential_2037_SC C_million_m3_After Competition Groups_Pool Cover
Residential | Res ¦ Duct Insulation | 2037 | SC C | million_m3 | After Competition Groups | 1.7217 | 183920.7439 | 0.18392 | 909.7098 | 0.0018926 | 18 | Residential_2037_SC C_million_m3_After Competition Groups_18 | Duct Insulation | 0.1893% | 0.18392 | 1.7217 | Residential_2037_SC C_million_m3_After Competition Groups_Duct Insulation
Residential | Res ¦ Water Heater Temperature Setback | 2037 | SC C | million_m3 | After Competition Groups | 1.4892 | 56819.2424 | 0.056819 | 909.7098 | 0.001637 | 19 | Residential_2037_SC C_million_m3_After Competition Groups_19 | Water Heater Temperature Setback | 0.1637% | 0.056819 | 1.4892 | Residential_2037_SC C_million_m3_After Competition Groups_Water Heater Temperature Setback
Residential | Res ¦ Floor Insulation | 2037 | SC C | million_m3 | After Competition Groups | 1.2146 | 118581.0928 | 0.11858 | 909.7098 | 0.0013351 | 20 | Residential_2037_SC C_million_m3_After Competition Groups_20 | Floor Insulation | 0.1335% | 0.11858 | 1.2146 | Residential_2037_SC C_million_m3_After Competition Groups_Floor Insulation
Residential | Res ¦ Minimize Hot and Warm Clothes Wash | 2037 | SC C | million_m3 | After Competition Groups | 0.63727 | 0 | 0 | 909.7098 | 0.00070052 | 21 | Residential_2037_SC C_million_m3_After Competition Groups_21 | Minimize Hot and Warm Clothes Wash | 0.07005% | 0 | 0.63727 | Residential_2037_SC C_million_m3_After Competition Groups_Minimize Hot and Warm Clothes Wash
Residential | Res ¦ Wall Insulation | 2037 | SC C | million_m3 | After Competition Groups | 0.31866 | 31990.8791 | 0.031991 | 909.7098 | 0.00035028 | 22 | Residential_2037_SC C_million_m3_After Competition Groups_22 | Wall Insulation | 0.03503% | 0.031991 | 0.31866 | Residential_2037_SC C_million_m3_After Competition Groups_Wall Insulation
Residential | Res ¦ Energy Star Clothes Washer | 2037 | SC C | million_m3 | After Competition Groups | 0.12463 | 14659.5493 | 0.01466 | 909.7098 | 0.000137 | 23 | Residential_2037_SC C_million_m3_After Competition Groups_23 | Energy Star Clothes Washer | 0.0137% | 0.01466 | 0.12463 | Residential_2037_SC C_million_m3_After Competition Groups_Energy Star Clothes Washer
Residential | Res ¦ Clothes Drying Racks | 2037 | SC C | million_m3 | After Competition Groups | 0.0007193 | 0 | 0 | 909.7098 | 7.9069e-07 | 24 | Residential_2037_SC C_million_m3_After Competition Groups_24 | Clothes Drying Racks | 7.907e-05% | 0 | 0.0007193 | Residential_2037_SC C_million_m3_After Competition Groups_Clothes Drying Racks
Residential | Res ¦ Air Sealing | 2037 | Technical | million_m3 | After Competition Groups | 513.4844 | 0 | 0 | 3694.4834 | 0.13899 | 1 | Residential_2037_Technical_million_m3_After Competition Groups_1 | Air Sealing | 13.9% | 0 | 513.4844 | Residential_2037_Technical_million_m3_After Competition Groups_Air Sealing
Residential | Res ¦ Adaptive Thermostat | 2037 | Technical | million_m3 | After Competition Groups | 497.8157 | 0 | 0 | 3694.4834 | 0.13475 | 2 | Residential_2037_Technical_million_m3_After Competition Groups_2 | Adaptive Thermostat | 13.47% | 0 | 497.8157 | Residential_2037_Technical_million_m3_After Competition Groups_Adaptive Thermostat
Residential | Res ¦ Condensing Storage Water Heater | 2037 | Technical | million_m3 | After Competition Groups | 250.9692 | 0 | 0 | 3694.4834 | 0.067931 | 3 | Residential_2037_Technical_million_m3_After Competition Groups_3 | Condensing Storage Water Heater | 6.793% | 0 | 250.9692 | Residential_2037_Technical_million_m3_After Competition Groups_Condensing Storage Water Heater
Residential | Res ¦ Tankless Water Heater | 2037 | Technical | million_m3 | After Competition Groups | 211.3498 | 0 | 0 | 3694.4834 | 0.057207 | 4 | Residential_2037_Technical_million_m3_After Competition Groups_4 | Tankless Water Heater | 5.721% | 0 | 211.3498 | Residential_2037_Technical_million_m3_After Competition Groups_Tankless Water Heater
Residential | Res ¦ Energy Star Windows | 2037 | Technical | million_m3 | After Competition Groups | 195.3772 | 0 | 0 | 3694.4834 | 0.052883 | 5 | Residential_2037_Technical_million_m3_After Competition Groups_5 | Energy Star Windows | 5.288% | 0 | 195.3772 | Residential_2037_Technical_million_m3_After Competition Groups_Energy Star Windows
Residential | Res ¦ Condensing Boiler | 2037 | Technical | million_m3 | After Competition Groups | 163.9817 | 0 | 0 | 3694.4834 | 0.044386 | 6 | Residential_2037_Technical_million_m3_After Competition Groups_6 | Condensing Boiler | 4.439% | 0 | 163.9817 | Residential_2037_Technical_million_m3_After Competition Groups_Condensing Boiler
Residential | Res ¦ Heat Recovery Ventilator | 2037 | Technical | million_m3 | After Competition Groups | 154.669 | 0 | 0 | 3694.4834 | 0.041865 | 7 | Residential_2037_Technical_million_m3_After Competition Groups_7 | Heat Recovery Ventilator | 4.186% | 0 | 154.669 | Residential_2037_Technical_million_m3_After Competition Groups_Heat Recovery Ventilator
Residential | Res ¦ Comprehensive Draft Proofing | 2037 | Technical | million_m3 | After Competition Groups | 154.6323 | 0 | 0 | 3694.4834 | 0.041855 | 8 | Residential_2037_Technical_million_m3_After Competition Groups_8 | Comprehensive Draft Proofing | 4.185% | 0 | 154.6323 | Residential_2037_Technical_million_m3_After Competition Groups_Comprehensive Draft Proofing
Residential | Res ¦ Wall Insulation | 2037 | Technical | million_m3 | After Competition Groups | 141.9797 | 0 | 0 | 3694.4834 | 0.03843 | 9 | Residential_2037_Technical_million_m3_After Competition Groups_9 | Wall Insulation | 3.843% | 0 | 141.9797 | Residential_2037_Technical_million_m3_After Competition Groups_Wall Insulation
Residential | Res ¦ High Efficiency Condensing Furnace | 2037 | Technical | million_m3 | After Competition Groups | 139.7729 | 0 | 0 | 3694.4834 | 0.037833 | 10 | Residential_2037_Technical_million_m3_After Competition Groups_10 | High Efficiency Condensing Furnace | 3.783% | 0 | 139.7729 | Residential_2037_Technical_million_m3_After Competition Groups_High Efficiency Condensing Furnace
Residential | Res ¦ High Efficiency Fireplace with Pilotless Ignition | 2037 | Technical | million_m3 | After Competition Groups | 138.0389 | 0 | 0 | 3694.4834 | 0.037364 | 11 | Residential_2037_Technical_million_m3_After Competition Groups_11 | High Efficiency Fireplace with Pilotless Ignition | 3.736% | 0 | 138.0389 | Residential_2037_Technical_million_m3_After Competition Groups_High Efficiency Fireplace with Pilotless Ignition
Residential | Res ¦ Attic Insulation | 2037 | Technical | million_m3 | After Competition Groups | 125.3756 | 0 | 0 | 3694.4834 | 0.033936 | 12 | Residential_2037_Technical_million_m3_After Competition Groups_12 | Attic Insulation | 3.394% | 0 | 125.3756 | Residential_2037_Technical_million_m3_After Competition Groups_Attic Insulation
Residential | Res ¦ DHW Recirculation Systems | 2037 | Technical | million_m3 | After Competition Groups | 118.62 | 0 | 0 | 3694.4834 | 0.032107 | 13 | Residential_2037_Technical_million_m3_After Competition Groups_13 | DHW Recirculation Systems | 3.211% | 0 | 118.62 | Residential_2037_Technical_million_m3_After Competition Groups_DHW Recirculation Systems
Residential | Res ¦ Basement or Crawlspace Insulation | 2037 | Technical | million_m3 | After Competition Groups | 106.5019 | 0 | 0 | 3694.4834 | 0.028827 | 14 | Residential_2037_Technical_million_m3_After Competition Groups_14 | Basement or Crawlspace Insulation | 2.883% | 0 | 106.5019 | Residential_2037_Technical_million_m3_After Competition Groups_Basement or Crawlspace Insulation
Residential | Res ¦ Basement Wall Insulation | 2037 | Technical | million_m3 | After Competition Groups | 104.2209 | 0 | 0 | 3694.4834 | 0.02821 | 15 | Residential_2037_Technical_million_m3_After Competition Groups_15 | Basement Wall Insulation | 2.821% | 0 | 104.2209 | Residential_2037_Technical_million_m3_After Competition Groups_Basement Wall Insulation
Residential | Res ¦ Condensing Make Up Air Unit | 2037 | Technical | million_m3 | After Competition Groups | 95.688 | 0 | 0 | 3694.4834 | 0.0259 | 16 | Residential_2037_Technical_million_m3_After Competition Groups_16 | Condensing Make Up Air Unit | 2.59% | 0 | 95.688 | Residential_2037_Technical_million_m3_After Competition Groups_Condensing Make Up Air Unit
Residential | Res ¦ Window Film | 2037 | Technical | million_m3 | After Competition Groups | 73.2702 | 0 | 0 | 3694.4834 | 0.019832 | 17 | Residential_2037_Technical_million_m3_After Competition Groups_17 | Window Film | 1.983% | 0 | 73.2702 | Residential_2037_Technical_million_m3_After Competition Groups_Window Film
Residential | Res ¦ Furnace Tune Up | 2037 | Technical | million_m3 | After Competition Groups | 70.8216 | 0 | 0 | 3694.4834 | 0.01917 | 18 | Residential_2037_Technical_million_m3_After Competition Groups_18 | Furnace Tune Up | 1.917% | 0 | 70.8216 | Residential_2037_Technical_million_m3_After Competition Groups_Furnace Tune Up
Residential | Res ¦ Advanced BAS/Controllers | 2037 | Technical | million_m3 | After Competition Groups | 63.6909 | 0 | 0 | 3694.4834 | 0.017239 | 19 | Residential_2037_Technical_million_m3_After Competition Groups_19 | Advanced BAS/Controllers | 1.724% | 0 | 63.6909 | Residential_2037_Technical_million_m3_After Competition Groups_Advanced BAS/Controllers
Residential | Res ¦ Ceiling Insulation | 2037 | Technical | million_m3 | After Competition Groups | 52.7714 | 0 | 0 | 3694.4834 | 0.014284 | 20 | Residential_2037_Technical_million_m3_After Competition Groups_20 | Ceiling Insulation | 1.428% | 0 | 52.7714 | Residential_2037_Technical_million_m3_After Competition Groups_Ceiling Insulation
Residential | Res ¦ Building Recommissioning, Operations and Maintenance (O&M) Improvements | 2037 | Technical | million_m3 | After Competition Groups | 52.6318 | 0 | 0 | 3694.4834 | 0.014246 | 21 | Residential_2037_Technical_million_m3_After Competition Groups_21 | Building Recommissioning, Operations and Maintenance (O&M) Improvements | 1.425% | 0 | 52.6318 | Residential_2037_Technical_million_m3_After Competition Groups_Building Recommissioning, Operations and Maintenance (O&M) Improvements
Residential | Res ¦ Duct Insulation MF | 2037 | Technical | million_m3 | After Competition Groups | 41.6503 | 0 | 0 | 3694.4834 | 0.011274 | 22 | Residential_2037_Technical_million_m3_After Competition Groups_22 | Duct Insulation MF | 1.127% | 0 | 41.6503 | Residential_2037_Technical_million_m3_After Competition Groups_Duct Insulation MF
Residential | Res ¦ Floor Insulation | 2037 | Technical | million_m3 | After Competition Groups | 41.0536 | 0 | 0 | 3694.4834 | 0.011112 | 23 | Residential_2037_Technical_million_m3_After Competition Groups_23 | Floor Insulation | 1.111% | 0 | 41.0536 | Residential_2037_Technical_million_m3_After Competition Groups_Floor Insulation
Residential | Res ¦ Duct Insulation | 2037 | Technical | million_m3 | After Competition Groups | 39.0181 | 0 | 0 | 3694.4834 | 0.010561 | 24 | Residential_2037_Technical_million_m3_After Competition Groups_24 | Duct Insulation | 1.056% | 0 | 39.0181 | Residential_2037_Technical_million_m3_After Competition Groups_Duct Insulation
Residential | Res ¦ Home Energy Reports | 2037 | Technical | million_m3 | After Competition Groups | 32.5791 | 0 | 0 | 3694.4834 | 0.0088183 | 25 | Residential_2037_Technical_million_m3_After Competition Groups_25 | Home Energy Reports | 0.8818% | 0 | 32.5791 | Residential_2037_Technical_million_m3_After Competition Groups_Home Energy Reports
Residential | Res ¦ Demand Control Ventilation | 2037 | Technical | million_m3 | After Competition Groups | 28.5477 | 0 | 0 | 3694.4834 | 0.0077271 | 26 | Residential_2037_Technical_million_m3_After Competition Groups_26 | Demand Control Ventilation | 0.7727% | 0 | 28.5477 | Residential_2037_Technical_million_m3_After Competition Groups_Demand Control Ventilation
Residential | Res ¦ Early Hot Water Heater Replacement | 2037 | Technical | million_m3 | After Competition Groups | 23.2445 | 0 | 0 | 3694.4834 | 0.0062917 | 27 | Residential_2037_Technical_million_m3_After Competition Groups_27 | Early Hot Water Heater Replacement | 0.6292% | 0 | 23.2445 | Residential_2037_Technical_million_m3_After Competition Groups_Early Hot Water Heater Replacement
Residential | Res ¦ Drain Water Heat Recovery | 2037 | Technical | million_m3 | After Competition Groups | 19.8381 | 0 | 0 | 3694.4834 | 0.0053696 | 28 | Residential_2037_Technical_million_m3_After Competition Groups_28 | Drain Water Heat Recovery | 0.537% | 0 | 19.8381 | Residential_2037_Technical_million_m3_After Competition Groups_Drain Water Heat Recovery
Residential | Res ¦ Pool Cover | 2037 | Technical | million_m3 | After Competition Groups | 13.0001 | 0 | 0 | 3694.4834 | 0.0035188 | 29 | Residential_2037_Technical_million_m3_After Competition Groups_29 | Pool Cover | 0.3519% | 0 | 13.0001 | Residential_2037_Technical_million_m3_After Competition Groups_Pool Cover
Residential | Res ¦ High Efficiency Gas Pool Heater | 2037 | Technical | million_m3 | After Competition Groups | 11.8118 | 0 | 0 | 3694.4834 | 0.0031971 | 30 | Residential_2037_Technical_million_m3_After Competition Groups_30 | High Efficiency Gas Pool Heater | 0.3197% | 0 | 11.8118 | Residential_2037_Technical_million_m3_After Competition Groups_High Efficiency Gas Pool Heater
Residential | Res ¦ Wall Insulation MF | 2037 | Technical | million_m3 | After Competition Groups | 6.4519 | 0 | 0 | 3694.4834 | 0.0017464 | 31 | Residential_2037_Technical_million_m3_After Competition Groups_31 | Wall Insulation MF | 0.1746% | 0 | 6.4519 | Residential_2037_Technical_million_m3_After Competition Groups_Wall Insulation MF
Residential | Res ¦ Water Heater Temperature Setback | 2037 | Technical | million_m3 | After Competition Groups | 5.7849 | 0 | 0 | 3694.4834 | 0.0015658 | 32 | Residential_2037_Technical_million_m3_After Competition Groups_32 | Water Heater Temperature Setback | 0.1566% | 0 | 5.7849 | Residential_2037_Technical_million_m3_After Competition Groups_Water Heater Temperature Setback
Residential | Res ¦ Energy Star Clothes Dryer | 2037 | Technical | million_m3 | After Competition Groups | 2.6238 | 0 | 0 | 3694.4834 | 0.00071018 | 33 | Residential_2037_Technical_million_m3_After Competition Groups_33 | Energy Star Clothes Dryer | 0.07102% | 0 | 2.6238 | Residential_2037_Technical_million_m3_After Competition Groups_Energy Star Clothes Dryer
Residential | Res ¦ Energy Star Clothes Washer | 2037 | Technical | million_m3 | After Competition Groups | 1.2544 | 0 | 0 | 3694.4834 | 0.00033953 | 34 | Residential_2037_Technical_million_m3_After Competition Groups_34 | Energy Star Clothes Washer | 0.03395% | 0 | 1.2544 | Residential_2037_Technical_million_m3_After Competition Groups_Energy Star Clothes Washer
Residential | Res ¦ Clothes Drying Racks | 2037 | Technical | million_m3 | After Competition Groups | 0.99708 | 0 | 0 | 3694.4834 | 0.00026988 | 35 | Residential_2037_Technical_million_m3_After Competition Groups_35 | Clothes Drying Racks | 0.02699% | 0 | 0.99708 | Residential_2037_Technical_million_m3_After Competition Groups_Clothes Drying Racks
Residential | Res ¦ Minimize Hot and Warm Clothes Wash | 2037 | Technical | million_m3 | After Competition Groups | 0.86334 | 0 | 0 | 3694.4834 | 0.00023368 | 36 | Residential_2037_Technical_million_m3_After Competition Groups_36 | Minimize Hot and Warm Clothes Wash | 0.02337% | 0 | 0.86334 | Residential_2037_Technical_million_m3_After Competition Groups_Minimize Hot and Warm Clothes Wash
Residential | Res ¦ Solar Water Preheat (Pools/DHW) | 2037 | Technical | million_m3 | After Competition Groups | 0.10168 | 0 | 0 | 3694.4834 | 2.7523e-05 | 37 | Residential_2037_Technical_million_m3_After Competition Groups_37 | Solar Water Preheat (Pools/DHW) | 0.002752% | 0 | 0.10168 | Residential_2037_Technical_million_m3_After Competition Groups_Solar Water Preheat (Pools/DHW)
Residential | Res ¦ Air Sealing | 2038 | Economic | million_m3 | After Competition Groups | 505.3714 | 0 | 0 | 2350.8332 | 0.21498 | 1 | Residential_2038_Economic_million_m3_After Competition Groups_1 | Air Sealing | 21.5% | 0 | 505.3714 | Residential_2038_Economic_million_m3_After Competition Groups_Air Sealing
Residential | Res ¦ Adaptive Thermostat | 2038 | Economic | million_m3 | After Competition Groups | 497.5398 | 0 | 0 | 2350.8332 | 0.21164 | 2 | Residential_2038_Economic_million_m3_After Competition Groups_2 | Adaptive Thermostat | 21.16% | 0 | 497.5398 | Residential_2038_Economic_million_m3_After Competition Groups_Adaptive Thermostat
Residential | Res ¦ Heat Recovery Ventilator | 2038 | Economic | million_m3 | After Competition Groups | 160.9476 | 0 | 0 | 2350.8332 | 0.068464 | 3 | Residential_2038_Economic_million_m3_After Competition Groups_3 | Heat Recovery Ventilator | 6.846% | 0 | 160.9476 | Residential_2038_Economic_million_m3_After Competition Groups_Heat Recovery Ventilator
Residential | Res ¦ Comprehensive Draft Proofing | 2038 | Economic | million_m3 | After Competition Groups | 152.1892 | 0 | 0 | 2350.8332 | 0.064738 | 4 | Residential_2038_Economic_million_m3_After Competition Groups_4 | Comprehensive Draft Proofing | 6.474% | 0 | 152.1892 | Residential_2038_Economic_million_m3_After Competition Groups_Comprehensive Draft Proofing
Residential | Res ¦ High Efficiency Fireplace with Pilotless Ignition | 2038 | Economic | million_m3 | After Competition Groups | 142.8513 | 0 | 0 | 2350.8332 | 0.060766 | 5 | Residential_2038_Economic_million_m3_After Competition Groups_5 | High Efficiency Fireplace with Pilotless Ignition | 6.077% | 0 | 142.8513 | Residential_2038_Economic_million_m3_After Competition Groups_High Efficiency Fireplace with Pilotless Ignition
Residential | Res ¦ High Efficiency Condensing Furnace | 2038 | Economic | million_m3 | After Competition Groups | 133.5839 | 0 | 0 | 2350.8332 | 0.056824 | 6 | Residential_2038_Economic_million_m3_After Competition Groups_6 | High Efficiency Condensing Furnace | 5.682% | 0 | 133.5839 | Residential_2038_Economic_million_m3_After Competition Groups_High Efficiency Condensing Furnace
Residential | Res ¦ Attic Insulation | 2038 | Economic | million_m3 | After Competition Groups | 123.3947 | 0 | 0 | 2350.8332 | 0.05249 | 7 | Residential_2038_Economic_million_m3_After Competition Groups_7 | Attic Insulation | 5.249% | 0 | 123.3947 | Residential_2038_Economic_million_m3_After Competition Groups_Attic Insulation
Residential | Res ¦ Condensing Boiler | 2038 | Economic | million_m3 | After Competition Groups | 114.8876 | 0 | 0 | 2350.8332 | 0.048871 | 8 | Residential_2038_Economic_million_m3_After Competition Groups_8 | Condensing Boiler | 4.887% | 0 | 114.8876 | Residential_2038_Economic_million_m3_After Competition Groups_Condensing Boiler
Residential | Res ¦ Basement Wall Insulation | 2038 | Economic | million_m3 | After Competition Groups | 102.5742 | 0 | 0 | 2350.8332 | 0.043633 | 9 | Residential_2038_Economic_million_m3_After Competition Groups_9 | Basement Wall Insulation | 4.363% | 0 | 102.5742 | Residential_2038_Economic_million_m3_After Competition Groups_Basement Wall Insulation
Residential | Res ¦ Condensing Make Up Air Unit | 2038 | Economic | million_m3 | After Competition Groups | 99.0623 | 0 | 0 | 2350.8332 | 0.042139 | 10 | Residential_2038_Economic_million_m3_After Competition Groups_10 | Condensing Make Up Air Unit | 4.214% | 0 | 99.0623 | Residential_2038_Economic_million_m3_After Competition Groups_Condensing Make Up Air Unit
Residential | Res ¦ Advanced BAS/Controllers | 2038 | Economic | million_m3 | After Competition Groups | 62.6846 | 0 | 0 | 2350.8332 | 0.026665 | 11 | Residential_2038_Economic_million_m3_After Competition Groups_11 | Advanced BAS/Controllers | 2.666% | 0 | 62.6846 | Residential_2038_Economic_million_m3_After Competition Groups_Advanced BAS/Controllers
Residential | Res ¦ Building Recommissioning, Operations and Maintenance (O&M) Improvements | 2038 | Economic | million_m3 | After Competition Groups | 51.8002 | 0 | 0 | 2350.8332 | 0.022035 | 12 | Residential_2038_Economic_million_m3_After Competition Groups_12 | Building Recommissioning, Operations and Maintenance (O&M) Improvements | 2.203% | 0 | 51.8002 | Residential_2038_Economic_million_m3_After Competition Groups_Building Recommissioning, Operations and Maintenance (O&M) Improvements
Residential | Res ¦ Floor Insulation | 2038 | Economic | million_m3 | After Competition Groups | 40.405 | 0 | 0 | 2350.8332 | 0.017188 | 13 | Residential_2038_Economic_million_m3_After Competition Groups_13 | Floor Insulation | 1.719% | 0 | 40.405 | Residential_2038_Economic_million_m3_After Competition Groups_Floor Insulation
Residential | Res ¦ Duct Insulation | 2038 | Economic | million_m3 | After Competition Groups | 38.0798 | 0 | 0 | 2350.8332 | 0.016198 | 14 | Residential_2038_Economic_million_m3_After Competition Groups_14 | Duct Insulation | 1.62% | 0 | 38.0798 | Residential_2038_Economic_million_m3_After Competition Groups_Duct Insulation
Residential | Res ¦ Duct Insulation MF | 2038 | Economic | million_m3 | After Competition Groups | 37.4206 | 0 | 0 | 2350.8332 | 0.015918 | 15 | Residential_2038_Economic_million_m3_After Competition Groups_15 | Duct Insulation MF | 1.592% | 0 | 37.4206 | Residential_2038_Economic_million_m3_After Competition Groups_Duct Insulation MF
Residential | Res ¦ Demand Control Ventilation | 2038 | Economic | million_m3 | After Competition Groups | 28.0966 | 0 | 0 | 2350.8332 | 0.011952 | 16 | Residential_2038_Economic_million_m3_After Competition Groups_16 | Demand Control Ventilation | 1.195% | 0 | 28.0966 | Residential_2038_Economic_million_m3_After Competition Groups_Demand Control Ventilation
Residential | Res ¦ Home Energy Reports | 2038 | Economic | million_m3 | After Competition Groups | 20.4208 | 0 | 0 | 2350.8332 | 0.0086866 | 17 | Residential_2038_Economic_million_m3_After Competition Groups_17 | Home Energy Reports | 0.8687% | 0 | 20.4208 | Residential_2038_Economic_million_m3_After Competition Groups_Home Energy Reports
Residential | Res ¦ Pool Cover | 2038 | Economic | million_m3 | After Competition Groups | 12.7947 | 0 | 0 | 2350.8332 | 0.0054426 | 18 | Residential_2038_Economic_million_m3_After Competition Groups_18 | Pool Cover | 0.5443% | 0 | 12.7947 | Residential_2038_Economic_million_m3_After Competition Groups_Pool Cover
Residential | Res ¦ Wall Insulation | 2038 | Economic | million_m3 | After Competition Groups | 12.4703 | 0 | 0 | 2350.8332 | 0.0053046 | 19 | Residential_2038_Economic_million_m3_After Competition Groups_19 | Wall Insulation | 0.5305% | 0 | 12.4703 | Residential_2038_Economic_million_m3_After Competition Groups_Wall Insulation
Residential | Res ¦ Wall Insulation MF | 2038 | Economic | million_m3 | After Competition Groups | 6.35 | 0 | 0 | 2350.8332 | 0.0027012 | 20 | Residential_2038_Economic_million_m3_After Competition Groups_20 | Wall Insulation MF | 0.2701% | 0 | 6.35 | Residential_2038_Economic_million_m3_After Competition Groups_Wall Insulation MF
Residential | Res ¦ Water Heater Temperature Setback | 2038 | Economic | million_m3 | After Competition Groups | 5.6935 | 0 | 0 | 2350.8332 | 0.0024219 | 21 | Residential_2038_Economic_million_m3_After Competition Groups_21 | Water Heater Temperature Setback | 0.2422% | 0 | 5.6935 | Residential_2038_Economic_million_m3_After Competition Groups_Water Heater Temperature Setback
Residential | Res ¦ Clothes Drying Racks | 2038 | Economic | million_m3 | After Competition Groups | 0.98132 | 0 | 0 | 2350.8332 | 0.00041744 | 22 | Residential_2038_Economic_million_m3_After Competition Groups_22 | Clothes Drying Racks | 0.04174% | 0 | 0.98132 | Residential_2038_Economic_million_m3_After Competition Groups_Clothes Drying Racks
Residential | Res ¦ Minimize Hot and Warm Clothes Wash | 2038 | Economic | million_m3 | After Competition Groups | 0.8497 | 0 | 0 | 2350.8332 | 0.00036144 | 23 | Residential_2038_Economic_million_m3_After Competition Groups_23 | Minimize Hot and Warm Clothes Wash | 0.03614% | 0 | 0.8497 | Residential_2038_Economic_million_m3_After Competition Groups_Minimize Hot and Warm Clothes Wash
Residential | Res ¦ Energy Star Clothes Washer | 2038 | Economic | million_m3 | After Competition Groups | 0.38414 | 0 | 0 | 2350.8332 | 0.00016341 | 24 | Residential_2038_Economic_million_m3_After Competition Groups_24 | Energy Star Clothes Washer | 0.01634% | 0 | 0.38414 | Residential_2038_Economic_million_m3_After Competition Groups_Energy Star Clothes Washer
Residential | Res ¦ Comprehensive Draft Proofing | 2038 | SC A | million_m3 | After Competition Groups | 142.451 | 149456.4616 | 0.14946 | 713.6703 | 0.1996 | 1 | Residential_2038_SC A_million_m3_After Competition Groups_1 | Comprehensive Draft Proofing | 19.96% | 0.14946 | 142.451 | Residential_2038_SC A_million_m3_After Competition Groups_Comprehensive Draft Proofing
Residential | Res ¦ Adaptive Thermostat | 2038 | SC A | million_m3 | After Competition Groups | 117.6844 | 0 | 0 | 713.6703 | 0.1649 | 2 | Residential_2038_SC A_million_m3_After Competition Groups_2 | Adaptive Thermostat | 16.49% | 0 | 117.6844 | Residential_2038_SC A_million_m3_After Competition Groups_Adaptive Thermostat
Residential | Res ¦ High Efficiency Fireplace with Pilotless Ignition | 2038 | SC A | million_m3 | After Competition Groups | 79.6607 | 1019592.6403 | 1.0196 | 713.6703 | 0.11162 | 3 | Residential_2038_SC A_million_m3_After Competition Groups_3 | High Efficiency Fireplace with Pilotless Ignition | 11.16% | 1.0196 | 79.6607 | Residential_2038_SC A_million_m3_After Competition Groups_High Efficiency Fireplace with Pilotless Ignition
Residential | Res ¦ Air Sealing | 2038 | SC A | million_m3 | After Competition Groups | 79.4866 | 0 | 0 | 713.6703 | 0.11138 | 4 | Residential_2038_SC A_million_m3_After Competition Groups_4 | Air Sealing | 11.14% | 0 | 79.4866 | Residential_2038_SC A_million_m3_After Competition Groups_Air Sealing
Residential | Res ¦ Advanced BAS/Controllers | 2038 | SC A | million_m3 | After Competition Groups | 60.7301 | 494184.6506 | 0.49418 | 713.6703 | 0.085096 | 5 | Residential_2038_SC A_million_m3_After Competition Groups_5 | Advanced BAS/Controllers | 8.51% | 0.49418 | 60.7301 | Residential_2038_SC A_million_m3_After Competition Groups_Advanced BAS/Controllers
Residential | Res ¦ Building Recommissioning, Operations and Maintenance (O&M) Improvements | 2038 | SC A | million_m3 | After Competition Groups | 49.8636 | 254710.7743 | 0.25471 | 713.6703 | 0.069869 | 6 | Residential_2038_SC A_million_m3_After Competition Groups_6 | Building Recommissioning, Operations and Maintenance (O&M) Improvements | 6.987% | 0.25471 | 49.8636 | Residential_2038_SC A_million_m3_After Competition Groups_Building Recommissioning, Operations and Maintenance (O&M) Improvements
Residential | Res ¦ Condensing Make Up Air Unit | 2038 | SC A | million_m3 | After Competition Groups | 42.5381 | 814191.6537 | 0.81419 | 713.6703 | 0.059605 | 7 | Residential_2038_SC A_million_m3_After Competition Groups_7 | Condensing Make Up Air Unit | 5.96% | 0.81419 | 42.5381 | Residential_2038_SC A_million_m3_After Competition Groups_Condensing Make Up Air Unit
Residential | Res ¦ Basement Wall Insulation | 2038 | SC A | million_m3 | After Competition Groups | 33.6111 | 1069347.5313 | 1.0693 | 713.6703 | 0.047096 | 8 | Residential_2038_SC A_million_m3_After Competition Groups_8 | Basement Wall Insulation | 4.71% | 1.0693 | 33.6111 | Residential_2038_SC A_million_m3_After Competition Groups_Basement Wall Insulation
Residential | Res ¦ Attic Insulation | 2038 | SC A | million_m3 | After Competition Groups | 22.7739 | 734565.184 | 0.73457 | 713.6703 | 0.031911 | 9 | Residential_2038_SC A_million_m3_After Competition Groups_9 | Attic Insulation | 3.191% | 0.73457 | 22.7739 | Residential_2038_SC A_million_m3_After Competition Groups_Attic Insulation
Residential | Res ¦ Condensing Boiler | 2038 | SC A | million_m3 | After Competition Groups | 19.0823 | 0 | 0 | 713.6703 | 0.026738 | 10 | Residential_2038_SC A_million_m3_After Competition Groups_10 | Condensing Boiler | 2.674% | 0 | 19.0823 | Residential_2038_SC A_million_m3_After Competition Groups_Condensing Boiler
Residential | Res ¦ Demand Control Ventilation | 2038 | SC A | million_m3 | After Competition Groups | 18.9435 | 321159.3951 | 0.32116 | 713.6703 | 0.026544 | 11 | Residential_2038_SC A_million_m3_After Competition Groups_11 | Demand Control Ventilation | 2.654% | 0.32116 | 18.9435 | Residential_2038_SC A_million_m3_After Competition Groups_Demand Control Ventilation
Residential | Res ¦ Home Energy Reports | 2038 | SC A | million_m3 | After Competition Groups | 14.4376 | 14043927.1135 | 14.0439 | 713.6703 | 0.02023 | 12 | Residential_2038_SC A_million_m3_After Competition Groups_12 | Home Energy Reports | 2.023% | 14.0439 | 14.4376 | Residential_2038_SC A_million_m3_After Competition Groups_Home Energy Reports
Residential | Res ¦ High Efficiency Condensing Furnace | 2038 | SC A | million_m3 | After Competition Groups | 11.5777 | 0 | 0 | 713.6703 | 0.016223 | 13 | Residential_2038_SC A_million_m3_After Competition Groups_13 | High Efficiency Condensing Furnace | 1.622% | 0 | 11.5777 | Residential_2038_SC A_million_m3_After Competition Groups_High Efficiency Condensing Furnace
Residential | Res ¦ Heat Recovery Ventilator | 2038 | SC A | million_m3 | After Competition Groups | 10.2572 | 0 | 0 | 713.6703 | 0.014372 | 14 | Residential_2038_SC A_million_m3_After Competition Groups_14 | Heat Recovery Ventilator | 1.437% | 0 | 10.2572 | Residential_2038_SC A_million_m3_After Competition Groups_Heat Recovery Ventilator
Residential | Res ¦ Wall Insulation MF | 2038 | SC A | million_m3 | After Competition Groups | 2.8772 | 47914.9858 | 0.047915 | 713.6703 | 0.0040315 | 15 | Residential_2038_SC A_million_m3_After Competition Groups_15 | Wall Insulation MF | 0.4031% | 0.047915 | 2.8772 | Residential_2038_SC A_million_m3_After Competition Groups_Wall Insulation MF
Residential | Res ¦ Duct Insulation MF | 2038 | SC A | million_m3 | After Competition Groups | 2.2581 | 2613.9648 | 0.002614 | 713.6703 | 0.0031641 | 16 | Residential_2038_SC A_million_m3_After Competition Groups_16 | Duct Insulation MF | 0.3164% | 0.002614 | 2.2581 | Residential_2038_SC A_million_m3_After Competition Groups_Duct Insulation MF
Residential | Res ¦ Water Heater Temperature Setback | 2038 | SC A | million_m3 | After Competition Groups | 1.5439 | 0 | 0 | 713.6703 | 0.0021633 | 17 | Residential_2038_SC A_million_m3_After Competition Groups_17 | Water Heater Temperature Setback | 0.2163% | 0 | 1.5439 | Residential_2038_SC A_million_m3_After Competition Groups_Water Heater Temperature Setback
Residential | Res ¦ Pool Cover | 2038 | SC A | million_m3 | After Competition Groups | 1.2248 | 0 | 0 | 713.6703 | 0.0017162 | 18 | Residential_2038_SC A_million_m3_After Competition Groups_18 | Pool Cover | 0.1716% | 0 | 1.2248 | Residential_2038_SC A_million_m3_After Competition Groups_Pool Cover
Residential | Res ¦ Duct Insulation | 2038 | SC A | million_m3 | After Competition Groups | 1.1051 | 0 | 0 | 713.6703 | 0.0015485 | 19 | Residential_2038_SC A_million_m3_After Competition Groups_19 | Duct Insulation | 0.1549% | 0 | 1.1051 | Residential_2038_SC A_million_m3_After Competition Groups_Duct Insulation
Residential | Res ¦ Floor Insulation | 2038 | SC A | million_m3 | After Competition Groups | 0.67578 | 0 | 0 | 713.6703 | 0.0009469 | 20 | Residential_2038_SC A_million_m3_After Competition Groups_20 | Floor Insulation | 0.09469% | 0 | 0.67578 | Residential_2038_SC A_million_m3_After Competition Groups_Floor Insulation
Residential | Res ¦ Minimize Hot and Warm Clothes Wash | 2038 | SC A | million_m3 | After Competition Groups | 0.63727 | 0 | 0 | 713.6703 | 0.00089295 | 21 | Residential_2038_SC A_million_m3_After Competition Groups_21 | Minimize Hot and Warm Clothes Wash | 0.08929% | 0 | 0.63727 | Residential_2038_SC A_million_m3_After Competition Groups_Minimize Hot and Warm Clothes Wash
Residential | Res ¦ Wall Insulation | 2038 | SC A | million_m3 | After Competition Groups | 0.17452 | 0 | 0 | 713.6703 | 0.00024454 | 22 | Residential_2038_SC A_million_m3_After Competition Groups_22 | Wall Insulation | 0.02445% | 0 | 0.17452 | Residential_2038_SC A_million_m3_After Competition Groups_Wall Insulation
Residential | Res ¦ Energy Star Clothes Washer | 2038 | SC A | million_m3 | After Competition Groups | 0.075024 | 0 | 0 | 713.6703 | 0.00010512 | 23 | Residential_2038_SC A_million_m3_After Competition Groups_23 | Energy Star Clothes Washer | 0.01051% | 0 | 0.075024 | Residential_2038_SC A_million_m3_After Competition Groups_Energy Star Clothes Washer
Residential | Res ¦ Clothes Drying Racks | 2038 | SC A | million_m3 | After Competition Groups | 0.00074906 | 0 | 0 | 713.6703 | 1.0496e-06 | 24 | Residential_2038_SC A_million_m3_After Competition Groups_24 | Clothes Drying Racks | 0.000105% | 0 | 0.00074906 | Residential_2038_SC A_million_m3_After Competition Groups_Clothes Drying Racks
Residential | Res ¦ Adaptive Thermostat | 2038 | SC B | million_m3 | After Competition Groups | 286.7841 | 41656178.041 | 41.6562 | 1637.7863 | 0.1751 | 1 | Residential_2038_SC B_million_m3_After Competition Groups_1 | Adaptive Thermostat | 17.51% | 41.6562 | 286.7841 | Residential_2038_SC B_million_m3_After Competition Groups_Adaptive Thermostat
Residential | Res ¦ Air Sealing | 2038 | SC B | million_m3 | After Competition Groups | 274.9934 | 44118320.369 | 44.1183 | 1637.7863 | 0.16791 | 2 | Residential_2038_SC B_million_m3_After Competition Groups_2 | Air Sealing | 16.79% | 44.1183 | 274.9934 | Residential_2038_SC B_million_m3_After Competition Groups_Air Sealing
Residential | Res ¦ Comprehensive Draft Proofing | 2038 | SC B | million_m3 | After Competition Groups | 182.8956 | 51652.8487 | 0.051653 | 1637.7863 | 0.11167 | 3 | Residential_2038_SC B_million_m3_After Competition Groups_3 | Comprehensive Draft Proofing | 11.17% | 0.051653 | 182.8956 | Residential_2038_SC B_million_m3_After Competition Groups_Comprehensive Draft Proofing
Residential | Res ¦ High Efficiency Condensing Furnace | 2038 | SC B | million_m3 | After Competition Groups | 121.5472 | 28928203.1347 | 28.9282 | 1637.7863 | 0.074214 | 4 | Residential_2038_SC B_million_m3_After Competition Groups_4 | High Efficiency Condensing Furnace | 7.421% | 28.9282 | 121.5472 | Residential_2038_SC B_million_m3_After Competition Groups_High Efficiency Condensing Furnace
Residential | Res ¦ High Efficiency Fireplace with Pilotless Ignition | 2038 | SC B | million_m3 | After Competition Groups | 119.7051 | 4996535.8772 | 4.9965 | 1637.7863 | 0.07309 | 5 | Residential_2038_SC B_million_m3_After Competition Groups_5 | High Efficiency Fireplace with Pilotless Ignition | 7.309% | 4.9965 | 119.7051 | Residential_2038_SC B_million_m3_After Competition Groups_High Efficiency Fireplace with Pilotless Ignition
Residential | Res ¦ Heat Recovery Ventilator | 2038 | SC B | million_m3 | After Competition Groups | 91.1711 | 27690285.6104 | 27.6903 | 1637.7863 | 0.055667 | 6 | Residential_2038_SC B_million_m3_After Competition Groups_6 | Heat Recovery Ventilator | 5.567% | 27.6903 | 91.1711 | Residential_2038_SC B_million_m3_After Competition Groups_Heat Recovery Ventilator
Residential | Res ¦ Condensing Boiler | 2038 | SC B | million_m3 | After Competition Groups | 90.9783 | 28132545.1097 | 28.1325 | 1637.7863 | 0.05555 | 7 | Residential_2038_SC B_million_m3_After Competition Groups_7 | Condensing Boiler | 5.555% | 28.1325 | 90.9783 | Residential_2038_SC B_million_m3_After Competition Groups_Condensing Boiler
Residential | Res ¦ Advanced BAS/Controllers | 2038 | SC B | million_m3 | After Competition Groups | 75.3319 | 45350.6856 | 0.045351 | 1637.7863 | 0.045996 | 8 | Residential_2038_SC B_million_m3_After Competition Groups_8 | Advanced BAS/Controllers | 4.6% | 0.045351 | 75.3319 | Residential_2038_SC B_million_m3_After Competition Groups_Advanced BAS/Controllers
Residential | Res ¦ Condensing Make Up Air Unit | 2038 | SC B | million_m3 | After Competition Groups | 74.8939 | 4554671.3291 | 4.5547 | 1637.7863 | 0.045729 | 9 | Residential_2038_SC B_million_m3_After Competition Groups_9 | Condensing Make Up Air Unit | 4.573% | 4.5547 | 74.8939 | Residential_2038_SC B_million_m3_After Competition Groups_Condensing Make Up Air Unit
Residential | Res ¦ Attic Insulation | 2038 | SC B | million_m3 | After Competition Groups | 67.1454 | 9909228.992 | 9.9092 | 1637.7863 | 0.040998 | 10 | Residential_2038_SC B_million_m3_After Competition Groups_10 | Attic Insulation | 4.1% | 9.9092 | 67.1454 | Residential_2038_SC B_million_m3_After Competition Groups_Attic Insulation
Residential | Res ¦ Building Recommissioning, Operations and Maintenance (O&M) Improvements | 2038 | SC B | million_m3 | After Competition Groups | 62.2517 | 36282.0298 | 0.036282 | 1637.7863 | 0.03801 | 11 | Residential_2038_SC B_million_m3_After Competition Groups_11 | Building Recommissioning, Operations and Maintenance (O&M) Improvements | 3.801% | 0.036282 | 62.2517 | Residential_2038_SC B_million_m3_After Competition Groups_Building Recommissioning, Operations and Maintenance (O&M) Improvements
Residential | Res ¦ Basement Wall Insulation | 2038 | SC B | million_m3 | After Competition Groups | 55.8202 | 6069366.1219 | 6.0694 | 1637.7863 | 0.034083 | 12 | Residential_2038_SC B_million_m3_After Competition Groups_12 | Basement Wall Insulation | 3.408% | 6.0694 | 55.8202 | Residential_2038_SC B_million_m3_After Competition Groups_Basement Wall Insulation
Residential | Res ¦ Demand Control Ventilation | 2038 | SC B | million_m3 | After Competition Groups | 33.7651 | 105663.9966 | 0.10566 | 1637.7863 | 0.020616 | 13 | Residential_2038_SC B_million_m3_After Competition Groups_13 | Demand Control Ventilation | 2.062% | 0.10566 | 33.7651 | Residential_2038_SC B_million_m3_After Competition Groups_Demand Control Ventilation
Residential | Res ¦ Floor Insulation | 2038 | SC B | million_m3 | After Competition Groups | 21.9717 | 10761754.8045 | 10.7618 | 1637.7863 | 0.013415 | 14 | Residential_2038_SC B_million_m3_After Competition Groups_14 | Floor Insulation | 1.342% | 10.7618 | 21.9717 | Residential_2038_SC B_million_m3_After Competition Groups_Floor Insulation
Residential | Res ¦ Duct Insulation | 2038 | SC B | million_m3 | After Competition Groups | 18.3525 | 10251604.2354 | 10.2516 | 1637.7863 | 0.011206 | 15 | Residential_2038_SC B_million_m3_After Competition Groups_15 | Duct Insulation | 1.121% | 10.2516 | 18.3525 | Residential_2038_SC B_million_m3_After Competition Groups_Duct Insulation
Residential | Res ¦ Duct Insulation MF | 2038 | SC B | million_m3 | After Competition Groups | 16.1498 | 4911126.1498 | 4.9111 | 1637.7863 | 0.0098607 | 16 | Residential_2038_SC B_million_m3_After Competition Groups_16 | Duct Insulation MF | 0.9861% | 4.9111 | 16.1498 | Residential_2038_SC B_million_m3_After Competition Groups_Duct Insulation MF
Residential | Res ¦ Pool Cover | 2038 | SC B | million_m3 | After Competition Groups | 14.5838 | 249373.0106 | 0.24937 | 1637.7863 | 0.0089046 | 17 | Residential_2038_SC B_million_m3_After Competition Groups_17 | Pool Cover | 0.8905% | 0.24937 | 14.5838 | Residential_2038_SC B_million_m3_After Competition Groups_Pool Cover
Residential | Res ¦ Home Energy Reports | 2038 | SC B | million_m3 | After Competition Groups | 14.4376 | 14043927.1135 | 14.0439 | 1637.7863 | 0.0088153 | 18 | Residential_2038_SC B_million_m3_After Competition Groups_18 | Home Energy Reports | 0.8815% | 14.0439 | 14.4376 | Residential_2038_SC B_million_m3_After Competition Groups_Home Energy Reports
Residential | Res ¦ Wall Insulation | 2038 | SC B | million_m3 | After Competition Groups | 6.7817 | 3796753.6893 | 3.7968 | 1637.7863 | 0.0041408 | 19 | Residential_2038_SC B_million_m3_After Competition Groups_19 | Wall Insulation | 0.4141% | 3.7968 | 6.7817 | Residential_2038_SC B_million_m3_After Competition Groups_Wall Insulation
Residential | Res ¦ Wall Insulation MF | 2038 | SC B | million_m3 | After Competition Groups | 3.4561 | 147461.5153 | 0.14746 | 1637.7863 | 0.0021102 | 20 | Residential_2038_SC B_million_m3_After Competition Groups_20 | Wall Insulation MF | 0.211% | 0.14746 | 3.4561 | Residential_2038_SC B_million_m3_After Competition Groups_Wall Insulation MF
Residential | Res ¦ Water Heater Temperature Setback | 2038 | SC B | million_m3 | After Competition Groups | 2.2652 | 83859.1677 | 0.083859 | 1637.7863 | 0.0013831 | 21 | Residential_2038_SC B_million_m3_After Competition Groups_21 | Water Heater Temperature Setback | 0.1383% | 0.083859 | 2.2652 | Residential_2038_SC B_million_m3_After Competition Groups_Water Heater Temperature Setback
Residential | Res ¦ Clothes Drying Racks | 2038 | SC B | million_m3 | After Competition Groups | 1.1789 | 66029.401 | 0.066029 | 1637.7863 | 0.00071984 | 22 | Residential_2038_SC B_million_m3_After Competition Groups_22 | Clothes Drying Racks | 0.07198% | 0.066029 | 1.1789 | Residential_2038_SC B_million_m3_After Competition Groups_Clothes Drying Racks
Residential | Res ¦ Energy Star Clothes Washer | 2038 | SC B | million_m3 | After Competition Groups | 0.68862 | 258213.8563 | 0.25821 | 1637.7863 | 0.00042046 | 23 | Residential_2038_SC B_million_m3_After Competition Groups_23 | Energy Star Clothes Washer | 0.04205% | 0.25821 | 0.68862 | Residential_2038_SC B_million_m3_After Competition Groups_Energy Star Clothes Washer
Residential | Res ¦ Minimize Hot and Warm Clothes Wash | 2038 | SC B | million_m3 | After Competition Groups | 0.63727 | 0 | 0 | 1637.7863 | 0.00038911 | 24 | Residential_2038_SC B_million_m3_After Competition Groups_24 | Minimize Hot and Warm Clothes Wash | 0.03891% | 0 | 0.63727 | Residential_2038_SC B_million_m3_After Competition Groups_Minimize Hot and Warm Clothes Wash
Residential | Res ¦ Adaptive Thermostat | 2038 | SC C | million_m3 | After Competition Groups | 164.3307 | 15210278.8744 | 15.2103 | 960.7057 | 0.17105 | 1 | Residential_2038_SC C_million_m3_After Competition Groups_1 | Adaptive Thermostat | 17.11% | 15.2103 | 164.3307 | Residential_2038_SC C_million_m3_After Competition Groups_Adaptive Thermostat
Residential | Res ¦ Comprehensive Draft Proofing | 2038 | SC C | million_m3 | After Competition Groups | 147.444 | 562931.4544 | 0.56293 | 960.7057 | 0.15347 | 2 | Residential_2038_SC C_million_m3_After Competition Groups_2 | Comprehensive Draft Proofing | 15.35% | 0.56293 | 147.444 | Residential_2038_SC C_million_m3_After Competition Groups_Comprehensive Draft Proofing
Residential | Res ¦ Air Sealing | 2038 | SC C | million_m3 | After Competition Groups | 128.1714 | 12614755.9642 | 12.6148 | 960.7057 | 0.13341 | 3 | Residential_2038_SC C_million_m3_After Competition Groups_3 | Air Sealing | 13.34% | 12.6148 | 128.1714 | Residential_2038_SC C_million_m3_After Competition Groups_Air Sealing
Residential | Res ¦ High Efficiency Fireplace with Pilotless Ignition | 2038 | SC C | million_m3 | After Competition Groups | 111.5858 | 5229743.9929 | 5.2297 | 960.7057 | 0.11615 | 4 | Residential_2038_SC C_million_m3_After Competition Groups_4 | High Efficiency Fireplace with Pilotless Ignition | 11.61% | 5.2297 | 111.5858 | Residential_2038_SC C_million_m3_After Competition Groups_High Efficiency Fireplace with Pilotless Ignition
Residential | Res ¦ Condensing Make Up Air Unit | 2038 | SC C | million_m3 | After Competition Groups | 61.8848 | 4831912.3189 | 4.8319 | 960.7057 | 0.064416 | 5 | Residential_2038_SC C_million_m3_After Competition Groups_5 | Condensing Make Up Air Unit | 6.442% | 4.8319 | 61.8848 | Residential_2038_SC C_million_m3_After Competition Groups_Condensing Make Up Air Unit
Residential | Res ¦ Advanced BAS/Controllers | 2038 | SC C | million_m3 | After Competition Groups | 60.7301 | 494184.6506 | 0.49418 | 960.7057 | 0.063214 | 6 | Residential_2038_SC C_million_m3_After Competition Groups_6 | Advanced BAS/Controllers | 6.321% | 0.49418 | 60.7301 | Residential_2038_SC C_million_m3_After Competition Groups_Advanced BAS/Controllers
Residential | Res ¦ Basement Wall Insulation | 2038 | SC C | million_m3 | After Competition Groups | 55.8315 | 6070850.0434 | 6.0709 | 960.7057 | 0.058115 | 7 | Residential_2038_SC C_million_m3_After Competition Groups_7 | Basement Wall Insulation | 5.812% | 6.0709 | 55.8315 | Residential_2038_SC C_million_m3_After Competition Groups_Basement Wall Insulation
Residential | Res ¦ Attic Insulation | 2038 | SC C | million_m3 | After Competition Groups | 51.248 | 7131288.5221 | 7.1313 | 960.7057 | 0.053344 | 8 | Residential_2038_SC C_million_m3_After Competition Groups_8 | Attic Insulation | 5.334% | 7.1313 | 51.248 | Residential_2038_SC C_million_m3_After Competition Groups_Attic Insulation
Residential | Res ¦ Building Recommissioning, Operations and Maintenance (O&M) Improvements | 2038 | SC C | million_m3 | After Competition Groups | 50.1851 | 395407.5211 | 0.39541 | 960.7057 | 0.052238 | 9 | Residential_2038_SC C_million_m3_After Competition Groups_9 | Building Recommissioning, Operations and Maintenance (O&M) Improvements | 5.224% | 0.39541 | 50.1851 | Residential_2038_SC C_million_m3_After Competition Groups_Building Recommissioning, Operations and Maintenance (O&M) Improvements
Residential | Res ¦ Condensing Boiler | 2038 | SC C | million_m3 | After Competition Groups | 32.6677 | 4591068.319 | 4.5911 | 960.7057 | 0.034004 | 10 | Residential_2038_SC C_million_m3_After Competition Groups_10 | Condensing Boiler | 3.4% | 4.5911 | 32.6677 | Residential_2038_SC C_million_m3_After Competition Groups_Condensing Boiler
Residential | Res ¦ Demand Control Ventilation | 2038 | SC C | million_m3 | After Competition Groups | 27.2206 | 1150985.0261 | 1.151 | 960.7057 | 0.028334 | 11 | Residential_2038_SC C_million_m3_After Competition Groups_11 | Demand Control Ventilation | 2.833% | 1.151 | 27.2206 | Residential_2038_SC C_million_m3_After Competition Groups_Demand Control Ventilation
Residential | Res ¦ High Efficiency Condensing Furnace | 2038 | SC C | million_m3 | After Competition Groups | 20.1113 | 1527627.2122 | 1.5276 | 960.7057 | 0.020934 | 12 | Residential_2038_SC C_million_m3_After Competition Groups_12 | High Efficiency Condensing Furnace | 2.093% | 1.5276 | 20.1113 | Residential_2038_SC C_million_m3_After Competition Groups_High Efficiency Condensing Furnace
Residential | Res ¦ Heat Recovery Ventilator | 2038 | SC C | million_m3 | After Competition Groups | 19.3026 | 2807205.6878 | 2.8072 | 960.7057 | 0.020092 | 13 | Residential_2038_SC C_million_m3_After Competition Groups_13 | Heat Recovery Ventilator | 2.009% | 2.8072 | 19.3026 | Residential_2038_SC C_million_m3_After Competition Groups_Heat Recovery Ventilator
Residential | Res ¦ Home Energy Reports | 2038 | SC C | million_m3 | After Competition Groups | 14.4376 | 14043927.1135 | 14.0439 | 960.7057 | 0.015028 | 14 | Residential_2038_SC C_million_m3_After Competition Groups_14 | Home Energy Reports | 1.503% | 14.0439 | 14.4376 | Residential_2038_SC C_million_m3_After Competition Groups_Home Energy Reports
Residential | Res ¦ Duct Insulation MF | 2038 | SC C | million_m3 | After Competition Groups | 3.9807 | 441933.6032 | 0.44193 | 960.7057 | 0.0041435 | 15 | Residential_2038_SC C_million_m3_After Competition Groups_15 | Duct Insulation MF | 0.4144% | 0.44193 | 3.9807 | Residential_2038_SC C_million_m3_After Competition Groups_Duct Insulation MF
Residential | Res ¦ Wall Insulation MF | 2038 | SC C | million_m3 | After Competition Groups | 3.4563 | 147483.1142 | 0.14748 | 960.7057 | 0.0035977 | 16 | Residential_2038_SC C_million_m3_After Competition Groups_16 | Wall Insulation MF | 0.3598% | 0.14748 | 3.4563 | Residential_2038_SC C_million_m3_After Competition Groups_Wall Insulation MF
Residential | Res ¦ Pool Cover | 2038 | SC C | million_m3 | After Competition Groups | 2.2141 | 149755.3657 | 0.14976 | 960.7057 | 0.0023047 | 17 | Residential_2038_SC C_million_m3_After Competition Groups_17 | Pool Cover | 0.2305% | 0.14976 | 2.2141 | Residential_2038_SC C_million_m3_After Competition Groups_Pool Cover
Residential | Res ¦ Duct Insulation | 2038 | SC C | million_m3 | After Competition Groups | 1.8224 | 188107.5449 | 0.18811 | 960.7057 | 0.001897 | 18 | Residential_2038_SC C_million_m3_After Competition Groups_18 | Duct Insulation | 0.1897% | 0.18811 | 1.8224 | Residential_2038_SC C_million_m3_After Competition Groups_Duct Insulation
Residential | Res ¦ Water Heater Temperature Setback | 2038 | SC C | million_m3 | After Competition Groups | 1.6947 | 56449.6858 | 0.05645 | 960.7057 | 0.001764 | 19 | Residential_2038_SC C_million_m3_After Competition Groups_19 | Water Heater Temperature Setback | 0.1764% | 0.05645 | 1.6947 | Residential_2038_SC C_million_m3_After Competition Groups_Water Heater Temperature Setback
Residential | Res ¦ Floor Insulation | 2038 | SC C | million_m3 | After Competition Groups | 1.2775 | 120386.7125 | 0.12039 | 960.7057 | 0.0013297 | 20 | Residential_2038_SC C_million_m3_After Competition Groups_20 | Floor Insulation | 0.133% | 0.12039 | 1.2775 | Residential_2038_SC C_million_m3_After Competition Groups_Floor Insulation
Residential | Res ¦ Minimize Hot and Warm Clothes Wash | 2038 | SC C | million_m3 | After Competition Groups | 0.63727 | 0 | 0 | 960.7057 | 0.00066334 | 21 | Residential_2038_SC C_million_m3_After Competition Groups_21 | Minimize Hot and Warm Clothes Wash | 0.06633% | 0 | 0.63727 | Residential_2038_SC C_million_m3_After Competition Groups_Minimize Hot and Warm Clothes Wash
Residential | Res ¦ Wall Insulation | 2038 | SC C | million_m3 | After Competition Groups | 0.33405 | 32260.647 | 0.032261 | 960.7057 | 0.00034772 | 22 | Residential_2038_SC C_million_m3_After Competition Groups_22 | Wall Insulation | 0.03477% | 0.032261 | 0.33405 | Residential_2038_SC C_million_m3_After Competition Groups_Wall Insulation
Residential | Res ¦ Energy Star Clothes Washer | 2038 | SC C | million_m3 | After Competition Groups | 0.13671 | 14233.0745 | 0.014233 | 960.7057 | 0.0001423 | 23 | Residential_2038_SC C_million_m3_After Competition Groups_23 | Energy Star Clothes Washer | 0.01423% | 0.014233 | 0.13671 | Residential_2038_SC C_million_m3_After Competition Groups_Energy Star Clothes Washer
Residential | Res ¦ Clothes Drying Racks | 2038 | SC C | million_m3 | After Competition Groups | 0.00074906 | 0 | 0 | 960.7057 | 7.797e-07 | 24 | Residential_2038_SC C_million_m3_After Competition Groups_24 | Clothes Drying Racks | 7.797e-05% | 0 | 0.00074906 | Residential_2038_SC C_million_m3_After Competition Groups_Clothes Drying Racks
Residential | Res ¦ Air Sealing | 2038 | Technical | million_m3 | After Competition Groups | 505.3714 | 0 | 0 | 3702.6192 | 0.13649 | 1 | Residential_2038_Technical_million_m3_After Competition Groups_1 | Air Sealing | 13.65% | 0 | 505.3714 | Residential_2038_Technical_million_m3_After Competition Groups_Air Sealing
Residential | Res ¦ Adaptive Thermostat | 2038 | Technical | million_m3 | After Competition Groups | 497.5398 | 0 | 0 | 3702.6192 | 0.13438 | 2 | Residential_2038_Technical_million_m3_After Competition Groups_2 | Adaptive Thermostat | 13.44% | 0 | 497.5398 | Residential_2038_Technical_million_m3_After Competition Groups_Adaptive Thermostat
Residential | Res ¦ Condensing Storage Water Heater | 2038 | Technical | million_m3 | After Competition Groups | 258.9179 | 0 | 0 | 3702.6192 | 0.069928 | 3 | Residential_2038_Technical_million_m3_After Competition Groups_3 | Condensing Storage Water Heater | 6.993% | 0 | 258.9179 | Residential_2038_Technical_million_m3_After Competition Groups_Condensing Storage Water Heater
Residential | Res ¦ Tankless Water Heater | 2038 | Technical | million_m3 | After Competition Groups | 218.14 | 0 | 0 | 3702.6192 | 0.058915 | 4 | Residential_2038_Technical_million_m3_After Competition Groups_4 | Tankless Water Heater | 5.892% | 0 | 218.14 | Residential_2038_Technical_million_m3_After Competition Groups_Tankless Water Heater
Residential | Res ¦ Energy Star Windows | 2038 | Technical | million_m3 | After Competition Groups | 192.2902 | 0 | 0 | 3702.6192 | 0.051934 | 5 | Residential_2038_Technical_million_m3_After Competition Groups_5 | Energy Star Windows | 5.193% | 0 | 192.2902 | Residential_2038_Technical_million_m3_After Competition Groups_Energy Star Windows
Residential | Res ¦ Condensing Boiler | 2038 | Technical | million_m3 | After Competition Groups | 168.4475 | 0 | 0 | 3702.6192 | 0.045494 | 6 | Residential_2038_Technical_million_m3_After Competition Groups_6 | Condensing Boiler | 4.549% | 0 | 168.4475 | Residential_2038_Technical_million_m3_After Competition Groups_Condensing Boiler
Residential | Res ¦ Heat Recovery Ventilator | 2038 | Technical | million_m3 | After Competition Groups | 160.9476 | 0 | 0 | 3702.6192 | 0.043469 | 7 | Residential_2038_Technical_million_m3_After Competition Groups_7 | Heat Recovery Ventilator | 4.347% | 0 | 160.9476 | Residential_2038_Technical_million_m3_After Competition Groups_Heat Recovery Ventilator
Residential | Res ¦ Comprehensive Draft Proofing | 2038 | Technical | million_m3 | After Competition Groups | 152.1892 | 0 | 0 | 3702.6192 | 0.041103 | 8 | Residential_2038_Technical_million_m3_After Competition Groups_8 | Comprehensive Draft Proofing | 4.11% | 0 | 152.1892 | Residential_2038_Technical_million_m3_After Competition Groups_Comprehensive Draft Proofing
Residential | Res ¦ High Efficiency Condensing Furnace | 2038 | Technical | million_m3 | After Competition Groups | 144.4791 | 0 | 0 | 3702.6192 | 0.039021 | 9 | Residential_2038_Technical_million_m3_After Competition Groups_9 | High Efficiency Condensing Furnace | 3.902% | 0 | 144.4791 | Residential_2038_Technical_million_m3_After Competition Groups_High Efficiency Condensing Furnace
Residential | Res ¦ High Efficiency Fireplace with Pilotless Ignition | 2038 | Technical | million_m3 | After Competition Groups | 142.8513 | 0 | 0 | 3702.6192 | 0.038581 | 10 | Residential_2038_Technical_million_m3_After Competition Groups_10 | High Efficiency Fireplace with Pilotless Ignition | 3.858% | 0 | 142.8513 | Residential_2038_Technical_million_m3_After Competition Groups_High Efficiency Fireplace with Pilotless Ignition
Residential | Res ¦ Wall Insulation | 2038 | Technical | million_m3 | After Competition Groups | 139.7364 | 0 | 0 | 3702.6192 | 0.03774 | 11 | Residential_2038_Technical_million_m3_After Competition Groups_11 | Wall Insulation | 3.774% | 0 | 139.7364 | Residential_2038_Technical_million_m3_After Competition Groups_Wall Insulation
Residential | Res ¦ Attic Insulation | 2038 | Technical | million_m3 | After Competition Groups | 123.3947 | 0 | 0 | 3702.6192 | 0.033326 | 12 | Residential_2038_Technical_million_m3_After Competition Groups_12 | Attic Insulation | 3.333% | 0 | 123.3947 | Residential_2038_Technical_million_m3_After Competition Groups_Attic Insulation
Residential | Res ¦ DHW Recirculation Systems | 2038 | Technical | million_m3 | After Competition Groups | 116.7458 | 0 | 0 | 3702.6192 | 0.031531 | 13 | Residential_2038_Technical_million_m3_After Competition Groups_13 | DHW Recirculation Systems | 3.153% | 0 | 116.7458 | Residential_2038_Technical_million_m3_After Competition Groups_DHW Recirculation Systems
Residential | Res ¦ Basement or Crawlspace Insulation | 2038 | Technical | million_m3 | After Competition Groups | 104.8192 | 0 | 0 | 3702.6192 | 0.028309 | 14 | Residential_2038_Technical_million_m3_After Competition Groups_14 | Basement or Crawlspace Insulation | 2.831% | 0 | 104.8192 | Residential_2038_Technical_million_m3_After Competition Groups_Basement or Crawlspace Insulation
Residential | Res ¦ Basement Wall Insulation | 2038 | Technical | million_m3 | After Competition Groups | 102.5742 | 0 | 0 | 3702.6192 | 0.027703 | 15 | Residential_2038_Technical_million_m3_After Competition Groups_15 | Basement Wall Insulation | 2.77% | 0 | 102.5742 | Residential_2038_Technical_million_m3_After Competition Groups_Basement Wall Insulation
Residential | Res ¦ Condensing Make Up Air Unit | 2038 | Technical | million_m3 | After Competition Groups | 99.0623 | 0 | 0 | 3702.6192 | 0.026755 | 16 | Residential_2038_Technical_million_m3_After Competition Groups_16 | Condensing Make Up Air Unit | 2.675% | 0 | 99.0623 | Residential_2038_Technical_million_m3_After Competition Groups_Condensing Make Up Air Unit
Residential | Res ¦ Window Film | 2038 | Technical | million_m3 | After Competition Groups | 72.1125 | 0 | 0 | 3702.6192 | 0.019476 | 17 | Residential_2038_Technical_million_m3_After Competition Groups_17 | Window Film | 1.948% | 0 | 72.1125 | Residential_2038_Technical_million_m3_After Competition Groups_Window Film
Residential | Res ¦ Furnace Tune Up | 2038 | Technical | million_m3 | After Competition Groups | 69.7027 | 0 | 0 | 3702.6192 | 0.018825 | 18 | Residential_2038_Technical_million_m3_After Competition Groups_18 | Furnace Tune Up | 1.883% | 0 | 69.7027 | Residential_2038_Technical_million_m3_After Competition Groups_Furnace Tune Up
Residential | Res ¦ Advanced BAS/Controllers | 2038 | Technical | million_m3 | After Competition Groups | 62.6846 | 0 | 0 | 3702.6192 | 0.01693 | 19 | Residential_2038_Technical_million_m3_After Competition Groups_19 | Advanced BAS/Controllers | 1.693% | 0 | 62.6846 | Residential_2038_Technical_million_m3_After Competition Groups_Advanced BAS/Controllers
Residential | Res ¦ Ceiling Insulation | 2038 | Technical | million_m3 | After Competition Groups | 51.9376 | 0 | 0 | 3702.6192 | 0.014027 | 20 | Residential_2038_Technical_million_m3_After Competition Groups_20 | Ceiling Insulation | 1.403% | 0 | 51.9376 | Residential_2038_Technical_million_m3_After Competition Groups_Ceiling Insulation
Residential | Res ¦ Building Recommissioning, Operations and Maintenance (O&M) Improvements | 2038 | Technical | million_m3 | After Competition Groups | 51.8002 | 0 | 0 | 3702.6192 | 0.01399 | 21 | Residential_2038_Technical_million_m3_After Competition Groups_21 | Building Recommissioning, Operations and Maintenance (O&M) Improvements | 1.399% | 0 | 51.8002 | Residential_2038_Technical_million_m3_After Competition Groups_Building Recommissioning, Operations and Maintenance (O&M) Improvements
Residential | Res ¦ Duct Insulation MF | 2038 | Technical | million_m3 | After Competition Groups | 40.9922 | 0 | 0 | 3702.6192 | 0.011071 | 22 | Residential_2038_Technical_million_m3_After Competition Groups_22 | Duct Insulation MF | 1.107% | 0 | 40.9922 | Residential_2038_Technical_million_m3_After Competition Groups_Duct Insulation MF
Residential | Res ¦ Floor Insulation | 2038 | Technical | million_m3 | After Competition Groups | 40.405 | 0 | 0 | 3702.6192 | 0.010913 | 23 | Residential_2038_Technical_million_m3_After Competition Groups_23 | Floor Insulation | 1.091% | 0 | 40.405 | Residential_2038_Technical_million_m3_After Competition Groups_Floor Insulation
Residential | Res ¦ Duct Insulation | 2038 | Technical | million_m3 | After Competition Groups | 38.4016 | 0 | 0 | 3702.6192 | 0.010371 | 24 | Residential_2038_Technical_million_m3_After Competition Groups_24 | Duct Insulation | 1.037% | 0 | 38.4016 | Residential_2038_Technical_million_m3_After Competition Groups_Duct Insulation
Residential | Res ¦ Home Energy Reports | 2038 | Technical | million_m3 | After Competition Groups | 33.9024 | 0 | 0 | 3702.6192 | 0.0091563 | 25 | Residential_2038_Technical_million_m3_After Competition Groups_25 | Home Energy Reports | 0.9156% | 0 | 33.9024 | Residential_2038_Technical_million_m3_After Competition Groups_Home Energy Reports
Residential | Res ¦ Demand Control Ventilation | 2038 | Technical | million_m3 | After Competition Groups | 28.0966 | 0 | 0 | 3702.6192 | 0.0075883 | 26 | Residential_2038_Technical_million_m3_After Competition Groups_26 | Demand Control Ventilation | 0.7588% | 0 | 28.0966 | Residential_2038_Technical_million_m3_After Competition Groups_Demand Control Ventilation
Residential | Res ¦ Early Hot Water Heater Replacement | 2038 | Technical | million_m3 | After Competition Groups | 22.8772 | 0 | 0 | 3702.6192 | 0.0061787 | 27 | Residential_2038_Technical_million_m3_After Competition Groups_27 | Early Hot Water Heater Replacement | 0.6179% | 0 | 22.8772 | Residential_2038_Technical_million_m3_After Competition Groups_Early Hot Water Heater Replacement
Residential | Res ¦ Drain Water Heat Recovery | 2038 | Technical | million_m3 | After Competition Groups | 19.5246 | 0 | 0 | 3702.6192 | 0.0052732 | 28 | Residential_2038_Technical_million_m3_After Competition Groups_28 | Drain Water Heat Recovery | 0.5273% | 0 | 19.5246 | Residential_2038_Technical_million_m3_After Competition Groups_Drain Water Heat Recovery
Residential | Res ¦ Pool Cover | 2038 | Technical | million_m3 | After Competition Groups | 12.7947 | 0 | 0 | 3702.6192 | 0.0034556 | 29 | Residential_2038_Technical_million_m3_After Competition Groups_29 | Pool Cover | 0.3456% | 0 | 12.7947 | Residential_2038_Technical_million_m3_After Competition Groups_Pool Cover
Residential | Res ¦ High Efficiency Gas Pool Heater | 2038 | Technical | million_m3 | After Competition Groups | 11.9071 | 0 | 0 | 3702.6192 | 0.0032159 | 30 | Residential_2038_Technical_million_m3_After Competition Groups_30 | High Efficiency Gas Pool Heater | 0.3216% | 0 | 11.9071 | Residential_2038_Technical_million_m3_After Competition Groups_High Efficiency Gas Pool Heater
Residential | Res ¦ Wall Insulation MF | 2038 | Technical | million_m3 | After Competition Groups | 6.35 | 0 | 0 | 3702.6192 | 0.001715 | 31 | Residential_2038_Technical_million_m3_After Competition Groups_31 | Wall Insulation MF | 0.1715% | 0 | 6.35 | Residential_2038_Technical_million_m3_After Competition Groups_Wall Insulation MF
Residential | Res ¦ Water Heater Temperature Setback | 2038 | Technical | million_m3 | After Competition Groups | 5.6935 | 0 | 0 | 3702.6192 | 0.0015377 | 32 | Residential_2038_Technical_million_m3_After Competition Groups_32 | Water Heater Temperature Setback | 0.1538% | 0 | 5.6935 | Residential_2038_Technical_million_m3_After Competition Groups_Water Heater Temperature Setback
Residential | Res ¦ Energy Star Clothes Dryer | 2038 | Technical | million_m3 | After Competition Groups | 2.7113 | 0 | 0 | 3702.6192 | 0.00073227 | 33 | Residential_2038_Technical_million_m3_After Competition Groups_33 | Energy Star Clothes Dryer | 0.07323% | 0 | 2.7113 | Residential_2038_Technical_million_m3_After Competition Groups_Energy Star Clothes Dryer
Residential | Res ¦ Energy Star Clothes Washer | 2038 | Technical | million_m3 | After Competition Groups | 1.2876 | 0 | 0 | 3702.6192 | 0.00034775 | 34 | Residential_2038_Technical_million_m3_After Competition Groups_34 | Energy Star Clothes Washer | 0.03478% | 0 | 1.2876 | Residential_2038_Technical_million_m3_After Competition Groups_Energy Star Clothes Washer
Residential | Res ¦ Clothes Drying Racks | 2038 | Technical | million_m3 | After Competition Groups | 0.98132 | 0 | 0 | 3702.6192 | 0.00026503 | 35 | Residential_2038_Technical_million_m3_After Competition Groups_35 | Clothes Drying Racks | 0.0265% | 0 | 0.98132 | Residential_2038_Technical_million_m3_After Competition Groups_Clothes Drying Racks
Residential | Res ¦ Minimize Hot and Warm Clothes Wash | 2038 | Technical | million_m3 | After Competition Groups | 0.8497 | 0 | 0 | 3702.6192 | 0.00022949 | 36 | Residential_2038_Technical_million_m3_After Competition Groups_36 | Minimize Hot and Warm Clothes Wash | 0.02295% | 0 | 0.8497 | Residential_2038_Technical_million_m3_After Competition Groups_Minimize Hot and Warm Clothes Wash
Residential | Res ¦ Solar Water Preheat (Pools/DHW) | 2038 | Technical | million_m3 | After Competition Groups | 0.10008 | 0 | 0 | 3702.6192 | 2.7029e-05 | 37 | Residential_2038_Technical_million_m3_After Competition Groups_37 | Solar Water Preheat (Pools/DHW) | 0.002703% | 0 | 0.10008 | Residential_2038_Technical_million_m3_After Competition Groups_Solar Water Preheat (Pools/DHW)
Residential | Res ¦ Adaptive Thermostat | 2019 | Economic | MW | After Competition Groups | 182.8236 | 0 | 0 | 735.6669 | 0.24851 | 1 | Residential_2019_Economic_MW_After Competition Groups_1 | Adaptive Thermostat | 24.85% | 0 | 182.8236 | Residential_2019_Economic_MW_After Competition Groups_Adaptive Thermostat
Residential | Res ¦ Building Recommissioning, Operations and Maintenance (O&M) Improvements | 2019 | Economic | MW | After Competition Groups | 97.0094 | 0 | 0 | 735.6669 | 0.13187 | 2 | Residential_2019_Economic_MW_After Competition Groups_2 | Building Recommissioning, Operations and Maintenance (O&M) Improvements | 13.19% | 0 | 97.0094 | Residential_2019_Economic_MW_After Competition Groups_Building Recommissioning, Operations and Maintenance (O&M) Improvements
Residential | Res ¦ Basement Wall Insulation | 2019 | Economic | MW | After Competition Groups | 89.4773 | 0 | 0 | 735.6669 | 0.12163 | 3 | Residential_2019_Economic_MW_After Competition Groups_3 | Basement Wall Insulation | 12.16% | 0 | 89.4773 | Residential_2019_Economic_MW_After Competition Groups_Basement Wall Insulation
Residential | Res ¦ Variable Speed Pool Pump Motor | 2019 | Economic | MW | After Competition Groups | 69.2929 | 0 | 0 | 735.6669 | 0.094191 | 4 | Residential_2019_Economic_MW_After Competition Groups_4 | Variable Speed Pool Pump Motor | 9.419% | 0 | 69.2929 | Residential_2019_Economic_MW_After Competition Groups_Variable Speed Pool Pump Motor
Residential | Res ¦ Attic Insulation | 2019 | Economic | MW | After Competition Groups | 69.0259 | 0 | 0 | 735.6669 | 0.093828 | 5 | Residential_2019_Economic_MW_After Competition Groups_5 | Attic Insulation | 9.383% | 0 | 69.0259 | Residential_2019_Economic_MW_After Competition Groups_Attic Insulation
Residential | Res ¦ Energy Star LED Bulbs General Purpose LEDs | 2019 | Economic | MW | After Competition Groups | 34.5964 | 0 | 0 | 735.6669 | 0.047027 | 6 | Residential_2019_Economic_MW_After Competition Groups_6 | Energy Star LED Bulbs General Purpose LEDs | 4.703% | 0 | 34.5964 | Residential_2019_Economic_MW_After Competition Groups_Energy Star LED Bulbs General Purpose LEDs
Residential | Res ¦ Air Sealing | 2019 | Economic | MW | After Competition Groups | 19.0328 | 0 | 0 | 735.6669 | 0.025872 | 7 | Residential_2019_Economic_MW_After Competition Groups_7 | Air Sealing | 2.587% | 0 | 19.0328 | Residential_2019_Economic_MW_After Competition Groups_Air Sealing
Residential | Res ¦ Floor Insulation | 2019 | Economic | MW | After Competition Groups | 18.0907 | 0 | 0 | 735.6669 | 0.024591 | 8 | Residential_2019_Economic_MW_After Competition Groups_8 | Floor Insulation | 2.459% | 0 | 18.0907 | Residential_2019_Economic_MW_After Competition Groups_Floor Insulation
Residential | Res ¦ Ductless Mini-Split Heat Pump | 2019 | Economic | MW | After Competition Groups | 17.0162 | 0 | 0 | 735.6669 | 0.02313 | 9 | Residential_2019_Economic_MW_After Competition Groups_9 | Ductless Mini-Split Heat Pump | 2.313% | 0 | 17.0162 | Residential_2019_Economic_MW_After Competition Groups_Ductless Mini-Split Heat Pump
Residential | Res ¦ Occupancy Sensors MF | 2019 | Economic | MW | After Competition Groups | 14.934 | 0 | 0 | 735.6669 | 0.0203 | 10 | Residential_2019_Economic_MW_After Competition Groups_10 | Occupancy Sensors MF | 2.03% | 0 | 14.934 | Residential_2019_Economic_MW_After Competition Groups_Occupancy Sensors MF
Residential | Res ¦ Advanced BAS/Controllers | 2019 | Economic | MW | After Competition Groups | 14.1985 | 0 | 0 | 735.6669 | 0.0193 | 11 | Residential_2019_Economic_MW_After Competition Groups_11 | Advanced BAS/Controllers | 1.93% | 0 | 14.1985 | Residential_2019_Economic_MW_After Competition Groups_Advanced BAS/Controllers
Residential | Res ¦ Clothes Drying Racks | 2019 | Economic | MW | After Competition Groups | 13.1392 | 0 | 0 | 735.6669 | 0.01786 | 12 | Residential_2019_Economic_MW_After Competition Groups_12 | Clothes Drying Racks | 1.786% | 0 | 13.1392 | Residential_2019_Economic_MW_After Competition Groups_Clothes Drying Racks
Residential | Res ¦ Duct Insulation | 2019 | Economic | MW | After Competition Groups | 12.9887 | 0 | 0 | 735.6669 | 0.017656 | 13 | Residential_2019_Economic_MW_After Competition Groups_13 | Duct Insulation | 1.766% | 0 | 12.9887 | Residential_2019_Economic_MW_After Competition Groups_Duct Insulation
Residential | Res ¦ Refrigerator Recycling | 2019 | Economic | MW | After Competition Groups | 11.1346 | 0 | 0 | 735.6669 | 0.015135 | 14 | Residential_2019_Economic_MW_After Competition Groups_14 | Refrigerator Recycling | 1.514% | 0 | 11.1346 | Residential_2019_Economic_MW_After Competition Groups_Refrigerator Recycling
Residential | Res ¦ Freezer Recycling | 2019 | Economic | MW | After Competition Groups | 10.3728 | 0 | 0 | 735.6669 | 0.0141 | 15 | Residential_2019_Economic_MW_After Competition Groups_15 | Freezer Recycling | 1.41% | 0 | 10.3728 | Residential_2019_Economic_MW_After Competition Groups_Freezer Recycling
Residential | Res ¦ Energy Star Air Source Heat Pump | 2019 | Economic | MW | After Competition Groups | 9.7241 | 0 | 0 | 735.6669 | 0.013218 | 16 | Residential_2019_Economic_MW_After Competition Groups_16 | Energy Star Air Source Heat Pump | 1.322% | 0 | 9.7241 | Residential_2019_Economic_MW_After Competition Groups_Energy Star Air Source Heat Pump
Residential | Res ¦ Energy Star Clothes Washer | 2019 | Economic | MW | After Competition Groups | 9.2582 | 0 | 0 | 735.6669 | 0.012585 | 17 | Residential_2019_Economic_MW_After Competition Groups_17 | Energy Star Clothes Washer | 1.258% | 0 | 9.2582 | Residential_2019_Economic_MW_After Competition Groups_Energy Star Clothes Washer
Residential | Res ¦ Energy Star Room Air Conditioner | 2019 | Economic | MW | After Competition Groups | 7.6781 | 0 | 0 | 735.6669 | 0.010437 | 18 | Residential_2019_Economic_MW_After Competition Groups_18 | Energy Star Room Air Conditioner | 1.044% | 0 | 7.6781 | Residential_2019_Economic_MW_After Competition Groups_Energy Star Room Air Conditioner
Residential | Res ¦ Duct Insulation MF | 2019 | Economic | MW | After Competition Groups | 6.9769 | 0 | 0 | 735.6669 | 0.0094838 | 19 | Residential_2019_Economic_MW_After Competition Groups_19 | Duct Insulation MF | 0.9484% | 0 | 6.9769 | Residential_2019_Economic_MW_After Competition Groups_Duct Insulation MF
Residential | Res ¦ Minimize Hot and Warm Clothes Wash | 2019 | Economic | MW | After Competition Groups | 5.5036 | 0 | 0 | 735.6669 | 0.0074812 | 20 | Residential_2019_Economic_MW_After Competition Groups_20 | Minimize Hot and Warm Clothes Wash | 0.7481% | 0 | 5.5036 | Residential_2019_Economic_MW_After Competition Groups_Minimize Hot and Warm Clothes Wash
Residential | Res ¦ Outside Air Economizer | 2019 | Economic | MW | After Competition Groups | 2.7381 | 0 | 0 | 735.6669 | 0.0037219 | 21 | Residential_2019_Economic_MW_After Competition Groups_21 | Outside Air Economizer | 0.3722% | 0 | 2.7381 | Residential_2019_Economic_MW_After Competition Groups_Outside Air Economizer
Residential | Res ¦ Demand Control Ventilation | 2019 | Economic | MW | After Competition Groups | 2.4953 | 0 | 0 | 735.6669 | 0.0033919 | 22 | Residential_2019_Economic_MW_After Competition Groups_22 | Demand Control Ventilation | 0.3392% | 0 | 2.4953 | Residential_2019_Economic_MW_After Competition Groups_Demand Control Ventilation
Residential | Res ¦ Furnace Whistle | 2019 | Economic | MW | After Competition Groups | 2.3979 | 0 | 0 | 735.6669 | 0.0032595 | 23 | Residential_2019_Economic_MW_After Competition Groups_23 | Furnace Whistle | 0.3259% | 0 | 2.3979 | Residential_2019_Economic_MW_After Competition Groups_Furnace Whistle
Residential | Res ¦ Energy Star Torchiere | 2019 | Economic | MW | After Competition Groups | 2.2348 | 0 | 0 | 735.6669 | 0.0030378 | 24 | Residential_2019_Economic_MW_After Competition Groups_24 | Energy Star Torchiere | 0.3038% | 0 | 2.2348 | Residential_2019_Economic_MW_After Competition Groups_Energy Star Torchiere
Residential | Res ¦ Comprehensive Draft Proofing | 2019 | Economic | MW | After Competition Groups | 2.0376 | 0 | 0 | 735.6669 | 0.0027698 | 25 | Residential_2019_Economic_MW_After Competition Groups_25 | Comprehensive Draft Proofing | 0.277% | 0 | 2.0376 | Residential_2019_Economic_MW_After Competition Groups_Comprehensive Draft Proofing
Residential | Res ¦ Variable Frequency Drive (VFD) | 2019 | Economic | MW | After Competition Groups | 1.9763 | 0 | 0 | 735.6669 | 0.0026865 | 26 | Residential_2019_Economic_MW_After Competition Groups_26 | Variable Frequency Drive (VFD) | 0.2686% | 0 | 1.9763 | Residential_2019_Economic_MW_After Competition Groups_Variable Frequency Drive (VFD)
Residential | Res ¦ CO Sensors for parking garage exhaust fans | 2019 | Economic | MW | After Competition Groups | 1.7275 | 0 | 0 | 735.6669 | 0.0023483 | 27 | Residential_2019_Economic_MW_After Competition Groups_27 | CO Sensors for parking garage exhaust fans | 0.2348% | 0 | 1.7275 | Residential_2019_Economic_MW_After Competition Groups_CO Sensors for parking garage exhaust fans
Residential | Res ¦ ENERGY STAR LED LAMPS (REFLECTOR LAMPs/MR16/PAR 16) | 2019 | Economic | MW | After Competition Groups | 1.5466 | 0 | 0 | 735.6669 | 0.0021023 | 28 | Residential_2019_Economic_MW_After Competition Groups_28 | ENERGY STAR LED LAMPS (REFLECTOR LAMPs/MR16/PAR 16) | 0.2102% | 0 | 1.5466 | Residential_2019_Economic_MW_After Competition Groups_ENERGY STAR LED LAMPS (REFLECTOR LAMPs/MR16/PAR 16)
Residential | Res ¦ Water Heater Temperature Setback | 2019 | Economic | MW | After Competition Groups | 1.2499 | 0 | 0 | 735.6669 | 0.001699 | 29 | Residential_2019_Economic_MW_After Competition Groups_29 | Water Heater Temperature Setback | 0.1699% | 0 | 1.2499 | Residential_2019_Economic_MW_After Competition Groups_Water Heater Temperature Setback
Residential | Res ¦ High Efficiency Chiller (avg of water and air cooled) | 2019 | Economic | MW | After Competition Groups | 0.90783 | 0 | 0 | 735.6669 | 0.001234 | 30 | Residential_2019_Economic_MW_After Competition Groups_30 | High Efficiency Chiller (avg of water and air cooled) | 0.1234% | 0 | 0.90783 | Residential_2019_Economic_MW_After Competition Groups_High Efficiency Chiller (avg of water and air cooled)
Residential | Res ¦ LED Parking Lot Fixture | 2019 | Economic | MW | After Competition Groups | 0.61898 | 0 | 0 | 735.6669 | 0.00084138 | 31 | Residential_2019_Economic_MW_After Competition Groups_31 | LED Parking Lot Fixture | 0.08414% | 0 | 0.61898 | Residential_2019_Economic_MW_After Competition Groups_LED Parking Lot Fixture
Residential | Res ¦ VFD on Pumps | 2019 | Economic | MW | After Competition Groups | 0.60775 | 0 | 0 | 735.6669 | 0.00082612 | 32 | Residential_2019_Economic_MW_After Competition Groups_32 | VFD on Pumps | 0.08261% | 0 | 0.60775 | Residential_2019_Economic_MW_After Competition Groups_VFD on Pumps
Residential | Res ¦ LED Tube Re-Lamp | 2019 | Economic | MW | After Competition Groups | 0.58827 | 0 | 0 | 735.6669 | 0.00079964 | 33 | Residential_2019_Economic_MW_After Competition Groups_33 | LED Tube Re-Lamp | 0.07996% | 0 | 0.58827 | Residential_2019_Economic_MW_After Competition Groups_LED Tube Re-Lamp
Residential | Res ¦ ENERGY STAR LED Lamps (General Service Lamps) | 2019 | Economic | MW | After Competition Groups | 0.47661 | 0 | 0 | 735.6669 | 0.00064786 | 34 | Residential_2019_Economic_MW_After Competition Groups_34 | ENERGY STAR LED Lamps (General Service Lamps) | 0.06479% | 0 | 0.47661 | Residential_2019_Economic_MW_After Competition Groups_ENERGY STAR LED Lamps (General Service Lamps)
Residential | Res ¦ Energy Star Light Fixture | 2019 | Economic | MW | After Competition Groups | 0.45006 | 0 | 0 | 735.6669 | 0.00061178 | 35 | Residential_2019_Economic_MW_After Competition Groups_35 | Energy Star Light Fixture | 0.06118% | 0 | 0.45006 | Residential_2019_Economic_MW_After Competition Groups_Energy Star Light Fixture
Residential | Res ¦ Heat Recovery Ventilator | 2019 | Economic | MW | After Competition Groups | 0.38826 | 0 | 0 | 735.6669 | 0.00052777 | 36 | Residential_2019_Economic_MW_After Competition Groups_36 | Heat Recovery Ventilator | 0.05278% | 0 | 0.38826 | Residential_2019_Economic_MW_After Competition Groups_Heat Recovery Ventilator
Residential | Res ¦ ECM MOTORS FOR HVAC APPLICATION (FAN-POWERED VAV BOX) | 2019 | Economic | MW | After Competition Groups | 0.28744 | 0 | 0 | 735.6669 | 0.00039073 | 37 | Residential_2019_Economic_MW_After Competition Groups_37 | ECM MOTORS FOR HVAC APPLICATION (FAN-POWERED VAV BOX) | 0.03907% | 0 | 0.28744 | Residential_2019_Economic_MW_After Competition Groups_ECM MOTORS FOR HVAC APPLICATION (FAN-POWERED VAV BOX)
Residential | Res ¦ Wall Insulation | 2019 | Economic | MW | After Competition Groups | 0.26005 | 0 | 0 | 735.6669 | 0.00035348 | 38 | Residential_2019_Economic_MW_After Competition Groups_38 | Wall Insulation | 0.03535% | 0 | 0.26005 | Residential_2019_Economic_MW_After Competition Groups_Wall Insulation
Residential | Res ¦ Condensing Make Up Air Unit | 2019 | Economic | MW | After Competition Groups | 0.16865 | 0 | 0 | 735.6669 | 0.00022925 | 39 | Residential_2019_Economic_MW_After Competition Groups_39 | Condensing Make Up Air Unit | 0.02292% | 0 | 0.16865 | Residential_2019_Economic_MW_After Competition Groups_Condensing Make Up Air Unit
Residential | Res ¦ Beverage Vending Machine Controls | 2019 | Economic | MW | After Competition Groups | 0.13972 | 0 | 0 | 735.6669 | 0.00018992 | 40 | Residential_2019_Economic_MW_After Competition Groups_40 | Beverage Vending Machine Controls | 0.01899% | 0 | 0.13972 | Residential_2019_Economic_MW_After Competition Groups_Beverage Vending Machine Controls
Residential | Res ¦ LED Exterior Area Lights - LED Fixture (200W) | 2019 | Economic | MW | After Competition Groups | 0.055472 | 0 | 0 | 735.6669 | 7.5404e-05 | 41 | Residential_2019_Economic_MW_After Competition Groups_41 | LED Exterior Area Lights - LED Fixture (200W) | 0.00754% | 0 | 0.055472 | Residential_2019_Economic_MW_After Competition Groups_LED Exterior Area Lights - LED Fixture (200W)
Residential | Res ¦ Chilled Water Optimization | 2019 | Economic | MW | After Competition Groups | 0.023969 | 0 | 0 | 735.6669 | 3.2581e-05 | 42 | Residential_2019_Economic_MW_After Competition Groups_42 | Chilled Water Optimization | 0.003258% | 0 | 0.023969 | Residential_2019_Economic_MW_After Competition Groups_Chilled Water Optimization
Residential | Res ¦ Wall Insulation MF | 2019 | Economic | MW | After Competition Groups | 0.01576 | 0 | 0 | 735.6669 | 2.1423e-05 | 43 | Residential_2019_Economic_MW_After Competition Groups_43 | Wall Insulation MF | 0.002142% | 0 | 0.01576 | Residential_2019_Economic_MW_After Competition Groups_Wall Insulation MF
Residential | Res ¦ Energy Star A Line, PAR, MR Lamps | 2019 | Economic | MW | After Competition Groups | 0 | 0 | 0 | 735.6669 | 0 | 44 | Residential_2019_Economic_MW_After Competition Groups_44 | Energy Star A Line, PAR, MR Lamps | 0% | 0 | 0 | Residential_2019_Economic_MW_After Competition Groups_Energy Star A Line, PAR, MR Lamps
Residential | Res ¦ Energy Star Clothes Dryer | 2019 | Economic | MW | After Competition Groups | 0 | 0 | 0 | 735.6669 | 0 | 45 | Residential_2019_Economic_MW_After Competition Groups_45 | Energy Star Clothes Dryer | 0% | 0 | 0 | Residential_2019_Economic_MW_After Competition Groups_Energy Star Clothes Dryer
Residential | Res ¦ Energy Star Dehumidifier | 2019 | Economic | MW | After Competition Groups | 0 | 0 | 0 | 735.6669 | 0 | 46 | Residential_2019_Economic_MW_After Competition Groups_46 | Energy Star Dehumidifier | 0% | 0 | 0 | Residential_2019_Economic_MW_After Competition Groups_Energy Star Dehumidifier
Residential | Res ¦ Energy Star Freezer | 2019 | Economic | MW | After Competition Groups | 0 | 0 | 0 | 735.6669 | 0 | 47 | Residential_2019_Economic_MW_After Competition Groups_47 | Energy Star Freezer | 0% | 0 | 0 | Residential_2019_Economic_MW_After Competition Groups_Energy Star Freezer
Residential | Res ¦ Home Energy Reports | 2019 | Economic | MW | After Competition Groups | 0 | 0 | 0 | 735.6669 | 0 | 48 | Residential_2019_Economic_MW_After Competition Groups_48 | Home Energy Reports | 0% | 0 | 0 | Residential_2019_Economic_MW_After Competition Groups_Home Energy Reports
Residential | Res ¦ LED Downlight | 2019 | Economic | MW | After Competition Groups | 0 | 0 | 0 | 735.6669 | 0 | 49 | Residential_2019_Economic_MW_After Competition Groups_49 | LED Downlight | 0% | 0 | 0 | Residential_2019_Economic_MW_After Competition Groups_LED Downlight
Residential | Res ¦ LED High Bay Fixture | 2019 | Economic | MW | After Competition Groups | 0 | 0 | 0 | 735.6669 | 0 | 50 | Residential_2019_Economic_MW_After Competition Groups_50 | LED High Bay Fixture | 0% | 0 | 0 | Residential_2019_Economic_MW_After Competition Groups_LED High Bay Fixture
Residential | Res ¦ Smart Burners | 2019 | Economic | MW | After Competition Groups | 0 | 0 | 0 | 735.6669 | 0 | 51 | Residential_2019_Economic_MW_After Competition Groups_51 | Smart Burners | 0% | 0 | 0 | Residential_2019_Economic_MW_After Competition Groups_Smart Burners
Residential | Res ¦ Smart Power Bar | 2019 | Economic | MW | After Competition Groups | 0 | 0 | 0 | 735.6669 | 0 | 52 | Residential_2019_Economic_MW_After Competition Groups_52 | Smart Power Bar | 0% | 0 | 0 | Residential_2019_Economic_MW_After Competition Groups_Smart Power Bar
Residential | Res ¦ Tankless Water Heater | 2019 | Economic | MW | After Competition Groups | 0 | 0 | 0 | 735.6669 | 0 | 53 | Residential_2019_Economic_MW_After Competition Groups_53 | Tankless Water Heater | 0% | 0 | 0 | Residential_2019_Economic_MW_After Competition Groups_Tankless Water Heater
Residential | Res ¦ Energy Star LED Specialty Bulbs | 2019 | SC A | MW | After Competition Groups | 7.2829 | 0 | 0 | 25.0078 | 0.29123 | 1 | Residential_2019_SC A_MW_After Competition Groups_1 | Energy Star LED Specialty Bulbs | 29.12% | 0 | 7.2829 | Residential_2019_SC A_MW_After Competition Groups_Energy Star LED Specialty Bulbs
Residential | Res ¦ Ductless Mini-Split Heat Pump | 2019 | SC A | MW | After Competition Groups | 3.2092 | 0 | 0 | 25.0078 | 0.12833 | 2 | Residential_2019_SC A_MW_After Competition Groups_2 | Ductless Mini-Split Heat Pump | 12.83% | 0 | 3.2092 | Residential_2019_SC A_MW_After Competition Groups_Ductless Mini-Split Heat Pump
Residential | Res ¦ Energy Star Clothes Washer | 2019 | SC A | MW | After Competition Groups | 2.5214 | 0 | 0 | 25.0078 | 0.10082 | 3 | Residential_2019_SC A_MW_After Competition Groups_3 | Energy Star Clothes Washer | 10.08% | 0 | 2.5214 | Residential_2019_SC A_MW_After Competition Groups_Energy Star Clothes Washer
Residential | Res ¦ Building Recommissioning, Operations and Maintenance (O&M) Improvements | 2019 | SC A | MW | After Competition Groups | 2.005 | 0 | 0 | 25.0078 | 0.080175 | 4 | Residential_2019_SC A_MW_After Competition Groups_4 | Building Recommissioning, Operations and Maintenance (O&M) Improvements | 8.018% | 0 | 2.005 | Residential_2019_SC A_MW_After Competition Groups_Building Recommissioning, Operations and Maintenance (O&M) Improvements
Residential | Res ¦ Adaptive Thermostat | 2019 | SC A | MW | After Competition Groups | 1.6876 | 0 | 0 | 25.0078 | 0.067484 | 5 | Residential_2019_SC A_MW_After Competition Groups_5 | Adaptive Thermostat | 6.748% | 0 | 1.6876 | Residential_2019_SC A_MW_After Competition Groups_Adaptive Thermostat
Residential | Res ¦ Energy Star A Line, PAR, MR Lamps | 2019 | SC A | MW | After Competition Groups | 1.3637 | 0 | 0 | 25.0078 | 0.054532 | 6 | Residential_2019_SC A_MW_After Competition Groups_6 | Energy Star A Line, PAR, MR Lamps | 5.453% | 0 | 1.3637 | Residential_2019_SC A_MW_After Competition Groups_Energy Star A Line, PAR, MR Lamps
Residential | Res ¦ Variable Speed Pool Pump Motor | 2019 | SC A | MW | After Competition Groups | 1.0888 | 0 | 0 | 25.0078 | 0.04354 | 7 | Residential_2019_SC A_MW_After Competition Groups_7 | Variable Speed Pool Pump Motor | 4.354% | 0 | 1.0888 | Residential_2019_SC A_MW_After Competition Groups_Variable Speed Pool Pump Motor
Residential | Res ¦ Basement Wall Insulation | 2019 | SC A | MW | After Competition Groups | 0.88064 | 0 | 0 | 25.0078 | 0.035214 | 8 | Residential_2019_SC A_MW_After Competition Groups_8 | Basement Wall Insulation | 3.521% | 0 | 0.88064 | Residential_2019_SC A_MW_After Competition Groups_Basement Wall Insulation
Residential | Res ¦ High Efficiency Chiller (avg of water and air cooled) | 2019 | SC A | MW | After Competition Groups | 0.70507 | 0 | 0 | 25.0078 | 0.028194 | 9 | Residential_2019_SC A_MW_After Competition Groups_9 | High Efficiency Chiller (avg of water and air cooled) | 2.819% | 0 | 0.70507 | Residential_2019_SC A_MW_After Competition Groups_High Efficiency Chiller (avg of water and air cooled)
Residential | Res ¦ Energy Star Room Air Conditioner | 2019 | SC A | MW | After Competition Groups | 0.49193 | 0 | 0 | 25.0078 | 0.019671 | 10 | Residential_2019_SC A_MW_After Competition Groups_10 | Energy Star Room Air Conditioner | 1.967% | 0 | 0.49193 | Residential_2019_SC A_MW_After Competition Groups_Energy Star Room Air Conditioner
Residential | Res ¦ ENERGY STAR LED LAMPS (REFLECTOR LAMPs/MR16/PAR 16) | 2019 | SC A | MW | After Competition Groups | 0.45392 | 0 | 0 | 25.0078 | 0.018151 | 11 | Residential_2019_SC A_MW_After Competition Groups_11 | ENERGY STAR LED LAMPS (REFLECTOR LAMPs/MR16/PAR 16) | 1.815% | 0 | 0.45392 | Residential_2019_SC A_MW_After Competition Groups_ENERGY STAR LED LAMPS (REFLECTOR LAMPs/MR16/PAR 16)
Residential | Res ¦ Energy Star Air Source Heat Pump | 2019 | SC A | MW | After Competition Groups | 0.43759 | 0 | 0 | 25.0078 | 0.017498 | 12 | Residential_2019_SC A_MW_After Competition Groups_12 | Energy Star Air Source Heat Pump | 1.75% | 0 | 0.43759 | Residential_2019_SC A_MW_After Competition Groups_Energy Star Air Source Heat Pump
Residential | Res ¦ LED Tube Re-Lamp | 2019 | SC A | MW | After Competition Groups | 0.43423 | 0 | 0 | 25.0078 | 0.017364 | 13 | Residential_2019_SC A_MW_After Competition Groups_13 | LED Tube Re-Lamp | 1.736% | 0 | 0.43423 | Residential_2019_SC A_MW_After Competition Groups_LED Tube Re-Lamp
Residential | Res ¦ Attic Insulation | 2019 | SC A | MW | After Competition Groups | 0.34156 | 0 | 0 | 25.0078 | 0.013658 | 14 | Residential_2019_SC A_MW_After Competition Groups_14 | Attic Insulation | 1.366% | 0 | 0.34156 | Residential_2019_SC A_MW_After Competition Groups_Attic Insulation
Residential | Res ¦ Occupancy Sensors MF | 2019 | SC A | MW | After Competition Groups | 0.30866 | 0 | 0 | 25.0078 | 0.012343 | 15 | Residential_2019_SC A_MW_After Competition Groups_15 | Occupancy Sensors MF | 1.234% | 0 | 0.30866 | Residential_2019_SC A_MW_After Competition Groups_Occupancy Sensors MF
Residential | Res ¦ Energy Star Torchiere | 2019 | SC A | MW | After Competition Groups | 0.2459 | 0 | 0 | 25.0078 | 0.0098328 | 16 | Residential_2019_SC A_MW_After Competition Groups_16 | Energy Star Torchiere | 0.9833% | 0 | 0.2459 | Residential_2019_SC A_MW_After Competition Groups_Energy Star Torchiere
Residential | Res ¦ Advanced BAS/Controllers | 2019 | SC A | MW | After Competition Groups | 0.21054 | 0 | 0 | 25.0078 | 0.008419 | 17 | Residential_2019_SC A_MW_After Competition Groups_17 | Advanced BAS/Controllers | 0.8419% | 0 | 0.21054 | Residential_2019_SC A_MW_After Competition Groups_Advanced BAS/Controllers
Residential | Res ¦ Minimize Hot and Warm Clothes Wash | 2019 | SC A | MW | After Competition Groups | 0.20333 | 0 | 0 | 25.0078 | 0.0081307 | 18 | Residential_2019_SC A_MW_After Competition Groups_18 | Minimize Hot and Warm Clothes Wash | 0.8131% | 0 | 0.20333 | Residential_2019_SC A_MW_After Competition Groups_Minimize Hot and Warm Clothes Wash
Residential | Res ¦ Refrigerator Recycling | 2019 | SC A | MW | After Competition Groups | 0.17645 | 0 | 0 | 25.0078 | 0.0070559 | 19 | Residential_2019_SC A_MW_After Competition Groups_19 | Refrigerator Recycling | 0.7056% | 0 | 0.17645 | Residential_2019_SC A_MW_After Competition Groups_Refrigerator Recycling
Residential | Res ¦ Outside Air Economizer | 2019 | SC A | MW | After Competition Groups | 0.14164 | 0 | 0 | 25.0078 | 0.0056638 | 20 | Residential_2019_SC A_MW_After Competition Groups_20 | Outside Air Economizer | 0.5664% | 0 | 0.14164 | Residential_2019_SC A_MW_After Competition Groups_Outside Air Economizer
Residential | Res ¦ ENERGY STAR LED Lamps (General Service Lamps) | 2019 | SC A | MW | After Competition Groups | 0.13988 | 0 | 0 | 25.0078 | 0.0055935 | 21 | Residential_2019_SC A_MW_After Competition Groups_21 | ENERGY STAR LED Lamps (General Service Lamps) | 0.5594% | 0 | 0.13988 | Residential_2019_SC A_MW_After Competition Groups_ENERGY STAR LED Lamps (General Service Lamps)
Residential | Res ¦ LED Parking Lot Fixture | 2019 | SC A | MW | After Competition Groups | 0.11989 | 0 | 0 | 25.0078 | 0.0047942 | 22 | Residential_2019_SC A_MW_After Competition Groups_22 | LED Parking Lot Fixture | 0.4794% | 0 | 0.11989 | Residential_2019_SC A_MW_After Competition Groups_LED Parking Lot Fixture
Residential | Res ¦ Air Sealing | 2019 | SC A | MW | After Competition Groups | 0.11706 | 0 | 0 | 25.0078 | 0.0046808 | 23 | Residential_2019_SC A_MW_After Competition Groups_23 | Air Sealing | 0.4681% | 0 | 0.11706 | Residential_2019_SC A_MW_After Competition Groups_Air Sealing
Residential | Res ¦ Energy Star Light Fixture | 2019 | SC A | MW | After Competition Groups | 0.072449 | 0 | 0 | 25.0078 | 0.0028971 | 24 | Residential_2019_SC A_MW_After Competition Groups_24 | Energy Star Light Fixture | 0.2897% | 0 | 0.072449 | Residential_2019_SC A_MW_After Competition Groups_Energy Star Light Fixture
Residential | Res ¦ Furnace Whistle | 2019 | SC A | MW | After Competition Groups | 0.04956 | 0 | 0 | 25.0078 | 0.0019818 | 25 | Residential_2019_SC A_MW_After Competition Groups_25 | Furnace Whistle | 0.1982% | 0 | 0.04956 | Residential_2019_SC A_MW_After Competition Groups_Furnace Whistle
Residential | Res ¦ Comprehensive Draft Proofing | 2019 | SC A | MW | After Competition Groups | 0.041565 | 0 | 0 | 25.0078 | 0.0016621 | 26 | Residential_2019_SC A_MW_After Competition Groups_26 | Comprehensive Draft Proofing | 0.1662% | 0 | 0.041565 | Residential_2019_SC A_MW_After Competition Groups_Comprehensive Draft Proofing
Residential | Res ¦ LED Exterior Area Lights - LED Fixture (200W) | 2019 | SC A | MW | After Competition Groups | 0.041364 | 0 | 0 | 25.0078 | 0.001654 | 27 | Residential_2019_SC A_MW_After Competition Groups_27 | LED Exterior Area Lights - LED Fixture (200W) | 0.1654% | 0 | 0.041364 | Residential_2019_SC A_MW_After Competition Groups_LED Exterior Area Lights - LED Fixture (200W)
Residential | Res ¦ Variable Frequency Drive (VFD) | 2019 | SC A | MW | After Competition Groups | 0.040847 | 0 | 0 | 25.0078 | 0.0016334 | 28 | Residential_2019_SC A_MW_After Competition Groups_28 | Variable Frequency Drive (VFD) | 0.1633% | 0 | 0.040847 | Residential_2019_SC A_MW_After Competition Groups_Variable Frequency Drive (VFD)
Residential | Res ¦ Demand Control Ventilation | 2019 | SC A | MW | After Competition Groups | 0.033597 | 0 | 0 | 25.0078 | 0.0013435 | 29 | Residential_2019_SC A_MW_After Competition Groups_29 | Demand Control Ventilation | 0.1343% | 0 | 0.033597 | Residential_2019_SC A_MW_After Competition Groups_Demand Control Ventilation
Residential | Res ¦ CO Sensors for parking garage exhaust fans | 2019 | SC A | MW | After Competition Groups | 0.031573 | 0 | 0 | 25.0078 | 0.0012625 | 30 | Residential_2019_SC A_MW_After Competition Groups_30 | CO Sensors for parking garage exhaust fans | 0.1263% | 0 | 0.031573 | Residential_2019_SC A_MW_After Competition Groups_CO Sensors for parking garage exhaust fans
Residential | Res ¦ Water Heater Temperature Setback | 2019 | SC A | MW | After Competition Groups | 0.025677 | 0 | 0 | 25.0078 | 0.0010267 | 31 | Residential_2019_SC A_MW_After Competition Groups_31 | Water Heater Temperature Setback | 0.1027% | 0 | 0.025677 | Residential_2019_SC A_MW_After Competition Groups_Water Heater Temperature Setback
Residential | Res ¦ Floor Insulation | 2019 | SC A | MW | After Competition Groups | 0.024859 | 0 | 0 | 25.0078 | 0.00099404 | 32 | Residential_2019_SC A_MW_After Competition Groups_32 | Floor Insulation | 0.0994% | 0 | 0.024859 | Residential_2019_SC A_MW_After Competition Groups_Floor Insulation
Residential | Res ¦ Clothes Drying Racks | 2019 | SC A | MW | After Competition Groups | 0.021079 | 0 | 0 | 25.0078 | 0.00084289 | 33 | Residential_2019_SC A_MW_After Competition Groups_33 | Clothes Drying Racks | 0.08429% | 0 | 0.021079 | Residential_2019_SC A_MW_After Competition Groups_Clothes Drying Racks
Residential | Res ¦ Duct Insulation | 2019 | SC A | MW | After Competition Groups | 0.016233 | 0 | 0 | 25.0078 | 0.00064911 | 34 | Residential_2019_SC A_MW_After Competition Groups_34 | Duct Insulation | 0.06491% | 0 | 0.016233 | Residential_2019_SC A_MW_After Competition Groups_Duct Insulation
Residential | Res ¦ VFD on Pumps | 2019 | SC A | MW | After Competition Groups | 0.011793 | 0 | 0 | 25.0078 | 0.00047158 | 35 | Residential_2019_SC A_MW_After Competition Groups_35 | VFD on Pumps | 0.04716% | 0 | 0.011793 | Residential_2019_SC A_MW_After Competition Groups_VFD on Pumps
Residential | Res ¦ Duct Insulation MF | 2019 | SC A | MW | After Competition Groups | 0.0084333 | 0 | 0 | 25.0078 | 0.00033723 | 36 | Residential_2019_SC A_MW_After Competition Groups_36 | Duct Insulation MF | 0.03372% | 0 | 0.0084333 | Residential_2019_SC A_MW_After Competition Groups_Duct Insulation MF
Residential | Res ¦ Condensing Make Up Air Unit | 2019 | SC A | MW | After Competition Groups | 0.0070314 | 0 | 0 | 25.0078 | 0.00028117 | 37 | Residential_2019_SC A_MW_After Competition Groups_37 | Condensing Make Up Air Unit | 0.02812% | 0 | 0.0070314 | Residential_2019_SC A_MW_After Competition Groups_Condensing Make Up Air Unit
Residential | Res ¦ ECM MOTORS FOR HVAC APPLICATION (FAN-POWERED VAV BOX) | 2019 | SC A | MW | After Competition Groups | 0.0062855 | 0 | 0 | 25.0078 | 0.00025134 | 38 | Residential_2019_SC A_MW_After Competition Groups_38 | ECM MOTORS FOR HVAC APPLICATION (FAN-POWERED VAV BOX) | 0.02513% | 0 | 0.0062855 | Residential_2019_SC A_MW_After Competition Groups_ECM MOTORS FOR HVAC APPLICATION (FAN-POWERED VAV BOX)
Residential | Res ¦ Chilled Water Optimization | 2019 | SC A | MW | After Competition Groups | 0.0037724 | 0 | 0 | 25.0078 | 0.00015085 | 39 | Residential_2019_SC A_MW_After Competition Groups_39 | Chilled Water Optimization | 0.01509% | 0 | 0.0037724 | Residential_2019_SC A_MW_After Competition Groups_Chilled Water Optimization
Residential | Res ¦ Beverage Vending Machine Controls | 2019 | SC A | MW | After Competition Groups | 0.0023856 | 0 | 0 | 25.0078 | 9.5394e-05 | 40 | Residential_2019_SC A_MW_After Competition Groups_40 | Beverage Vending Machine Controls | 0.009539% | 0 | 0.0023856 | Residential_2019_SC A_MW_After Competition Groups_Beverage Vending Machine Controls
Residential | Res ¦ Heat Recovery Ventilator | 2019 | SC A | MW | After Competition Groups | 0.0019225 | 0 | 0 | 25.0078 | 7.6876e-05 | 41 | Residential_2019_SC A_MW_After Competition Groups_41 | Heat Recovery Ventilator | 0.007688% | 0 | 0.0019225 | Residential_2019_SC A_MW_After Competition Groups_Heat Recovery Ventilator
Residential | Res ¦ Wall Insulation | 2019 | SC A | MW | After Competition Groups | 0.00021147 | 0 | 0 | 25.0078 | 8.456e-06 | 42 | Residential_2019_SC A_MW_After Competition Groups_42 | Wall Insulation | 0.0008456% | 0 | 0.00021147 | Residential_2019_SC A_MW_After Competition Groups_Wall Insulation
Residential | Res ¦ Wall Insulation MF | 2019 | SC A | MW | After Competition Groups | 0.00015511 | 0 | 0 | 25.0078 | 6.2026e-06 | 43 | Residential_2019_SC A_MW_After Competition Groups_43 | Wall Insulation MF | 0.0006203% | 0 | 0.00015511 | Residential_2019_SC A_MW_After Competition Groups_Wall Insulation MF
Residential | Res ¦ Freezer Recycling | 2019 | SC A | MW | After Competition Groups | 2.2734e-05 | 0 | 0 | 25.0078 | 9.0908e-07 | 44 | Residential_2019_SC A_MW_After Competition Groups_44 | Freezer Recycling | 9.091e-05% | 0 | 2.2734e-05 | Residential_2019_SC A_MW_After Competition Groups_Freezer Recycling
Residential | Res ¦ Energy Star LED Bulbs General Purpose LEDs | 2019 | SC A | MW | After Competition Groups | 1.2887e-12 | 0 | 0 | 25.0078 | 5.1532e-14 | 45 | Residential_2019_SC A_MW_After Competition Groups_45 | Energy Star LED Bulbs General Purpose LEDs | 5.153e-12% | 0 | 1.2887e-12 | Residential_2019_SC A_MW_After Competition Groups_Energy Star LED Bulbs General Purpose LEDs
Residential | Res ¦ Energy Star Clothes Dryer | 2019 | SC A | MW | After Competition Groups | 0 | 0 | 0 | 25.0078 | 0 | 46 | Residential_2019_SC A_MW_After Competition Groups_46 | Energy Star Clothes Dryer | 0% | 0 | 0 | Residential_2019_SC A_MW_After Competition Groups_Energy Star Clothes Dryer
Residential | Res ¦ Energy Star Dehumidifier | 2019 | SC A | MW | After Competition Groups | 0 | 0 | 0 | 25.0078 | 0 | 47 | Residential_2019_SC A_MW_After Competition Groups_47 | Energy Star Dehumidifier | 0% | 0 | 0 | Residential_2019_SC A_MW_After Competition Groups_Energy Star Dehumidifier
Residential | Res ¦ Energy Star Freezer | 2019 | SC A | MW | After Competition Groups | 0 | 0 | 0 | 25.0078 | 0 | 48 | Residential_2019_SC A_MW_After Competition Groups_48 | Energy Star Freezer | 0% | 0 | 0 | Residential_2019_SC A_MW_After Competition Groups_Energy Star Freezer
Residential | Res ¦ Home Energy Reports | 2019 | SC A | MW | After Competition Groups | 0 | 0 | 0 | 25.0078 | 0 | 49 | Residential_2019_SC A_MW_After Competition Groups_49 | Home Energy Reports | 0% | 0 | 0 | Residential_2019_SC A_MW_After Competition Groups_Home Energy Reports
Residential | Res ¦ LED Downlight | 2019 | SC A | MW | After Competition Groups | 0 | 0 | 0 | 25.0078 | 0 | 50 | Residential_2019_SC A_MW_After Competition Groups_50 | LED Downlight | 0% | 0 | 0 | Residential_2019_SC A_MW_After Competition Groups_LED Downlight
Residential | Res ¦ LED High Bay Fixture | 2019 | SC A | MW | After Competition Groups | 0 | 0 | 0 | 25.0078 | 0 | 51 | Residential_2019_SC A_MW_After Competition Groups_51 | LED High Bay Fixture | 0% | 0 | 0 | Residential_2019_SC A_MW_After Competition Groups_LED High Bay Fixture
Residential | Res ¦ Smart Burners | 2019 | SC A | MW | After Competition Groups | 0 | 0 | 0 | 25.0078 | 0 | 52 | Residential_2019_SC A_MW_After Competition Groups_52 | Smart Burners | 0% | 0 | 0 | Residential_2019_SC A_MW_After Competition Groups_Smart Burners
Residential | Res ¦ Smart Power Bar | 2019 | SC A | MW | After Competition Groups | 0 | 0 | 0 | 25.0078 | 0 | 53 | Residential_2019_SC A_MW_After Competition Groups_53 | Smart Power Bar | 0% | 0 | 0 | Residential_2019_SC A_MW_After Competition Groups_Smart Power Bar
Residential | Res ¦ Tankless Water Heater | 2019 | SC A | MW | After Competition Groups | 0 | 0 | 0 | 25.0078 | 0 | 54 | Residential_2019_SC A_MW_After Competition Groups_54 | Tankless Water Heater | 0% | 0 | 0 | Residential_2019_SC A_MW_After Competition Groups_Tankless Water Heater
Residential | Res ¦ Building Recommissioning, Operations and Maintenance (O&M) Improvements | 2019 | SC B | MW | After Competition Groups | 5.2511 | 0 | 0 | 38.7498 | 0.13551 | 1 | Residential_2019_SC B_MW_After Competition Groups_1 | Building Recommissioning, Operations and Maintenance (O&M) Improvements | 13.55% | 0 | 5.2511 | Residential_2019_SC B_MW_After Competition Groups_Building Recommissioning, Operations and Maintenance (O&M) Improvements
Residential | Res ¦ Energy Star LED Bulbs General Purpose LEDs | 2019 | SC B | MW | After Competition Groups | 3.8849 | 0 | 0 | 38.7498 | 0.10025 | 2 | Residential_2019_SC B_MW_After Competition Groups_2 | Energy Star LED Bulbs General Purpose LEDs | 10.03% | 0 | 3.8849 | Residential_2019_SC B_MW_After Competition Groups_Energy Star LED Bulbs General Purpose LEDs
Residential | Res ¦ Energy Star Clothes Washer | 2019 | SC B | MW | After Competition Groups | 3.8598 | 0 | 0 | 38.7498 | 0.099609 | 3 | Residential_2019_SC B_MW_After Competition Groups_3 | Energy Star Clothes Washer | 9.961% | 0 | 3.8598 | Residential_2019_SC B_MW_After Competition Groups_Energy Star Clothes Washer
Residential | Res ¦ Variable Speed Pool Pump Motor | 2019 | SC B | MW | After Competition Groups | 3.7505 | 0 | 0 | 38.7498 | 0.096788 | 4 | Residential_2019_SC B_MW_After Competition Groups_4 | Variable Speed Pool Pump Motor | 9.679% | 0 | 3.7505 | Residential_2019_SC B_MW_After Competition Groups_Variable Speed Pool Pump Motor
Residential | Res ¦ Energy Star LED Specialty Bulbs | 2019 | SC B | MW | After Competition Groups | 3.6414 | 0 | 0 | 38.7498 | 0.093973 | 5 | Residential_2019_SC B_MW_After Competition Groups_5 | Energy Star LED Specialty Bulbs | 9.397% | 0 | 3.6414 | Residential_2019_SC B_MW_After Competition Groups_Energy Star LED Specialty Bulbs
Residential | Res ¦ Adaptive Thermostat | 2019 | SC B | MW | After Competition Groups | 3.5287 | 0 | 0 | 38.7498 | 0.091064 | 6 | Residential_2019_SC B_MW_After Competition Groups_6 | Adaptive Thermostat | 9.106% | 0 | 3.5287 | Residential_2019_SC B_MW_After Competition Groups_Adaptive Thermostat
Residential | Res ¦ Ductless Mini-Split Heat Pump | 2019 | SC B | MW | After Competition Groups | 3.2091 | 0 | 0 | 38.7498 | 0.082816 | 7 | Residential_2019_SC B_MW_After Competition Groups_7 | Ductless Mini-Split Heat Pump | 8.282% | 0 | 3.2091 | Residential_2019_SC B_MW_After Competition Groups_Ductless Mini-Split Heat Pump
Residential | Res ¦ Energy Star A Line, PAR, MR Lamps | 2019 | SC B | MW | After Competition Groups | 1.3637 | 0 | 0 | 38.7498 | 0.035193 | 8 | Residential_2019_SC B_MW_After Competition Groups_8 | Energy Star A Line, PAR, MR Lamps | 3.519% | 0 | 1.3637 | Residential_2019_SC B_MW_After Competition Groups_Energy Star A Line, PAR, MR Lamps
Residential | Res ¦ Basement Wall Insulation | 2019 | SC B | MW | After Competition Groups | 0.88053 | 0 | 0 | 38.7498 | 0.022724 | 9 | Residential_2019_SC B_MW_After Competition Groups_9 | Basement Wall Insulation | 2.272% | 0 | 0.88053 | Residential_2019_SC B_MW_After Competition Groups_Basement Wall Insulation
Residential | Res ¦ Energy Star Room Air Conditioner | 2019 | SC B | MW | After Competition Groups | 0.83991 | 0 | 0 | 38.7498 | 0.021675 | 10 | Residential_2019_SC B_MW_After Competition Groups_10 | Energy Star Room Air Conditioner | 2.168% | 0 | 0.83991 | Residential_2019_SC B_MW_After Competition Groups_Energy Star Room Air Conditioner
Residential | Res ¦ Occupancy Sensors MF | 2019 | SC B | MW | After Competition Groups | 0.80839 | 0 | 0 | 38.7498 | 0.020862 | 11 | Residential_2019_SC B_MW_After Competition Groups_11 | Occupancy Sensors MF | 2.086% | 0 | 0.80839 | Residential_2019_SC B_MW_After Competition Groups_Occupancy Sensors MF
Residential | Res ¦ Advanced BAS/Controllers | 2019 | SC B | MW | After Competition Groups | 0.76846 | 0 | 0 | 38.7498 | 0.019831 | 12 | Residential_2019_SC B_MW_After Competition Groups_12 | Advanced BAS/Controllers | 1.983% | 0 | 0.76846 | Residential_2019_SC B_MW_After Competition Groups_Advanced BAS/Controllers
Residential | Res ¦ Clothes Drying Racks | 2019 | SC B | MW | After Competition Groups | 0.71084 | 0 | 0 | 38.7498 | 0.018344 | 13 | Residential_2019_SC B_MW_After Competition Groups_13 | Clothes Drying Racks | 1.834% | 0 | 0.71084 | Residential_2019_SC B_MW_After Competition Groups_Clothes Drying Racks
Residential | Res ¦ High Efficiency Chiller (avg of water and air cooled) | 2019 | SC B | MW | After Competition Groups | 0.70503 | 0 | 0 | 38.7498 | 0.018194 | 14 | Residential_2019_SC B_MW_After Competition Groups_14 | High Efficiency Chiller (avg of water and air cooled) | 1.819% | 0 | 0.70503 | Residential_2019_SC B_MW_After Competition Groups_High Efficiency Chiller (avg of water and air cooled)
Residential | Res ¦ Attic Insulation | 2019 | SC B | MW | After Competition Groups | 0.67917 | 0 | 0 | 38.7498 | 0.017527 | 15 | Residential_2019_SC B_MW_After Competition Groups_15 | Attic Insulation | 1.753% | 0 | 0.67917 | Residential_2019_SC B_MW_After Competition Groups_Attic Insulation
Residential | Res ¦ Refrigerator Recycling | 2019 | SC B | MW | After Competition Groups | 0.60265 | 0 | 0 | 38.7498 | 0.015552 | 16 | Residential_2019_SC B_MW_After Competition Groups_16 | Refrigerator Recycling | 1.555% | 0 | 0.60265 | Residential_2019_SC B_MW_After Competition Groups_Refrigerator Recycling
Residential | Res ¦ Freezer Recycling | 2019 | SC B | MW | After Competition Groups | 0.55986 | 0 | 0 | 38.7498 | 0.014448 | 17 | Residential_2019_SC B_MW_After Competition Groups_17 | Freezer Recycling | 1.445% | 0 | 0.55986 | Residential_2019_SC B_MW_After Competition Groups_Freezer Recycling
Residential | Res ¦ ENERGY STAR LED LAMPS (REFLECTOR LAMPs/MR16/PAR 16) | 2019 | SC B | MW | After Competition Groups | 0.45392 | 0 | 0 | 38.7498 | 0.011714 | 18 | Residential_2019_SC B_MW_After Competition Groups_18 | ENERGY STAR LED LAMPS (REFLECTOR LAMPs/MR16/PAR 16) | 1.171% | 0 | 0.45392 | Residential_2019_SC B_MW_After Competition Groups_ENERGY STAR LED LAMPS (REFLECTOR LAMPs/MR16/PAR 16)
Residential | Res ¦ Energy Star Air Source Heat Pump | 2019 | SC B | MW | After Competition Groups | 0.43754 | 0 | 0 | 38.7498 | 0.011291 | 19 | Residential_2019_SC B_MW_After Competition Groups_19 | Energy Star Air Source Heat Pump | 1.129% | 0 | 0.43754 | Residential_2019_SC B_MW_After Competition Groups_Energy Star Air Source Heat Pump
Residential | Res ¦ LED Tube Re-Lamp | 2019 | SC B | MW | After Competition Groups | 0.43423 | 0 | 0 | 38.7498 | 0.011206 | 20 | Residential_2019_SC B_MW_After Competition Groups_20 | LED Tube Re-Lamp | 1.121% | 0 | 0.43423 | Residential_2019_SC B_MW_After Competition Groups_LED Tube Re-Lamp
Residential | Res ¦ Energy Star Torchiere | 2019 | SC B | MW | After Competition Groups | 0.24589 | 0 | 0 | 38.7498 | 0.0063456 | 21 | Residential_2019_SC B_MW_After Competition Groups_21 | Energy Star Torchiere | 0.6346% | 0 | 0.24589 | Residential_2019_SC B_MW_After Competition Groups_Energy Star Torchiere
Residential | Res ¦ Outside Air Economizer | 2019 | SC B | MW | After Competition Groups | 0.23007 | 0 | 0 | 38.7498 | 0.0059373 | 22 | Residential_2019_SC B_MW_After Competition Groups_22 | Outside Air Economizer | 0.5937% | 0 | 0.23007 | Residential_2019_SC B_MW_After Competition Groups_Outside Air Economizer
Residential | Res ¦ Minimize Hot and Warm Clothes Wash | 2019 | SC B | MW | After Competition Groups | 0.20333 | 0 | 0 | 38.7498 | 0.0052473 | 23 | Residential_2019_SC B_MW_After Competition Groups_23 | Minimize Hot and Warm Clothes Wash | 0.5247% | 0 | 0.20333 | Residential_2019_SC B_MW_After Competition Groups_Minimize Hot and Warm Clothes Wash
Residential | Res ¦ Air Sealing | 2019 | SC B | MW | After Competition Groups | 0.18729 | 0 | 0 | 38.7498 | 0.0048333 | 24 | Residential_2019_SC B_MW_After Competition Groups_24 | Air Sealing | 0.4833% | 0 | 0.18729 | Residential_2019_SC B_MW_After Competition Groups_Air Sealing
Residential | Res ¦ Floor Insulation | 2019 | SC B | MW | After Competition Groups | 0.17794 | 0 | 0 | 38.7498 | 0.0045921 | 25 | Residential_2019_SC B_MW_After Competition Groups_25 | Floor Insulation | 0.4592% | 0 | 0.17794 | Residential_2019_SC B_MW_After Competition Groups_Floor Insulation
Residential | Res ¦ ENERGY STAR LED Lamps (General Service Lamps) | 2019 | SC B | MW | After Competition Groups | 0.13988 | 0 | 0 | 38.7498 | 0.0036099 | 26 | Residential_2019_SC B_MW_After Competition Groups_26 | ENERGY STAR LED Lamps (General Service Lamps) | 0.361% | 0 | 0.13988 | Residential_2019_SC B_MW_After Competition Groups_ENERGY STAR LED Lamps (General Service Lamps)
Residential | Res ¦ Demand Control Ventilation | 2019 | SC B | MW | After Competition Groups | 0.13505 | 0 | 0 | 38.7498 | 0.0034851 | 27 | Residential_2019_SC B_MW_After Competition Groups_27 | Demand Control Ventilation | 0.3485% | 0 | 0.13505 | Residential_2019_SC B_MW_After Competition Groups_Demand Control Ventilation
Residential | Res ¦ Furnace Whistle | 2019 | SC B | MW | After Competition Groups | 0.1298 | 0 | 0 | 38.7498 | 0.0033497 | 28 | Residential_2019_SC B_MW_After Competition Groups_28 | Furnace Whistle | 0.335% | 0 | 0.1298 | Residential_2019_SC B_MW_After Competition Groups_Furnace Whistle
Residential | Res ¦ LED Parking Lot Fixture | 2019 | SC B | MW | After Competition Groups | 0.12869 | 0 | 0 | 38.7498 | 0.0033211 | 29 | Residential_2019_SC B_MW_After Competition Groups_29 | LED Parking Lot Fixture | 0.3321% | 0 | 0.12869 | Residential_2019_SC B_MW_After Competition Groups_LED Parking Lot Fixture
Residential | Res ¦ Duct Insulation | 2019 | SC B | MW | After Competition Groups | 0.12773 | 0 | 0 | 38.7498 | 0.0032963 | 30 | Residential_2019_SC B_MW_After Competition Groups_30 | Duct Insulation | 0.3296% | 0 | 0.12773 | Residential_2019_SC B_MW_After Competition Groups_Duct Insulation
Residential | Res ¦ Comprehensive Draft Proofing | 2019 | SC B | MW | After Competition Groups | 0.1103 | 0 | 0 | 38.7498 | 0.0028464 | 31 | Residential_2019_SC B_MW_After Competition Groups_31 | Comprehensive Draft Proofing | 0.2846% | 0 | 0.1103 | Residential_2019_SC B_MW_After Competition Groups_Comprehensive Draft Proofing
Residential | Res ¦ Variable Frequency Drive (VFD) | 2019 | SC B | MW | After Competition Groups | 0.10697 | 0 | 0 | 38.7498 | 0.0027606 | 32 | Residential_2019_SC B_MW_After Competition Groups_32 | Variable Frequency Drive (VFD) | 0.2761% | 0 | 0.10697 | Residential_2019_SC B_MW_After Competition Groups_Variable Frequency Drive (VFD)
Residential | Res ¦ CO Sensors for parking garage exhaust fans | 2019 | SC B | MW | After Competition Groups | 0.096499 | 0 | 0 | 38.7498 | 0.0024903 | 33 | Residential_2019_SC B_MW_After Competition Groups_33 | CO Sensors for parking garage exhaust fans | 0.249% | 0 | 0.096499 | Residential_2019_SC B_MW_After Competition Groups_CO Sensors for parking garage exhaust fans
Residential | Res ¦ Energy Star Light Fixture | 2019 | SC B | MW | After Competition Groups | 0.087264 | 0 | 0 | 38.7498 | 0.002252 | 34 | Residential_2019_SC B_MW_After Competition Groups_34 | Energy Star Light Fixture | 0.2252% | 0 | 0.087264 | Residential_2019_SC B_MW_After Competition Groups_Energy Star Light Fixture
Residential | Res ¦ Duct Insulation MF | 2019 | SC B | MW | After Competition Groups | 0.068622 | 0 | 0 | 38.7498 | 0.0017709 | 35 | Residential_2019_SC B_MW_After Competition Groups_35 | Duct Insulation MF | 0.1771% | 0 | 0.068622 | Residential_2019_SC B_MW_After Competition Groups_Duct Insulation MF
Residential | Res ¦ Water Heater Temperature Setback | 2019 | SC B | MW | After Competition Groups | 0.067659 | 0 | 0 | 38.7498 | 0.001746 | 36 | Residential_2019_SC B_MW_After Competition Groups_36 | Water Heater Temperature Setback | 0.1746% | 0 | 0.067659 | Residential_2019_SC B_MW_After Competition Groups_Water Heater Temperature Setback
Residential | Res ¦ LED Exterior Area Lights - LED Fixture (200W) | 2019 | SC B | MW | After Competition Groups | 0.041364 | 0 | 0 | 38.7498 | 0.0010675 | 37 | Residential_2019_SC B_MW_After Competition Groups_37 | LED Exterior Area Lights - LED Fixture (200W) | 0.1067% | 0 | 0.041364 | Residential_2019_SC B_MW_After Competition Groups_LED Exterior Area Lights - LED Fixture (200W)
Residential | Res ¦ VFD on Pumps | 2019 | SC B | MW | After Competition Groups | 0.032895 | 0 | 0 | 38.7498 | 0.00084891 | 38 | Residential_2019_SC B_MW_After Competition Groups_38 | VFD on Pumps | 0.08489% | 0 | 0.032895 | Residential_2019_SC B_MW_After Competition Groups_VFD on Pumps
Residential | Res ¦ Condensing Make Up Air Unit | 2019 | SC B | MW | After Competition Groups | 0.024724 | 0 | 0 | 38.7498 | 0.00063805 | 39 | Residential_2019_SC B_MW_After Competition Groups_39 | Condensing Make Up Air Unit | 0.06381% | 0 | 0.024724 | Residential_2019_SC B_MW_After Competition Groups_Condensing Make Up Air Unit
Residential | Res ¦ ECM MOTORS FOR HVAC APPLICATION (FAN-POWERED VAV BOX) | 2019 | SC B | MW | After Competition Groups | 0.015584 | 0 | 0 | 38.7498 | 0.00040216 | 40 | Residential_2019_SC B_MW_After Competition Groups_40 | ECM MOTORS FOR HVAC APPLICATION (FAN-POWERED VAV BOX) | 0.04022% | 0 | 0.015584 | Residential_2019_SC B_MW_After Competition Groups_ECM MOTORS FOR HVAC APPLICATION (FAN-POWERED VAV BOX)
Residential | Res ¦ Heat Recovery Ventilator | 2019 | SC B | MW | After Competition Groups | 0.0094768 | 0 | 0 | 38.7498 | 0.00024456 | 41 | Residential_2019_SC B_MW_After Competition Groups_41 | Heat Recovery Ventilator | 0.02446% | 0 | 0.0094768 | Residential_2019_SC B_MW_After Competition Groups_Heat Recovery Ventilator
Residential | Res ¦ Beverage Vending Machine Controls | 2019 | SC B | MW | After Competition Groups | 0.0064008 | 0 | 0 | 38.7498 | 0.00016518 | 42 | Residential_2019_SC B_MW_After Competition Groups_42 | Beverage Vending Machine Controls | 0.01652% | 0 | 0.0064008 | Residential_2019_SC B_MW_After Competition Groups_Beverage Vending Machine Controls
Residential | Res ¦ Chilled Water Optimization | 2019 | SC B | MW | After Competition Groups | 0.0037724 | 0 | 0 | 38.7498 | 9.7354e-05 | 43 | Residential_2019_SC B_MW_After Competition Groups_43 | Chilled Water Optimization | 0.009735% | 0 | 0.0037724 | Residential_2019_SC B_MW_After Competition Groups_Chilled Water Optimization
Residential | Res ¦ Wall Insulation | 2019 | SC B | MW | After Competition Groups | 0.0025577 | 0 | 0 | 38.7498 | 6.6005e-05 | 44 | Residential_2019_SC B_MW_After Competition Groups_44 | Wall Insulation | 0.0066% | 0 | 0.0025577 | Residential_2019_SC B_MW_After Competition Groups_Wall Insulation
Residential | Res ¦ Wall Insulation MF | 2019 | SC B | MW | After Competition Groups | 0.0001551 | 0 | 0 | 38.7498 | 4.0027e-06 | 45 | Residential_2019_SC B_MW_After Competition Groups_45 | Wall Insulation MF | 0.0004003% | 0 | 0.0001551 | Residential_2019_SC B_MW_After Competition Groups_Wall Insulation MF
Residential | Res ¦ Energy Star Clothes Dryer | 2019 | SC B | MW | After Competition Groups | 0 | 0 | 0 | 38.7498 | 0 | 46 | Residential_2019_SC B_MW_After Competition Groups_46 | Energy Star Clothes Dryer | 0% | 0 | 0 | Residential_2019_SC B_MW_After Competition Groups_Energy Star Clothes Dryer
Residential | Res ¦ Energy Star Dehumidifier | 2019 | SC B | MW | After Competition Groups | 0 | 0 | 0 | 38.7498 | 0 | 47 | Residential_2019_SC B_MW_After Competition Groups_47 | Energy Star Dehumidifier | 0% | 0 | 0 | Residential_2019_SC B_MW_After Competition Groups_Energy Star Dehumidifier
Residential | Res ¦ Energy Star Freezer | 2019 | SC B | MW | After Competition Groups | 0 | 0 | 0 | 38.7498 | 0 | 48 | Residential_2019_SC B_MW_After Competition Groups_48 | Energy Star Freezer | 0% | 0 | 0 | Residential_2019_SC B_MW_After Competition Groups_Energy Star Freezer
Residential | Res ¦ Home Energy Reports | 2019 | SC B | MW | After Competition Groups | 0 | 0 | 0 | 38.7498 | 0 | 49 | Residential_2019_SC B_MW_After Competition Groups_49 | Home Energy Reports | 0% | 0 | 0 | Residential_2019_SC B_MW_After Competition Groups_Home Energy Reports
Residential | Res ¦ LED Downlight | 2019 | SC B | MW | After Competition Groups | 0 | 0 | 0 | 38.7498 | 0 | 50 | Residential_2019_SC B_MW_After Competition Groups_50 | LED Downlight | 0% | 0 | 0 | Residential_2019_SC B_MW_After Competition Groups_LED Downlight
Residential | Res ¦ LED High Bay Fixture | 2019 | SC B | MW | After Competition Groups | 0 | 0 | 0 | 38.7498 | 0 | 51 | Residential_2019_SC B_MW_After Competition Groups_51 | LED High Bay Fixture | 0% | 0 | 0 | Residential_2019_SC B_MW_After Competition Groups_LED High Bay Fixture
Residential | Res ¦ Smart Burners | 2019 | SC B | MW | After Competition Groups | 0 | 0 | 0 | 38.7498 | 0 | 52 | Residential_2019_SC B_MW_After Competition Groups_52 | Smart Burners | 0% | 0 | 0 | Residential_2019_SC B_MW_After Competition Groups_Smart Burners
Residential | Res ¦ Smart Power Bar | 2019 | SC B | MW | After Competition Groups | 0 | 0 | 0 | 38.7498 | 0 | 53 | Residential_2019_SC B_MW_After Competition Groups_53 | Smart Power Bar | 0% | 0 | 0 | Residential_2019_SC B_MW_After Competition Groups_Smart Power Bar
Residential | Res ¦ Tankless Water Heater | 2019 | SC B | MW | After Competition Groups | 0 | 0 | 0 | 38.7498 | 0 | 54 | Residential_2019_SC B_MW_After Competition Groups_54 | Tankless Water Heater | 0% | 0 | 0 | Residential_2019_SC B_MW_After Competition Groups_Tankless Water Heater
Residential | Res ¦ Energy Star LED Specialty Bulbs | 2019 | SC C | MW | After Competition Groups | 7.2829 | 0 | 0 | 28.6797 | 0.25394 | 1 | Residential_2019_SC C_MW_After Competition Groups_1 | Energy Star LED Specialty Bulbs | 25.39% | 0 | 7.2829 | Residential_2019_SC C_MW_After Competition Groups_Energy Star LED Specialty Bulbs
Residential | Res ¦ Energy Star Clothes Washer | 2019 | SC C | MW | After Competition Groups | 3.8604 | 0 | 0 | 28.6797 | 0.1346 | 2 | Residential_2019_SC C_MW_After Competition Groups_2 | Energy Star Clothes Washer | 13.46% | 0 | 3.8604 | Residential_2019_SC C_MW_After Competition Groups_Energy Star Clothes Washer
Residential | Res ¦ Ductless Mini-Split Heat Pump | 2019 | SC C | MW | After Competition Groups | 3.2092 | 0 | 0 | 28.6797 | 0.1119 | 3 | Residential_2019_SC C_MW_After Competition Groups_3 | Ductless Mini-Split Heat Pump | 11.19% | 0 | 3.2092 | Residential_2019_SC C_MW_After Competition Groups_Ductless Mini-Split Heat Pump
Residential | Res ¦ Adaptive Thermostat | 2019 | SC C | MW | After Competition Groups | 2.5568 | 0 | 0 | 28.6797 | 0.089148 | 4 | Residential_2019_SC C_MW_After Competition Groups_4 | Adaptive Thermostat | 8.915% | 0 | 2.5568 | Residential_2019_SC C_MW_After Competition Groups_Adaptive Thermostat
Residential | Res ¦ Building Recommissioning, Operations and Maintenance (O&M) Improvements | 2019 | SC C | MW | After Competition Groups | 2.005 | 0 | 0 | 28.6797 | 0.06991 | 5 | Residential_2019_SC C_MW_After Competition Groups_5 | Building Recommissioning, Operations and Maintenance (O&M) Improvements | 6.991% | 0 | 2.005 | Residential_2019_SC C_MW_After Competition Groups_Building Recommissioning, Operations and Maintenance (O&M) Improvements
Residential | Res ¦ Variable Speed Pool Pump Motor | 2019 | SC C | MW | After Competition Groups | 1.4322 | 0 | 0 | 28.6797 | 0.049936 | 6 | Residential_2019_SC C_MW_After Competition Groups_6 | Variable Speed Pool Pump Motor | 4.994% | 0 | 1.4322 | Residential_2019_SC C_MW_After Competition Groups_Variable Speed Pool Pump Motor
Residential | Res ¦ Energy Star A Line, PAR, MR Lamps | 2019 | SC C | MW | After Competition Groups | 1.3637 | 0 | 0 | 28.6797 | 0.04755 | 7 | Residential_2019_SC C_MW_After Competition Groups_7 | Energy Star A Line, PAR, MR Lamps | 4.755% | 0 | 1.3637 | Residential_2019_SC C_MW_After Competition Groups_Energy Star A Line, PAR, MR Lamps
Residential | Res ¦ Basement Wall Insulation | 2019 | SC C | MW | After Competition Groups | 0.88064 | 0 | 0 | 28.6797 | 0.030706 | 8 | Residential_2019_SC C_MW_After Competition Groups_8 | Basement Wall Insulation | 3.071% | 0 | 0.88064 | Residential_2019_SC C_MW_After Competition Groups_Basement Wall Insulation
Residential | Res ¦ Energy Star Room Air Conditioner | 2019 | SC C | MW | After Competition Groups | 0.84005 | 0 | 0 | 28.6797 | 0.029291 | 9 | Residential_2019_SC C_MW_After Competition Groups_9 | Energy Star Room Air Conditioner | 2.929% | 0 | 0.84005 | Residential_2019_SC C_MW_After Competition Groups_Energy Star Room Air Conditioner
Residential | Res ¦ High Efficiency Chiller (avg of water and air cooled) | 2019 | SC C | MW | After Competition Groups | 0.70507 | 0 | 0 | 28.6797 | 0.024584 | 10 | Residential_2019_SC C_MW_After Competition Groups_10 | High Efficiency Chiller (avg of water and air cooled) | 2.458% | 0 | 0.70507 | Residential_2019_SC C_MW_After Competition Groups_High Efficiency Chiller (avg of water and air cooled)
Residential | Res ¦ Attic Insulation | 2019 | SC C | MW | After Competition Groups | 0.66603 | 0 | 0 | 28.6797 | 0.023223 | 11 | Residential_2019_SC C_MW_After Competition Groups_11 | Attic Insulation | 2.322% | 0 | 0.66603 | Residential_2019_SC C_MW_After Competition Groups_Attic Insulation
Residential | Res ¦ ENERGY STAR LED LAMPS (REFLECTOR LAMPs/MR16/PAR 16) | 2019 | SC C | MW | After Competition Groups | 0.45392 | 0 | 0 | 28.6797 | 0.015827 | 12 | Residential_2019_SC C_MW_After Competition Groups_12 | ENERGY STAR LED LAMPS (REFLECTOR LAMPs/MR16/PAR 16) | 1.583% | 0 | 0.45392 | Residential_2019_SC C_MW_After Competition Groups_ENERGY STAR LED LAMPS (REFLECTOR LAMPs/MR16/PAR 16)
Residential | Res ¦ Energy Star Air Source Heat Pump | 2019 | SC C | MW | After Competition Groups | 0.43759 | 0 | 0 | 28.6797 | 0.015258 | 13 | Residential_2019_SC C_MW_After Competition Groups_13 | Energy Star Air Source Heat Pump | 1.526% | 0 | 0.43759 | Residential_2019_SC C_MW_After Competition Groups_Energy Star Air Source Heat Pump
Residential | Res ¦ LED Tube Re-Lamp | 2019 | SC C | MW | After Competition Groups | 0.43423 | 0 | 0 | 28.6797 | 0.015141 | 14 | Residential_2019_SC C_MW_After Competition Groups_14 | LED Tube Re-Lamp | 1.514% | 0 | 0.43423 | Residential_2019_SC C_MW_After Competition Groups_LED Tube Re-Lamp
Residential | Res ¦ Occupancy Sensors MF | 2019 | SC C | MW | After Competition Groups | 0.30866 | 0 | 0 | 28.6797 | 0.010762 | 15 | Residential_2019_SC C_MW_After Competition Groups_15 | Occupancy Sensors MF | 1.076% | 0 | 0.30866 | Residential_2019_SC C_MW_After Competition Groups_Occupancy Sensors MF
Residential | Res ¦ Advanced BAS/Controllers | 2019 | SC C | MW | After Competition Groups | 0.29346 | 0 | 0 | 28.6797 | 0.010232 | 16 | Residential_2019_SC C_MW_After Competition Groups_16 | Advanced BAS/Controllers | 1.023% | 0 | 0.29346 | Residential_2019_SC C_MW_After Competition Groups_Advanced BAS/Controllers
Residential | Res ¦ Energy Star Torchiere | 2019 | SC C | MW | After Competition Groups | 0.2459 | 0 | 0 | 28.6797 | 0.0085739 | 17 | Residential_2019_SC C_MW_After Competition Groups_17 | Energy Star Torchiere | 0.8574% | 0 | 0.2459 | Residential_2019_SC C_MW_After Competition Groups_Energy Star Torchiere
Residential | Res ¦ Refrigerator Recycling | 2019 | SC C | MW | After Competition Groups | 0.23013 | 0 | 0 | 28.6797 | 0.0080242 | 18 | Residential_2019_SC C_MW_After Competition Groups_18 | Refrigerator Recycling | 0.8024% | 0 | 0.23013 | Residential_2019_SC C_MW_After Competition Groups_Refrigerator Recycling
Residential | Res ¦ Minimize Hot and Warm Clothes Wash | 2019 | SC C | MW | After Competition Groups | 0.20333 | 0 | 0 | 28.6797 | 0.0070897 | 19 | Residential_2019_SC C_MW_After Competition Groups_19 | Minimize Hot and Warm Clothes Wash | 0.709% | 0 | 0.20333 | Residential_2019_SC C_MW_After Competition Groups_Minimize Hot and Warm Clothes Wash
Residential | Res ¦ Air Sealing | 2019 | SC C | MW | After Competition Groups | 0.17342 | 0 | 0 | 28.6797 | 0.0060469 | 20 | Residential_2019_SC C_MW_After Competition Groups_20 | Air Sealing | 0.6047% | 0 | 0.17342 | Residential_2019_SC C_MW_After Competition Groups_Air Sealing
Residential | Res ¦ Outside Air Economizer | 2019 | SC C | MW | After Competition Groups | 0.14164 | 0 | 0 | 28.6797 | 0.0049387 | 21 | Residential_2019_SC C_MW_After Competition Groups_21 | Outside Air Economizer | 0.4939% | 0 | 0.14164 | Residential_2019_SC C_MW_After Competition Groups_Outside Air Economizer
Residential | Res ¦ ENERGY STAR LED Lamps (General Service Lamps) | 2019 | SC C | MW | After Competition Groups | 0.13988 | 0 | 0 | 28.6797 | 0.0048774 | 22 | Residential_2019_SC C_MW_After Competition Groups_22 | ENERGY STAR LED Lamps (General Service Lamps) | 0.4877% | 0 | 0.13988 | Residential_2019_SC C_MW_After Competition Groups_ENERGY STAR LED Lamps (General Service Lamps)
Residential | Res ¦ Floor Insulation | 2019 | SC C | MW | After Competition Groups | 0.13983 | 0 | 0 | 28.6797 | 0.0048757 | 23 | Residential_2019_SC C_MW_After Competition Groups_23 | Floor Insulation | 0.4876% | 0 | 0.13983 | Residential_2019_SC C_MW_After Competition Groups_Floor Insulation
Residential | Res ¦ LED Parking Lot Fixture | 2019 | SC C | MW | After Competition Groups | 0.11989 | 0 | 0 | 28.6797 | 0.0041804 | 24 | Residential_2019_SC C_MW_After Competition Groups_24 | LED Parking Lot Fixture | 0.418% | 0 | 0.11989 | Residential_2019_SC C_MW_After Competition Groups_LED Parking Lot Fixture
Residential | Res ¦ Energy Star Light Fixture | 2019 | SC C | MW | After Competition Groups | 0.087269 | 0 | 0 | 28.6797 | 0.0030429 | 25 | Residential_2019_SC C_MW_After Competition Groups_25 | Energy Star Light Fixture | 0.3043% | 0 | 0.087269 | Residential_2019_SC C_MW_After Competition Groups_Energy Star Light Fixture
Residential | Res ¦ Duct Insulation MF | 2019 | SC C | MW | After Competition Groups | 0.063317 | 0 | 0 | 28.6797 | 0.0022077 | 26 | Residential_2019_SC C_MW_After Competition Groups_26 | Duct Insulation MF | 0.2208% | 0 | 0.063317 | Residential_2019_SC C_MW_After Competition Groups_Duct Insulation MF
Residential | Res ¦ Demand Control Ventilation | 2019 | SC C | MW | After Competition Groups | 0.051574 | 0 | 0 | 28.6797 | 0.0017983 | 27 | Residential_2019_SC C_MW_After Competition Groups_27 | Demand Control Ventilation | 0.1798% | 0 | 0.051574 | Residential_2019_SC C_MW_After Competition Groups_Demand Control Ventilation
Residential | Res ¦ Furnace Whistle | 2019 | SC C | MW | After Competition Groups | 0.04956 | 0 | 0 | 28.6797 | 0.0017281 | 28 | Residential_2019_SC C_MW_After Competition Groups_28 | Furnace Whistle | 0.1728% | 0 | 0.04956 | Residential_2019_SC C_MW_After Competition Groups_Furnace Whistle
Residential | Res ¦ Comprehensive Draft Proofing | 2019 | SC C | MW | After Competition Groups | 0.042114 | 0 | 0 | 28.6797 | 0.0014684 | 29 | Residential_2019_SC C_MW_After Competition Groups_29 | Comprehensive Draft Proofing | 0.1468% | 0 | 0.042114 | Residential_2019_SC C_MW_After Competition Groups_Comprehensive Draft Proofing
Residential | Res ¦ LED Exterior Area Lights - LED Fixture (200W) | 2019 | SC C | MW | After Competition Groups | 0.041364 | 0 | 0 | 28.6797 | 0.0014423 | 30 | Residential_2019_SC C_MW_After Competition Groups_30 | LED Exterior Area Lights - LED Fixture (200W) | 0.1442% | 0 | 0.041364 | Residential_2019_SC C_MW_After Competition Groups_LED Exterior Area Lights - LED Fixture (200W)
Residential | Res ¦ Variable Frequency Drive (VFD) | 2019 | SC C | MW | After Competition Groups | 0.040847 | 0 | 0 | 28.6797 | 0.0014243 | 31 | Residential_2019_SC C_MW_After Competition Groups_31 | Variable Frequency Drive (VFD) | 0.1424% | 0 | 0.040847 | Residential_2019_SC C_MW_After Competition Groups_Variable Frequency Drive (VFD)
Residential | Res ¦ CO Sensors for parking garage exhaust fans | 2019 | SC C | MW | After Competition Groups | 0.040712 | 0 | 0 | 28.6797 | 0.0014195 | 32 | Residential_2019_SC C_MW_After Competition Groups_32 | CO Sensors for parking garage exhaust fans | 0.142% | 0 | 0.040712 | Residential_2019_SC C_MW_After Competition Groups_CO Sensors for parking garage exhaust fans
Residential | Res ¦ Duct Insulation | 2019 | SC C | MW | After Competition Groups | 0.038162 | 0 | 0 | 28.6797 | 0.0013306 | 33 | Residential_2019_SC C_MW_After Competition Groups_33 | Duct Insulation | 0.1331% | 0 | 0.038162 | Residential_2019_SC C_MW_After Competition Groups_Duct Insulation
Residential | Res ¦ Water Heater Temperature Setback | 2019 | SC C | MW | After Competition Groups | 0.025834 | 0 | 0 | 28.6797 | 0.00090077 | 34 | Residential_2019_SC C_MW_After Competition Groups_34 | Water Heater Temperature Setback | 0.09008% | 0 | 0.025834 | Residential_2019_SC C_MW_After Competition Groups_Water Heater Temperature Setback
Residential | Res ¦ Condensing Make Up Air Unit | 2019 | SC C | MW | After Competition Groups | 0.024732 | 0 | 0 | 28.6797 | 0.00086236 | 35 | Residential_2019_SC C_MW_After Competition Groups_35 | Condensing Make Up Air Unit | 0.08624% | 0 | 0.024732 | Residential_2019_SC C_MW_After Competition Groups_Condensing Make Up Air Unit
Residential | Res ¦ Clothes Drying Racks | 2019 | SC C | MW | After Competition Groups | 0.021079 | 0 | 0 | 28.6797 | 0.00073497 | 36 | Residential_2019_SC C_MW_After Competition Groups_36 | Clothes Drying Racks | 0.0735% | 0 | 0.021079 | Residential_2019_SC C_MW_After Competition Groups_Clothes Drying Racks
Residential | Res ¦ VFD on Pumps | 2019 | SC C | MW | After Competition Groups | 0.012561 | 0 | 0 | 28.6797 | 0.00043798 | 37 | Residential_2019_SC C_MW_After Competition Groups_37 | VFD on Pumps | 0.0438% | 0 | 0.012561 | Residential_2019_SC C_MW_After Competition Groups_VFD on Pumps
Residential | Res ¦ ECM MOTORS FOR HVAC APPLICATION (FAN-POWERED VAV BOX) | 2019 | SC C | MW | After Competition Groups | 0.0062984 | 0 | 0 | 28.6797 | 0.00021961 | 38 | Residential_2019_SC C_MW_After Competition Groups_38 | ECM MOTORS FOR HVAC APPLICATION (FAN-POWERED VAV BOX) | 0.02196% | 0 | 0.0062984 | Residential_2019_SC C_MW_After Competition Groups_ECM MOTORS FOR HVAC APPLICATION (FAN-POWERED VAV BOX)
Residential | Res ¦ Chilled Water Optimization | 2019 | SC C | MW | After Competition Groups | 0.0037724 | 0 | 0 | 28.6797 | 0.00013154 | 39 | Residential_2019_SC C_MW_After Competition Groups_39 | Chilled Water Optimization | 0.01315% | 0 | 0.0037724 | Residential_2019_SC C_MW_After Competition Groups_Chilled Water Optimization
Residential | Res ¦ Heat Recovery Ventilator | 2019 | SC C | MW | After Competition Groups | 0.0036972 | 0 | 0 | 28.6797 | 0.00012891 | 40 | Residential_2019_SC C_MW_After Competition Groups_40 | Heat Recovery Ventilator | 0.01289% | 0 | 0.0036972 | Residential_2019_SC C_MW_After Competition Groups_Heat Recovery Ventilator
Residential | Res ¦ Beverage Vending Machine Controls | 2019 | SC C | MW | After Competition Groups | 0.0026185 | 0 | 0 | 28.6797 | 9.13e-05 | 41 | Residential_2019_SC C_MW_After Competition Groups_41 | Beverage Vending Machine Controls | 0.00913% | 0 | 0.0026185 | Residential_2019_SC C_MW_After Competition Groups_Beverage Vending Machine Controls
Residential | Res ¦ Wall Insulation | 2019 | SC C | MW | After Competition Groups | 0.00021147 | 0 | 0 | 28.6797 | 7.3734e-06 | 42 | Residential_2019_SC C_MW_After Competition Groups_42 | Wall Insulation | 0.0007373% | 0 | 0.00021147 | Residential_2019_SC C_MW_After Competition Groups_Wall Insulation
Residential | Res ¦ Wall Insulation MF | 2019 | SC C | MW | After Competition Groups | 0.00015511 | 0 | 0 | 28.6797 | 5.4084e-06 | 43 | Residential_2019_SC C_MW_After Competition Groups_43 | Wall Insulation MF | 0.0005408% | 0 | 0.00015511 | Residential_2019_SC C_MW_After Competition Groups_Wall Insulation MF
Residential | Res ¦ Freezer Recycling | 2019 | SC C | MW | After Competition Groups | 2.2734e-05 | 0 | 0 | 28.6797 | 7.9269e-07 | 44 | Residential_2019_SC C_MW_After Competition Groups_44 | Freezer Recycling | 7.927e-05% | 0 | 2.2734e-05 | Residential_2019_SC C_MW_After Competition Groups_Freezer Recycling
Residential | Res ¦ Energy Star LED Bulbs General Purpose LEDs | 2019 | SC C | MW | After Competition Groups | 1.2887e-12 | 0 | 0 | 28.6797 | 4.4935e-14 | 45 | Residential_2019_SC C_MW_After Competition Groups_45 | Energy Star LED Bulbs General Purpose LEDs | 4.493e-12% | 0 | 1.2887e-12 | Residential_2019_SC C_MW_After Competition Groups_Energy Star LED Bulbs General Purpose LEDs
Residential | Res ¦ Energy Star Clothes Dryer | 2019 | SC C | MW | After Competition Groups | 0 | 0 | 0 | 28.6797 | 0 | 46 | Residential_2019_SC C_MW_After Competition Groups_46 | Energy Star Clothes Dryer | 0% | 0 | 0 | Residential_2019_SC C_MW_After Competition Groups_Energy Star Clothes Dryer
Residential | Res ¦ Energy Star Dehumidifier | 2019 | SC C | MW | After Competition Groups | 0 | 0 | 0 | 28.6797 | 0 | 47 | Residential_2019_SC C_MW_After Competition Groups_47 | Energy Star Dehumidifier | 0% | 0 | 0 | Residential_2019_SC C_MW_After Competition Groups_Energy Star Dehumidifier
Residential | Res ¦ Energy Star Freezer | 2019 | SC C | MW | After Competition Groups | 0 | 0 | 0 | 28.6797 | 0 | 48 | Residential_2019_SC C_MW_After Competition Groups_48 | Energy Star Freezer | 0% | 0 | 0 | Residential_2019_SC C_MW_After Competition Groups_Energy Star Freezer
Residential | Res ¦ Home Energy Reports | 2019 | SC C | MW | After Competition Groups | 0 | 0 | 0 | 28.6797 | 0 | 49 | Residential_2019_SC C_MW_After Competition Groups_49 | Home Energy Reports | 0% | 0 | 0 | Residential_2019_SC C_MW_After Competition Groups_Home Energy Reports
Residential | Res ¦ LED Downlight | 2019 | SC C | MW | After Competition Groups | 0 | 0 | 0 | 28.6797 | 0 | 50 | Residential_2019_SC C_MW_After Competition Groups_50 | LED Downlight | 0% | 0 | 0 | Residential_2019_SC C_MW_After Competition Groups_LED Downlight
Residential | Res ¦ LED High Bay Fixture | 2019 | SC C | MW | After Competition Groups | 0 | 0 | 0 | 28.6797 | 0 | 51 | Residential_2019_SC C_MW_After Competition Groups_51 | LED High Bay Fixture | 0% | 0 | 0 | Residential_2019_SC C_MW_After Competition Groups_LED High Bay Fixture
Residential | Res ¦ Smart Burners | 2019 | SC C | MW | After Competition Groups | 0 | 0 | 0 | 28.6797 | 0 | 52 | Residential_2019_SC C_MW_After Competition Groups_52 | Smart Burners | 0% | 0 | 0 | Residential_2019_SC C_MW_After Competition Groups_Smart Burners
Residential | Res ¦ Smart Power Bar | 2019 | SC C | MW | After Competition Groups | 0 | 0 | 0 | 28.6797 | 0 | 53 | Residential_2019_SC C_MW_After Competition Groups_53 | Smart Power Bar | 0% | 0 | 0 | Residential_2019_SC C_MW_After Competition Groups_Smart Power Bar
Residential | Res ¦ Tankless Water Heater | 2019 | SC C | MW | After Competition Groups | 0 | 0 | 0 | 28.6797 | 0 | 54 | Residential_2019_SC C_MW_After Competition Groups_54 | Tankless Water Heater | 0% | 0 | 0 | Residential_2019_SC C_MW_After Competition Groups_Tankless Water Heater
Residential | Res ¦ Energy Star LED Bulbs General Purpose LEDs | 2019 | SC D | MW | After Competition Groups | 7.6246 | 10062101.9122 | 10.0621 | 25.307 | 0.30128 | 1 | Residential_2019_SC D_MW_After Competition Groups_1 | Energy Star LED Bulbs General Purpose LEDs | 30.13% | 10.0621 | 7.6246 | Residential_2019_SC D_MW_After Competition Groups_Energy Star LED Bulbs General Purpose LEDs
Residential | Res ¦ Ductless Mini-Split Heat Pump | 2019 | SC D | MW | After Competition Groups | 3.2092 | 1490102.0088 | 1.4901 | 25.307 | 0.12681 | 2 | Residential_2019_SC D_MW_After Competition Groups_2 | Ductless Mini-Split Heat Pump | 12.68% | 1.4901 | 3.2092 | Residential_2019_SC D_MW_After Competition Groups_Ductless Mini-Split Heat Pump
Residential | Res ¦ Energy Star Clothes Washer | 2019 | SC D | MW | After Competition Groups | 2.2669 | 2255693.9035 | 2.2557 | 25.307 | 0.089575 | 3 | Residential_2019_SC D_MW_After Competition Groups_3 | Energy Star Clothes Washer | 8.958% | 2.2557 | 2.2669 | Residential_2019_SC D_MW_After Competition Groups_Energy Star Clothes Washer
Residential | Res ¦ Building Recommissioning, Operations and Maintenance (O&M) Improvements | 2019 | SC D | MW | After Competition Groups | 2.005 | 321789.9445 | 0.32179 | 25.307 | 0.079228 | 4 | Residential_2019_SC D_MW_After Competition Groups_4 | Building Recommissioning, Operations and Maintenance (O&M) Improvements | 7.923% | 0.32179 | 2.005 | Residential_2019_SC D_MW_After Competition Groups_Building Recommissioning, Operations and Maintenance (O&M) Improvements
Residential | Res ¦ Adaptive Thermostat | 2019 | SC D | MW | After Competition Groups | 1.5324 | 1784476.7327 | 1.7845 | 25.307 | 0.060553 | 5 | Residential_2019_SC D_MW_After Competition Groups_5 | Adaptive Thermostat | 6.055% | 1.7845 | 1.5324 | Residential_2019_SC D_MW_After Competition Groups_Adaptive Thermostat
Residential | Res ¦ Energy Star A Line, PAR, MR Lamps | 2019 | SC D | MW | After Competition Groups | 1.3637 | 1107170.972 | 1.1072 | 25.307 | 0.053887 | 6 | Residential_2019_SC D_MW_After Competition Groups_6 | Energy Star A Line, PAR, MR Lamps | 5.389% | 1.1072 | 1.3637 | Residential_2019_SC D_MW_After Competition Groups_Energy Star A Line, PAR, MR Lamps
Residential | Res ¦ Variable Speed Pool Pump Motor | 2019 | SC D | MW | After Competition Groups | 1.0039 | 932485.8558 | 0.93249 | 25.307 | 0.039668 | 7 | Residential_2019_SC D_MW_After Competition Groups_7 | Variable Speed Pool Pump Motor | 3.967% | 0.93249 | 1.0039 | Residential_2019_SC D_MW_After Competition Groups_Variable Speed Pool Pump Motor
Residential | Res ¦ Basement Wall Insulation | 2019 | SC D | MW | After Competition Groups | 0.85035 | 825784.2636 | 0.82578 | 25.307 | 0.033601 | 8 | Residential_2019_SC D_MW_After Competition Groups_8 | Basement Wall Insulation | 3.36% | 0.82578 | 0.85035 | Residential_2019_SC D_MW_After Competition Groups_Basement Wall Insulation
Residential | Res ¦ Energy Star Room Air Conditioner | 2019 | SC D | MW | After Competition Groups | 0.84011 | 608451.2119 | 0.60845 | 25.307 | 0.033197 | 9 | Residential_2019_SC D_MW_After Competition Groups_9 | Energy Star Room Air Conditioner | 3.32% | 0.60845 | 0.84011 | Residential_2019_SC D_MW_After Competition Groups_Energy Star Room Air Conditioner
Residential | Res ¦ High Efficiency Chiller (avg of water and air cooled) | 2019 | SC D | MW | After Competition Groups | 0.70507 | 165403.2977 | 0.1654 | 25.307 | 0.027861 | 10 | Residential_2019_SC D_MW_After Competition Groups_10 | High Efficiency Chiller (avg of water and air cooled) | 2.786% | 0.1654 | 0.70507 | Residential_2019_SC D_MW_After Competition Groups_High Efficiency Chiller (avg of water and air cooled)
Residential | Res ¦ ENERGY STAR LED LAMPS (REFLECTOR LAMPs/MR16/PAR 16) | 2019 | SC D | MW | After Competition Groups | 0.45392 | 299179.3817 | 0.29918 | 25.307 | 0.017937 | 11 | Residential_2019_SC D_MW_After Competition Groups_11 | ENERGY STAR LED LAMPS (REFLECTOR LAMPs/MR16/PAR 16) | 1.794% | 0.29918 | 0.45392 | Residential_2019_SC D_MW_After Competition Groups_ENERGY STAR LED LAMPS (REFLECTOR LAMPs/MR16/PAR 16)
Residential | Res ¦ Energy Star Air Source Heat Pump | 2019 | SC D | MW | After Competition Groups | 0.43759 | 337538.2978 | 0.33754 | 25.307 | 0.017291 | 12 | Residential_2019_SC D_MW_After Competition Groups_12 | Energy Star Air Source Heat Pump | 1.729% | 0.33754 | 0.43759 | Residential_2019_SC D_MW_After Competition Groups_Energy Star Air Source Heat Pump
Residential | Res ¦ LED Tube Re-Lamp | 2019 | SC D | MW | After Competition Groups | 0.43212 | 456950.041 | 0.45695 | 25.307 | 0.017075 | 13 | Residential_2019_SC D_MW_After Competition Groups_13 | LED Tube Re-Lamp | 1.708% | 0.45695 | 0.43212 | Residential_2019_SC D_MW_After Competition Groups_LED Tube Re-Lamp
Residential | Res ¦ Attic Insulation | 2019 | SC D | MW | After Competition Groups | 0.40569 | 668272.6586 | 0.66827 | 25.307 | 0.016031 | 14 | Residential_2019_SC D_MW_After Competition Groups_14 | Attic Insulation | 1.603% | 0.66827 | 0.40569 | Residential_2019_SC D_MW_After Competition Groups_Attic Insulation
Residential | Res ¦ Occupancy Sensors MF | 2019 | SC D | MW | After Competition Groups | 0.30866 | 8412.18 | 0.0084122 | 25.307 | 0.012197 | 15 | Residential_2019_SC D_MW_After Competition Groups_15 | Occupancy Sensors MF | 1.22% | 0.0084122 | 0.30866 | Residential_2019_SC D_MW_After Competition Groups_Occupancy Sensors MF
Residential | Res ¦ Advanced BAS/Controllers | 2019 | SC D | MW | After Competition Groups | 0.29346 | 334382.0146 | 0.33438 | 25.307 | 0.011596 | 16 | Residential_2019_SC D_MW_After Competition Groups_16 | Advanced BAS/Controllers | 1.16% | 0.33438 | 0.29346 | Residential_2019_SC D_MW_After Competition Groups_Advanced BAS/Controllers
Residential | Res ¦ Energy Star Torchiere | 2019 | SC D | MW | After Competition Groups | 0.21681 | 170024.2935 | 0.17002 | 25.307 | 0.0085673 | 17 | Residential_2019_SC D_MW_After Competition Groups_17 | Energy Star Torchiere | 0.8567% | 0.17002 | 0.21681 | Residential_2019_SC D_MW_After Competition Groups_Energy Star Torchiere
Residential | Res ¦ Minimize Hot and Warm Clothes Wash | 2019 | SC D | MW | After Competition Groups | 0.20333 | 0 | 0 | 25.307 | 0.0080346 | 18 | Residential_2019_SC D_MW_After Competition Groups_18 | Minimize Hot and Warm Clothes Wash | 0.8035% | 0 | 0.20333 | Residential_2019_SC D_MW_After Competition Groups_Minimize Hot and Warm Clothes Wash
Residential | Res ¦ Refrigerator Recycling | 2019 | SC D | MW | After Competition Groups | 0.14994 | 175689.3289 | 0.17569 | 25.307 | 0.0059249 | 19 | Residential_2019_SC D_MW_After Competition Groups_19 | Refrigerator Recycling | 0.5925% | 0.17569 | 0.14994 | Residential_2019_SC D_MW_After Competition Groups_Refrigerator Recycling
Residential | Res ¦ Outside Air Economizer | 2019 | SC D | MW | After Competition Groups | 0.14164 | 131202.0024 | 0.1312 | 25.307 | 0.0055969 | 20 | Residential_2019_SC D_MW_After Competition Groups_20 | Outside Air Economizer | 0.5597% | 0.1312 | 0.14164 | Residential_2019_SC D_MW_After Competition Groups_Outside Air Economizer
Residential | Res ¦ ENERGY STAR LED Lamps (General Service Lamps) | 2019 | SC D | MW | After Competition Groups | 0.13988 | 122434.7883 | 0.12243 | 25.307 | 0.0055274 | 21 | Residential_2019_SC D_MW_After Competition Groups_21 | ENERGY STAR LED Lamps (General Service Lamps) | 0.5527% | 0.12243 | 0.13988 | Residential_2019_SC D_MW_After Competition Groups_ENERGY STAR LED Lamps (General Service Lamps)
Residential | Res ¦ Energy Star LED Specialty Bulbs | 2019 | SC D | MW | After Competition Groups | 0.13606 | 147720.8385 | 0.14772 | 25.307 | 0.0053763 | 22 | Residential_2019_SC D_MW_After Competition Groups_22 | Energy Star LED Specialty Bulbs | 0.5376% | 0.14772 | 0.13606 | Residential_2019_SC D_MW_After Competition Groups_Energy Star LED Specialty Bulbs
Residential | Res ¦ LED Parking Lot Fixture | 2019 | SC D | MW | After Competition Groups | 0.11989 | 0 | 0 | 25.307 | 0.0047375 | 23 | Residential_2019_SC D_MW_After Competition Groups_23 | LED Parking Lot Fixture | 0.4738% | 0 | 0.11989 | Residential_2019_SC D_MW_After Competition Groups_LED Parking Lot Fixture
Residential | Res ¦ Air Sealing | 2019 | SC D | MW | After Competition Groups | 0.078097 | 0 | 0 | 25.307 | 0.003086 | 24 | Residential_2019_SC D_MW_After Competition Groups_24 | Air Sealing | 0.3086% | 0 | 0.078097 | Residential_2019_SC D_MW_After Competition Groups_Air Sealing
Residential | Res ¦ Energy Star Light Fixture | 2019 | SC D | MW | After Competition Groups | 0.056139 | 101075.4415 | 0.10108 | 25.307 | 0.0022183 | 25 | Residential_2019_SC D_MW_After Competition Groups_25 | Energy Star Light Fixture | 0.2218% | 0.10108 | 0.056139 | Residential_2019_SC D_MW_After Competition Groups_Energy Star Light Fixture
Residential | Res ¦ Furnace Whistle | 2019 | SC D | MW | After Competition Groups | 0.04956 | 13370.457 | 0.01337 | 25.307 | 0.0019584 | 26 | Residential_2019_SC D_MW_After Competition Groups_26 | Furnace Whistle | 0.1958% | 0.01337 | 0.04956 | Residential_2019_SC D_MW_After Competition Groups_Furnace Whistle
Residential | Res ¦ LED Exterior Area Lights - LED Fixture (200W) | 2019 | SC D | MW | After Competition Groups | 0.040426 | 0 | 0 | 25.307 | 0.0015974 | 27 | Residential_2019_SC D_MW_After Competition Groups_27 | LED Exterior Area Lights - LED Fixture (200W) | 0.1597% | 0 | 0.040426 | Residential_2019_SC D_MW_After Competition Groups_LED Exterior Area Lights - LED Fixture (200W)
Residential | Res ¦ Comprehensive Draft Proofing | 2019 | SC D | MW | After Competition Groups | 0.038215 | 0 | 0 | 25.307 | 0.0015101 | 28 | Residential_2019_SC D_MW_After Competition Groups_28 | Comprehensive Draft Proofing | 0.151% | 0 | 0.038215 | Residential_2019_SC D_MW_After Competition Groups_Comprehensive Draft Proofing
Residential | Res ¦ Variable Frequency Drive (VFD) | 2019 | SC D | MW | After Competition Groups | 0.032088 | 39275.0359 | 0.039275 | 25.307 | 0.0012679 | 29 | Residential_2019_SC D_MW_After Competition Groups_29 | Variable Frequency Drive (VFD) | 0.1268% | 0.039275 | 0.032088 | Residential_2019_SC D_MW_After Competition Groups_Variable Frequency Drive (VFD)
Residential | Res ¦ Floor Insulation | 2019 | SC D | MW | After Competition Groups | 0.0292 | 44576.0758 | 0.044576 | 25.307 | 0.0011538 | 30 | Residential_2019_SC D_MW_After Competition Groups_30 | Floor Insulation | 0.1154% | 0.044576 | 0.0292 | Residential_2019_SC D_MW_After Competition Groups_Floor Insulation
Residential | Res ¦ CO Sensors for parking garage exhaust fans | 2019 | SC D | MW | After Competition Groups | 0.02669 | 32668.1938 | 0.032668 | 25.307 | 0.0010547 | 31 | Residential_2019_SC D_MW_After Competition Groups_31 | CO Sensors for parking garage exhaust fans | 0.1055% | 0.032668 | 0.02669 | Residential_2019_SC D_MW_After Competition Groups_CO Sensors for parking garage exhaust fans
Residential | Res ¦ Water Heater Temperature Setback | 2019 | SC D | MW | After Competition Groups | 0.023478 | 5446.8702 | 0.0054469 | 25.307 | 0.00092772 | 32 | Residential_2019_SC D_MW_After Competition Groups_32 | Water Heater Temperature Setback | 0.09277% | 0.0054469 | 0.023478 | Residential_2019_SC D_MW_After Competition Groups_Water Heater Temperature Setback
Residential | Res ¦ Demand Control Ventilation | 2019 | SC D | MW | After Competition Groups | 0.022543 | 0 | 0 | 25.307 | 0.00089079 | 33 | Residential_2019_SC D_MW_After Competition Groups_33 | Demand Control Ventilation | 0.08908% | 0 | 0.022543 | Residential_2019_SC D_MW_After Competition Groups_Demand Control Ventilation
Residential | Res ¦ Clothes Drying Racks | 2019 | SC D | MW | After Competition Groups | 0.021079 | 0 | 0 | 25.307 | 0.00083293 | 34 | Residential_2019_SC D_MW_After Competition Groups_34 | Clothes Drying Racks | 0.08329% | 0 | 0.021079 | Residential_2019_SC D_MW_After Competition Groups_Clothes Drying Racks
Residential | Res ¦ Duct Insulation | 2019 | SC D | MW | After Competition Groups | 0.012619 | 9412.5351 | 0.0094125 | 25.307 | 0.00049864 | 35 | Residential_2019_SC D_MW_After Competition Groups_35 | Duct Insulation | 0.04986% | 0.0094125 | 0.012619 | Residential_2019_SC D_MW_After Competition Groups_Duct Insulation
Residential | Res ¦ VFD on Pumps | 2019 | SC D | MW | After Competition Groups | 0.0091364 | 11182.8096 | 0.011183 | 25.307 | 0.00036102 | 36 | Residential_2019_SC D_MW_After Competition Groups_36 | VFD on Pumps | 0.0361% | 0.011183 | 0.0091364 | Residential_2019_SC D_MW_After Competition Groups_VFD on Pumps
Residential | Res ¦ Duct Insulation MF | 2019 | SC D | MW | After Competition Groups | 0.0088657 | 11560.7956 | 0.011561 | 25.307 | 0.00035033 | 37 | Residential_2019_SC D_MW_After Competition Groups_37 | Duct Insulation MF | 0.03503% | 0.011561 | 0.0088657 | Residential_2019_SC D_MW_After Competition Groups_Duct Insulation MF
Residential | Res ¦ Condensing Make Up Air Unit | 2019 | SC D | MW | After Competition Groups | 0.0063558 | 13412.1606 | 0.013412 | 25.307 | 0.00025115 | 38 | Residential_2019_SC D_MW_After Competition Groups_38 | Condensing Make Up Air Unit | 0.02511% | 0.013412 | 0.0063558 | Residential_2019_SC D_MW_After Competition Groups_Condensing Make Up Air Unit
Residential | Res ¦ ECM MOTORS FOR HVAC APPLICATION (FAN-POWERED VAV BOX) | 2019 | SC D | MW | After Competition Groups | 0.0050043 | 6823.2891 | 0.0068233 | 25.307 | 0.00019774 | 39 | Residential_2019_SC D_MW_After Competition Groups_39 | ECM MOTORS FOR HVAC APPLICATION (FAN-POWERED VAV BOX) | 0.01977% | 0.0068233 | 0.0050043 | Residential_2019_SC D_MW_After Competition Groups_ECM MOTORS FOR HVAC APPLICATION (FAN-POWERED VAV BOX)
Residential | Res ¦ Chilled Water Optimization | 2019 | SC D | MW | After Competition Groups | 0.0037724 | 40.0379 | 4.0038e-05 | 25.307 | 0.00014907 | 40 | Residential_2019_SC D_MW_After Competition Groups_40 | Chilled Water Optimization | 0.01491% | 4.0038e-05 | 0.0037724 | Residential_2019_SC D_MW_After Competition Groups_Chilled Water Optimization
Residential | Res ¦ Beverage Vending Machine Controls | 2019 | SC D | MW | After Competition Groups | 0.0020832 | 1109.2616 | 0.0011093 | 25.307 | 8.2317e-05 | 41 | Residential_2019_SC D_MW_After Competition Groups_41 | Beverage Vending Machine Controls | 0.008232% | 0.0011093 | 0.0020832 | Residential_2019_SC D_MW_After Competition Groups_Beverage Vending Machine Controls
Residential | Res ¦ Heat Recovery Ventilator | 2019 | SC D | MW | After Competition Groups | 0.0011806 | 0 | 0 | 25.307 | 4.665e-05 | 42 | Residential_2019_SC D_MW_After Competition Groups_42 | Heat Recovery Ventilator | 0.004665% | 0 | 0.0011806 | Residential_2019_SC D_MW_After Competition Groups_Heat Recovery Ventilator
Residential | Res ¦ Wall Insulation MF | 2019 | SC D | MW | After Competition Groups | 0.00010787 | 0 | 0 | 25.307 | 4.2624e-06 | 43 | Residential_2019_SC D_MW_After Competition Groups_43 | Wall Insulation MF | 0.0004262% | 0 | 0.00010787 | Residential_2019_SC D_MW_After Competition Groups_Wall Insulation MF
Residential | Res ¦ Wall Insulation | 2019 | SC D | MW | After Competition Groups | 9.7381e-05 | 0 | 0 | 25.307 | 3.848e-06 | 44 | Residential_2019_SC D_MW_After Competition Groups_44 | Wall Insulation | 0.0003848% | 0 | 9.7381e-05 | Residential_2019_SC D_MW_After Competition Groups_Wall Insulation
Residential | Res ¦ Freezer Recycling | 2019 | SC D | MW | After Competition Groups | 2.2734e-05 | 0 | 0 | 25.307 | 8.9833e-07 | 45 | Residential_2019_SC D_MW_After Competition Groups_45 | Freezer Recycling | 8.983e-05% | 0 | 2.2734e-05 | Residential_2019_SC D_MW_After Competition Groups_Freezer Recycling
Residential | Res ¦ Energy Star Clothes Dryer | 2019 | SC D | MW | After Competition Groups | 0 | 0 | 0 | 25.307 | 0 | 46 | Residential_2019_SC D_MW_After Competition Groups_46 | Energy Star Clothes Dryer | 0% | 0 | 0 | Residential_2019_SC D_MW_After Competition Groups_Energy Star Clothes Dryer
Residential | Res ¦ Energy Star Dehumidifier | 2019 | SC D | MW | After Competition Groups | 0 | 0 | 0 | 25.307 | 0 | 47 | Residential_2019_SC D_MW_After Competition Groups_47 | Energy Star Dehumidifier | 0% | 0 | 0 | Residential_2019_SC D_MW_After Competition Groups_Energy Star Dehumidifier
Residential | Res ¦ Energy Star Freezer | 2019 | SC D | MW | After Competition Groups | 0 | 0 | 0 | 25.307 | 0 | 48 | Residential_2019_SC D_MW_After Competition Groups_48 | Energy Star Freezer | 0% | 0 | 0 | Residential_2019_SC D_MW_After Competition Groups_Energy Star Freezer
Residential | Res ¦ Home Energy Reports | 2019 | SC D | MW | After Competition Groups | 0 | 0 | 0 | 25.307 | 0 | 49 | Residential_2019_SC D_MW_After Competition Groups_49 | Home Energy Reports | 0% | 0 | 0 | Residential_2019_SC D_MW_After Competition Groups_Home Energy Reports
Residential | Res ¦ LED Downlight | 2019 | SC D | MW | After Competition Groups | 0 | 0 | 0 | 25.307 | 0 | 50 | Residential_2019_SC D_MW_After Competition Groups_50 | LED Downlight | 0% | 0 | 0 | Residential_2019_SC D_MW_After Competition Groups_LED Downlight
Residential | Res ¦ LED High Bay Fixture | 2019 | SC D | MW | After Competition Groups | 0 | 0 | 0 | 25.307 | 0 | 51 | Residential_2019_SC D_MW_After Competition Groups_51 | LED High Bay Fixture | 0% | 0 | 0 | Residential_2019_SC D_MW_After Competition Groups_LED High Bay Fixture
Residential | Res ¦ Smart Burners | 2019 | SC D | MW | After Competition Groups | 0 | 0 | 0 | 25.307 | 0 | 52 | Residential_2019_SC D_MW_After Competition Groups_52 | Smart Burners | 0% | 0 | 0 | Residential_2019_SC D_MW_After Competition Groups_Smart Burners
Residential | Res ¦ Smart Power Bar | 2019 | SC D | MW | After Competition Groups | 0 | 0 | 0 | 25.307 | 0 | 53 | Residential_2019_SC D_MW_After Competition Groups_53 | Smart Power Bar | 0% | 0 | 0 | Residential_2019_SC D_MW_After Competition Groups_Smart Power Bar
Residential | Res ¦ Tankless Water Heater | 2019 | SC D | MW | After Competition Groups | 0 | 0 | 0 | 25.307 | 0 | 54 | Residential_2019_SC D_MW_After Competition Groups_54 | Tankless Water Heater | 0% | 0 | 0 | Residential_2019_SC D_MW_After Competition Groups_Tankless Water Heater
Residential | Res ¦ Energy Star Central Air Conditioner | 2019 | Technical | MW | After Competition Groups | 215.47 | 0 | 0 | 1361.752 | 0.15823 | 1 | Residential_2019_Technical_MW_After Competition Groups_1 | Energy Star Central Air Conditioner | 15.82% | 0 | 215.47 | Residential_2019_Technical_MW_After Competition Groups_Energy Star Central Air Conditioner
Residential | Res ¦ Adaptive Thermostat | 2019 | Technical | MW | After Competition Groups | 182.8236 | 0 | 0 | 1361.752 | 0.13426 | 2 | Residential_2019_Technical_MW_After Competition Groups_2 | Adaptive Thermostat | 13.43% | 0 | 182.8236 | Residential_2019_Technical_MW_After Competition Groups_Adaptive Thermostat
Residential | Res ¦ Building Recommissioning, Operations and Maintenance (O&M) Improvements | 2019 | Technical | MW | After Competition Groups | 97.0094 | 0 | 0 | 1361.752 | 0.071239 | 3 | Residential_2019_Technical_MW_After Competition Groups_3 | Building Recommissioning, Operations and Maintenance (O&M) Improvements | 7.124% | 0 | 97.0094 | Residential_2019_Technical_MW_After Competition Groups_Building Recommissioning, Operations and Maintenance (O&M) Improvements
Residential | Res ¦ Basement Wall Insulation | 2019 | Technical | MW | After Competition Groups | 89.4773 | 0 | 0 | 1361.752 | 0.065707 | 4 | Residential_2019_Technical_MW_After Competition Groups_4 | Basement Wall Insulation | 6.571% | 0 | 89.4773 | Residential_2019_Technical_MW_After Competition Groups_Basement Wall Insulation
Residential | Res ¦ Basement or Crawlspace Insulation | 2019 | Technical | MW | After Competition Groups | 74.3044 | 0 | 0 | 1361.752 | 0.054565 | 5 | Residential_2019_Technical_MW_After Competition Groups_5 | Basement or Crawlspace Insulation | 5.457% | 0 | 74.3044 | Residential_2019_Technical_MW_After Competition Groups_Basement or Crawlspace Insulation
Residential | Res ¦ Smart Power Bar | 2019 | Technical | MW | After Competition Groups | 71.9366 | 0 | 0 | 1361.752 | 0.052827 | 6 | Residential_2019_Technical_MW_After Competition Groups_6 | Smart Power Bar | 5.283% | 0 | 71.9366 | Residential_2019_Technical_MW_After Competition Groups_Smart Power Bar
Residential | Res ¦ Variable Speed Pool Pump Motor | 2019 | Technical | MW | After Competition Groups | 69.2929 | 0 | 0 | 1361.752 | 0.050885 | 7 | Residential_2019_Technical_MW_After Competition Groups_7 | Variable Speed Pool Pump Motor | 5.089% | 0 | 69.2929 | Residential_2019_Technical_MW_After Competition Groups_Variable Speed Pool Pump Motor
Residential | Res ¦ Attic Insulation | 2019 | Technical | MW | After Competition Groups | 69.0259 | 0 | 0 | 1361.752 | 0.050689 | 8 | Residential_2019_Technical_MW_After Competition Groups_8 | Attic Insulation | 5.069% | 0 | 69.0259 | Residential_2019_Technical_MW_After Competition Groups_Attic Insulation
Residential | Res ¦ Wall Insulation | 2019 | Technical | MW | After Competition Groups | 53.9304 | 0 | 0 | 1361.752 | 0.039604 | 9 | Residential_2019_Technical_MW_After Competition Groups_9 | Wall Insulation | 3.96% | 0 | 53.9304 | Residential_2019_Technical_MW_After Competition Groups_Wall Insulation
Residential | Res ¦ Energy Star LED Bulbs General Purpose LEDs | 2019 | Technical | MW | After Competition Groups | 34.5964 | 0 | 0 | 1361.752 | 0.025406 | 10 | Residential_2019_Technical_MW_After Competition Groups_10 | Energy Star LED Bulbs General Purpose LEDs | 2.541% | 0 | 34.5964 | Residential_2019_Technical_MW_After Competition Groups_Energy Star LED Bulbs General Purpose LEDs
Residential | Res ¦ Ceiling Insulation | 2019 | Technical | MW | After Competition Groups | 27.0339 | 0 | 0 | 1361.752 | 0.019852 | 11 | Residential_2019_Technical_MW_After Competition Groups_11 | Ceiling Insulation | 1.985% | 0 | 27.0339 | Residential_2019_Technical_MW_After Competition Groups_Ceiling Insulation
Residential | Res ¦ Duct Insulation | 2019 | Technical | MW | After Competition Groups | 22.2239 | 0 | 0 | 1361.752 | 0.01632 | 12 | Residential_2019_Technical_MW_After Competition Groups_12 | Duct Insulation | 1.632% | 0 | 22.2239 | Residential_2019_Technical_MW_After Competition Groups_Duct Insulation
Residential | Res ¦ Ductless Mini-Split Air Conditioner | 2019 | Technical | MW | After Competition Groups | 20.1371 | 0 | 0 | 1361.752 | 0.014788 | 13 | Residential_2019_Technical_MW_After Competition Groups_13 | Ductless Mini-Split Air Conditioner | 1.479% | 0 | 20.1371 | Residential_2019_Technical_MW_After Competition Groups_Ductless Mini-Split Air Conditioner
Residential | Res ¦ Variable Refrigerant Flow Heat Pump | 2019 | Technical | MW | After Competition Groups | 19.1581 | 0 | 0 | 1361.752 | 0.014069 | 14 | Residential_2019_Technical_MW_After Competition Groups_14 | Variable Refrigerant Flow Heat Pump | 1.407% | 0 | 19.1581 | Residential_2019_Technical_MW_After Competition Groups_Variable Refrigerant Flow Heat Pump
Residential | Res ¦ Air Sealing | 2019 | Technical | MW | After Competition Groups | 19.0328 | 0 | 0 | 1361.752 | 0.013977 | 15 | Residential_2019_Technical_MW_After Competition Groups_15 | Air Sealing | 1.398% | 0 | 19.0328 | Residential_2019_Technical_MW_After Competition Groups_Air Sealing
Residential | Res ¦ Central Air Conditioner Maintenance | 2019 | Technical | MW | After Competition Groups | 18.0908 | 0 | 0 | 1361.752 | 0.013285 | 16 | Residential_2019_Technical_MW_After Competition Groups_16 | Central Air Conditioner Maintenance | 1.328% | 0 | 18.0908 | Residential_2019_Technical_MW_After Competition Groups_Central Air Conditioner Maintenance
Residential | Res ¦ Floor Insulation | 2019 | Technical | MW | After Competition Groups | 18.0907 | 0 | 0 | 1361.752 | 0.013285 | 17 | Residential_2019_Technical_MW_After Competition Groups_17 | Floor Insulation | 1.328% | 0 | 18.0907 | Residential_2019_Technical_MW_After Competition Groups_Floor Insulation
Residential | Res ¦ Energy Star Ground Source Heat Pump | 2019 | Technical | MW | After Competition Groups | 17.1896 | 0 | 0 | 1361.752 | 0.012623 | 18 | Residential_2019_Technical_MW_After Competition Groups_18 | Energy Star Ground Source Heat Pump | 1.262% | 0 | 17.1896 | Residential_2019_Technical_MW_After Competition Groups_Energy Star Ground Source Heat Pump
Residential | Res ¦ Ductless Mini-Split Heat Pump | 2019 | Technical | MW | After Competition Groups | 17.0162 | 0 | 0 | 1361.752 | 0.012496 | 19 | Residential_2019_Technical_MW_After Competition Groups_19 | Ductless Mini-Split Heat Pump | 1.25% | 0 | 17.0162 | Residential_2019_Technical_MW_After Competition Groups_Ductless Mini-Split Heat Pump
Residential | Res ¦ Dehumidifier Recycling | 2019 | Technical | MW | After Competition Groups | 16.687 | 0 | 0 | 1361.752 | 0.012254 | 20 | Residential_2019_Technical_MW_After Competition Groups_20 | Dehumidifier Recycling | 1.225% | 0 | 16.687 | Residential_2019_Technical_MW_After Competition Groups_Dehumidifier Recycling
Residential | Res ¦ Occupancy Sensors MF | 2019 | Technical | MW | After Competition Groups | 14.934 | 0 | 0 | 1361.752 | 0.010967 | 21 | Residential_2019_Technical_MW_After Competition Groups_21 | Occupancy Sensors MF | 1.097% | 0 | 14.934 | Residential_2019_Technical_MW_After Competition Groups_Occupancy Sensors MF
Residential | Res ¦ Advanced BAS/Controllers | 2019 | Technical | MW | After Competition Groups | 14.1985 | 0 | 0 | 1361.752 | 0.010427 | 22 | Residential_2019_Technical_MW_After Competition Groups_22 | Advanced BAS/Controllers | 1.043% | 0 | 14.1985 | Residential_2019_Technical_MW_After Competition Groups_Advanced BAS/Controllers
Residential | Res ¦ Clothes Drying Racks | 2019 | Technical | MW | After Competition Groups | 13.1392 | 0 | 0 | 1361.752 | 0.0096487 | 23 | Residential_2019_Technical_MW_After Competition Groups_23 | Clothes Drying Racks | 0.9649% | 0 | 13.1392 | Residential_2019_Technical_MW_After Competition Groups_Clothes Drying Racks
Residential | Res ¦ Smart Burners | 2019 | Technical | MW | After Competition Groups | 11.1525 | 0 | 0 | 1361.752 | 0.0081898 | 24 | Residential_2019_Technical_MW_After Competition Groups_24 | Smart Burners | 0.819% | 0 | 11.1525 | Residential_2019_Technical_MW_After Competition Groups_Smart Burners
Residential | Res ¦ Refrigerator Recycling | 2019 | Technical | MW | After Competition Groups | 11.1346 | 0 | 0 | 1361.752 | 0.0081766 | 25 | Residential_2019_Technical_MW_After Competition Groups_25 | Refrigerator Recycling | 0.8177% | 0 | 11.1346 | Residential_2019_Technical_MW_After Competition Groups_Refrigerator Recycling
Residential | Res ¦ Freezer Recycling | 2019 | Technical | MW | After Competition Groups | 10.3728 | 0 | 0 | 1361.752 | 0.0076172 | 26 | Residential_2019_Technical_MW_After Competition Groups_26 | Freezer Recycling | 0.7617% | 0 | 10.3728 | Residential_2019_Technical_MW_After Competition Groups_Freezer Recycling
Residential | Res ¦ Energy Star Refrigerator | 2019 | Technical | MW | After Competition Groups | 10.2095 | 0 | 0 | 1361.752 | 0.0074974 | 27 | Residential_2019_Technical_MW_After Competition Groups_27 | Energy Star Refrigerator | 0.7497% | 0 | 10.2095 | Residential_2019_Technical_MW_After Competition Groups_Energy Star Refrigerator
Residential | Res ¦ Energy Star Dehumidifier | 2019 | Technical | MW | After Competition Groups | 9.8047 | 0 | 0 | 1361.752 | 0.0072 | 28 | Residential_2019_Technical_MW_After Competition Groups_28 | Energy Star Dehumidifier | 0.72% | 0 | 9.8047 | Residential_2019_Technical_MW_After Competition Groups_Energy Star Dehumidifier
Residential | Res ¦ Duct Insulation MF | 2019 | Technical | MW | After Competition Groups | 9.8042 | 0 | 0 | 1361.752 | 0.0071997 | 29 | Residential_2019_Technical_MW_After Competition Groups_29 | Duct Insulation MF | 0.72% | 0 | 9.8042 | Residential_2019_Technical_MW_After Competition Groups_Duct Insulation MF
Residential | Res ¦ Heat Pump Clothes Dryer | 2019 | Technical | MW | After Competition Groups | 9.6238 | 0 | 0 | 1361.752 | 0.0070672 | 30 | Residential_2019_Technical_MW_After Competition Groups_30 | Heat Pump Clothes Dryer | 0.7067% | 0 | 9.6238 | Residential_2019_Technical_MW_After Competition Groups_Heat Pump Clothes Dryer
Residential | Res ¦ Energy Star Clothes Washer | 2019 | Technical | MW | After Competition Groups | 9.2582 | 0 | 0 | 1361.752 | 0.0067987 | 31 | Residential_2019_Technical_MW_After Competition Groups_31 | Energy Star Clothes Washer | 0.6799% | 0 | 9.2582 | Residential_2019_Technical_MW_After Competition Groups_Energy Star Clothes Washer
Residential | Res ¦ INTEGRAL LED TROFFERS | 2019 | Technical | MW | After Competition Groups | 8.1708 | 0 | 0 | 1361.752 | 0.0060002 | 32 | Residential_2019_Technical_MW_After Competition Groups_32 | INTEGRAL LED TROFFERS | 0.6% | 0 | 8.1708 | Residential_2019_Technical_MW_After Competition Groups_INTEGRAL LED TROFFERS
Residential | Res ¦ Energy Star Windows | 2019 | Technical | MW | After Competition Groups | 7.6995 | 0 | 0 | 1361.752 | 0.0056541 | 33 | Residential_2019_Technical_MW_After Competition Groups_33 | Energy Star Windows | 0.5654% | 0 | 7.6995 | Residential_2019_Technical_MW_After Competition Groups_Energy Star Windows
Residential | Res ¦ Furnace with ECM | 2019 | Technical | MW | After Competition Groups | 7.2913 | 0 | 0 | 1361.752 | 0.0053543 | 34 | Residential_2019_Technical_MW_After Competition Groups_34 | Furnace with ECM | 0.5354% | 0 | 7.2913 | Residential_2019_Technical_MW_After Competition Groups_Furnace with ECM
Residential | Res ¦ Minimize Hot and Warm Clothes Wash | 2019 | Technical | MW | After Competition Groups | 5.5036 | 0 | 0 | 1361.752 | 0.0040416 | 35 | Residential_2019_Technical_MW_After Competition Groups_35 | Minimize Hot and Warm Clothes Wash | 0.4042% | 0 | 5.5036 | Residential_2019_Technical_MW_After Competition Groups_Minimize Hot and Warm Clothes Wash
Residential | Res ¦ Lighting Motion Sensors, Timers, Dimmers | 2019 | Technical | MW | After Competition Groups | 4.7633 | 0 | 0 | 1361.752 | 0.0034979 | 36 | Residential_2019_Technical_MW_After Competition Groups_36 | Lighting Motion Sensors, Timers, Dimmers | 0.3498% | 0 | 4.7633 | Residential_2019_Technical_MW_After Competition Groups_Lighting Motion Sensors, Timers, Dimmers
Residential | Res ¦ Passive Attic Ventilation | 2019 | Technical | MW | After Competition Groups | 4.7077 | 0 | 0 | 1361.752 | 0.0034571 | 37 | Residential_2019_Technical_MW_After Competition Groups_37 | Passive Attic Ventilation | 0.3457% | 0 | 4.7077 | Residential_2019_Technical_MW_After Competition Groups_Passive Attic Ventilation
Residential | Res ¦ Energy Star Light Fixture | 2019 | Technical | MW | After Competition Groups | 4.0094 | 0 | 0 | 1361.752 | 0.0029443 | 38 | Residential_2019_Technical_MW_After Competition Groups_38 | Energy Star Light Fixture | 0.2944% | 0 | 4.0094 | Residential_2019_Technical_MW_After Competition Groups_Energy Star Light Fixture
Residential | Res ¦ Early Hot Water Heater Replacement | 2019 | Technical | MW | After Competition Groups | 3.5717 | 0 | 0 | 1361.752 | 0.0026229 | 39 | Residential_2019_Technical_MW_After Competition Groups_39 | Early Hot Water Heater Replacement | 0.2623% | 0 | 3.5717 | Residential_2019_Technical_MW_After Competition Groups_Early Hot Water Heater Replacement
Residential | Res ¦ Air Source Heat Pump Maintenance | 2019 | Technical | MW | After Competition Groups | 3.1645 | 0 | 0 | 1361.752 | 0.0023238 | 40 | Residential_2019_Technical_MW_After Competition Groups_40 | Air Source Heat Pump Maintenance | 0.2324% | 0 | 3.1645 | Residential_2019_Technical_MW_After Competition Groups_Air Source Heat Pump Maintenance
Residential | Res ¦ Outside Air Economizer | 2019 | Technical | MW | After Competition Groups | 2.7381 | 0 | 0 | 1361.752 | 0.0020107 | 41 | Residential_2019_Technical_MW_After Competition Groups_41 | Outside Air Economizer | 0.2011% | 0 | 2.7381 | Residential_2019_Technical_MW_After Competition Groups_Outside Air Economizer
Residential | Res ¦ Demand Control Ventilation | 2019 | Technical | MW | After Competition Groups | 2.4953 | 0 | 0 | 1361.752 | 0.0018324 | 42 | Residential_2019_Technical_MW_After Competition Groups_42 | Demand Control Ventilation | 0.1832% | 0 | 2.4953 | Residential_2019_Technical_MW_After Competition Groups_Demand Control Ventilation
Residential | Res ¦ Drain Water Heat Recovery | 2019 | Technical | MW | After Competition Groups | 2.399 | 0 | 0 | 1361.752 | 0.0017617 | 43 | Residential_2019_Technical_MW_After Competition Groups_43 | Drain Water Heat Recovery | 0.1762% | 0 | 2.399 | Residential_2019_Technical_MW_After Competition Groups_Drain Water Heat Recovery
Residential | Res ¦ Furnace Whistle | 2019 | Technical | MW | After Competition Groups | 2.3979 | 0 | 0 | 1361.752 | 0.0017609 | 44 | Residential_2019_Technical_MW_After Competition Groups_44 | Furnace Whistle | 0.1761% | 0 | 2.3979 | Residential_2019_Technical_MW_After Competition Groups_Furnace Whistle
Residential | Res ¦ Energy Star Torchiere | 2019 | Technical | MW | After Competition Groups | 2.2348 | 0 | 0 | 1361.752 | 0.0016412 | 45 | Residential_2019_Technical_MW_After Competition Groups_45 | Energy Star Torchiere | 0.1641% | 0 | 2.2348 | Residential_2019_Technical_MW_After Competition Groups_Energy Star Torchiere
Residential | Res ¦ Window Film | 2019 | Technical | MW | After Competition Groups | 2.2066 | 0 | 0 | 1361.752 | 0.0016204 | 46 | Residential_2019_Technical_MW_After Competition Groups_46 | Window Film | 0.162% | 0 | 2.2066 | Residential_2019_Technical_MW_After Competition Groups_Window Film
Residential | Res ¦ Comprehensive Draft Proofing | 2019 | Technical | MW | After Competition Groups | 2.0376 | 0 | 0 | 1361.752 | 0.0014963 | 47 | Residential_2019_Technical_MW_After Competition Groups_47 | Comprehensive Draft Proofing | 0.1496% | 0 | 2.0376 | Residential_2019_Technical_MW_After Competition Groups_Comprehensive Draft Proofing
Residential | Res ¦ Variable Frequency Drive (VFD) | 2019 | Technical | MW | After Competition Groups | 1.9763 | 0 | 0 | 1361.752 | 0.0014513 | 48 | Residential_2019_Technical_MW_After Competition Groups_48 | Variable Frequency Drive (VFD) | 0.1451% | 0 | 1.9763 | Residential_2019_Technical_MW_After Competition Groups_Variable Frequency Drive (VFD)
Residential | Res ¦ Home Energy Reports | 2019 | Technical | MW | After Competition Groups | 1.9644 | 0 | 0 | 1361.752 | 0.0014426 | 49 | Residential_2019_Technical_MW_After Competition Groups_49 | Home Energy Reports | 0.1443% | 0 | 1.9644 | Residential_2019_Technical_MW_After Competition Groups_Home Energy Reports
Residential | Res ¦ LED Downlight | 2019 | Technical | MW | After Competition Groups | 1.8535 | 0 | 0 | 1361.752 | 0.0013611 | 50 | Residential_2019_Technical_MW_After Competition Groups_50 | LED Downlight | 0.1361% | 0 | 1.8535 | Residential_2019_Technical_MW_After Competition Groups_LED Downlight
Residential | Res ¦ CO Sensors for parking garage exhaust fans | 2019 | Technical | MW | After Competition Groups | 1.7275 | 0 | 0 | 1361.752 | 0.0012686 | 51 | Residential_2019_Technical_MW_After Competition Groups_51 | CO Sensors for parking garage exhaust fans | 0.1269% | 0 | 1.7275 | Residential_2019_Technical_MW_After Competition Groups_CO Sensors for parking garage exhaust fans
Residential | Res ¦ DHW Recirculation Systems | 2019 | Technical | MW | After Competition Groups | 1.5517 | 0 | 0 | 1361.752 | 0.0011395 | 52 | Residential_2019_Technical_MW_After Competition Groups_52 | DHW Recirculation Systems | 0.1139% | 0 | 1.5517 | Residential_2019_Technical_MW_After Competition Groups_DHW Recirculation Systems
Residential | Res ¦ ENERGY STAR LED LAMPS (REFLECTOR LAMPs/MR16/PAR 16) | 2019 | Technical | MW | After Competition Groups | 1.5466 | 0 | 0 | 1361.752 | 0.0011358 | 53 | Residential_2019_Technical_MW_After Competition Groups_53 | ENERGY STAR LED LAMPS (REFLECTOR LAMPs/MR16/PAR 16) | 0.1136% | 0 | 1.5466 | Residential_2019_Technical_MW_After Competition Groups_ENERGY STAR LED LAMPS (REFLECTOR LAMPs/MR16/PAR 16)
Residential | Res ¦ Water Heater Temperature Setback | 2019 | Technical | MW | After Competition Groups | 1.2499 | 0 | 0 | 1361.752 | 0.00091788 | 54 | Residential_2019_Technical_MW_After Competition Groups_54 | Water Heater Temperature Setback | 0.09179% | 0 | 1.2499 | Residential_2019_Technical_MW_After Competition Groups_Water Heater Temperature Setback
Residential | Res ¦ Energy Star Freezer | 2019 | Technical | MW | After Competition Groups | 1.0967 | 0 | 0 | 1361.752 | 0.00080539 | 55 | Residential_2019_Technical_MW_After Competition Groups_55 | Energy Star Freezer | 0.08054% | 0 | 1.0967 | Residential_2019_Technical_MW_After Competition Groups_Energy Star Freezer
Residential | Res ¦ High Efficiency Chiller (avg of water and air cooled) | 2019 | Technical | MW | After Competition Groups | 0.90783 | 0 | 0 | 1361.752 | 0.00066666 | 56 | Residential_2019_Technical_MW_After Competition Groups_56 | High Efficiency Chiller (avg of water and air cooled) | 0.06667% | 0 | 0.90783 | Residential_2019_Technical_MW_After Competition Groups_High Efficiency Chiller (avg of water and air cooled)
Residential | Res ¦ Central Lighting Control System | 2019 | Technical | MW | After Competition Groups | 0.72465 | 0 | 0 | 1361.752 | 0.00053215 | 57 | Residential_2019_Technical_MW_After Competition Groups_57 | Central Lighting Control System | 0.05321% | 0 | 0.72465 | Residential_2019_Technical_MW_After Competition Groups_Central Lighting Control System
Residential | Res ¦ LED Parking Lot Fixture | 2019 | Technical | MW | After Competition Groups | 0.61898 | 0 | 0 | 1361.752 | 0.00045454 | 58 | Residential_2019_Technical_MW_After Competition Groups_58 | LED Parking Lot Fixture | 0.04545% | 0 | 0.61898 | Residential_2019_Technical_MW_After Competition Groups_LED Parking Lot Fixture
Residential | Res ¦ VFD on Pumps | 2019 | Technical | MW | After Competition Groups | 0.60775 | 0 | 0 | 1361.752 | 0.0004463 | 59 | Residential_2019_Technical_MW_After Competition Groups_59 | VFD on Pumps | 0.04463% | 0 | 0.60775 | Residential_2019_Technical_MW_After Competition Groups_VFD on Pumps
Residential | Res ¦ LED Tube Re-Lamp | 2019 | Technical | MW | After Competition Groups | 0.58827 | 0 | 0 | 1361.752 | 0.00043199 | 60 | Residential_2019_Technical_MW_After Competition Groups_60 | LED Tube Re-Lamp | 0.0432% | 0 | 0.58827 | Residential_2019_Technical_MW_After Competition Groups_LED Tube Re-Lamp
Residential | Res ¦ Heat Pump Water Heater | 2019 | Technical | MW | After Competition Groups | 0.55683 | 0 | 0 | 1361.752 | 0.00040891 | 61 | Residential_2019_Technical_MW_After Competition Groups_61 | Heat Pump Water Heater | 0.04089% | 0 | 0.55683 | Residential_2019_Technical_MW_After Competition Groups_Heat Pump Water Heater
Residential | Res ¦ Energy Star Ceiling Fan/Lighting | 2019 | Technical | MW | After Competition Groups | 0.49198 | 0 | 0 | 1361.752 | 0.00036129 | 62 | Residential_2019_Technical_MW_After Competition Groups_62 | Energy Star Ceiling Fan/Lighting | 0.03613% | 0 | 0.49198 | Residential_2019_Technical_MW_After Competition Groups_Energy Star Ceiling Fan/Lighting
Residential | Res ¦ ENERGY STAR LED Lamps (General Service Lamps) | 2019 | Technical | MW | After Competition Groups | 0.47661 | 0 | 0 | 1361.752 | 0.00035 | 63 | Residential_2019_Technical_MW_After Competition Groups_63 | ENERGY STAR LED Lamps (General Service Lamps) | 0.035% | 0 | 0.47661 | Residential_2019_Technical_MW_After Competition Groups_ENERGY STAR LED Lamps (General Service Lamps)
Residential | Res ¦ Heat Recovery Ventilator | 2019 | Technical | MW | After Competition Groups | 0.40029 | 0 | 0 | 1361.752 | 0.00029395 | 64 | Residential_2019_Technical_MW_After Competition Groups_64 | Heat Recovery Ventilator | 0.0294% | 0 | 0.40029 | Residential_2019_Technical_MW_After Competition Groups_Heat Recovery Ventilator
Residential | Res ¦ ECM MOTORS FOR HVAC APPLICATION (FAN-POWERED VAV BOX) | 2019 | Technical | MW | After Competition Groups | 0.28744 | 0 | 0 | 1361.752 | 0.00021108 | 65 | Residential_2019_Technical_MW_After Competition Groups_65 | ECM MOTORS FOR HVAC APPLICATION (FAN-POWERED VAV BOX) | 0.02111% | 0 | 0.28744 | Residential_2019_Technical_MW_After Competition Groups_ECM MOTORS FOR HVAC APPLICATION (FAN-POWERED VAV BOX)
Residential | Res ¦ LED Exterior Area Lights - LED Fixture (200W) | 2019 | Technical | MW | After Competition Groups | 0.28553 | 0 | 0 | 1361.752 | 0.00020968 | 66 | Residential_2019_Technical_MW_After Competition Groups_66 | LED Exterior Area Lights - LED Fixture (200W) | 0.02097% | 0 | 0.28553 | Residential_2019_Technical_MW_After Competition Groups_LED Exterior Area Lights - LED Fixture (200W)
Residential | Res ¦ Energy Star Dishwasher | 2019 | Technical | MW | After Competition Groups | 0.27834 | 0 | 0 | 1361.752 | 0.0002044 | 67 | Residential_2019_Technical_MW_After Competition Groups_67 | Energy Star Dishwasher | 0.02044% | 0 | 0.27834 | Residential_2019_Technical_MW_After Competition Groups_Energy Star Dishwasher
Residential | Res ¦ HVAC Optimization | 2019 | Technical | MW | After Competition Groups | 0.22741 | 0 | 0 | 1361.752 | 0.000167 | 68 | Residential_2019_Technical_MW_After Competition Groups_68 | HVAC Optimization | 0.0167% | 0 | 0.22741 | Residential_2019_Technical_MW_After Competition Groups_HVAC Optimization
Residential | Res ¦ Wall Insulation MF | 2019 | Technical | MW | After Competition Groups | 0.19691 | 0 | 0 | 1361.752 | 0.0001446 | 69 | Residential_2019_Technical_MW_After Competition Groups_69 | Wall Insulation MF | 0.01446% | 0 | 0.19691 | Residential_2019_Technical_MW_After Competition Groups_Wall Insulation MF
Residential | Res ¦ Condensing Make Up Air Unit | 2019 | Technical | MW | After Competition Groups | 0.16865 | 0 | 0 | 1361.752 | 0.00012385 | 70 | Residential_2019_Technical_MW_After Competition Groups_70 | Condensing Make Up Air Unit | 0.01238% | 0 | 0.16865 | Residential_2019_Technical_MW_After Competition Groups_Condensing Make Up Air Unit
Residential | Res ¦ Beverage Vending Machine Controls | 2019 | Technical | MW | After Competition Groups | 0.13972 | 0 | 0 | 1361.752 | 0.0001026 | 71 | Residential_2019_Technical_MW_After Competition Groups_71 | Beverage Vending Machine Controls | 0.01026% | 0 | 0.13972 | Residential_2019_Technical_MW_After Competition Groups_Beverage Vending Machine Controls
Residential | Res ¦ Solar Powered Attic Fan | 2019 | Technical | MW | After Competition Groups | 0.12587 | 0 | 0 | 1361.752 | 9.2429e-05 | 72 | Residential_2019_Technical_MW_After Competition Groups_72 | Solar Powered Attic Fan | 0.009243% | 0 | 0.12587 | Residential_2019_Technical_MW_After Competition Groups_Solar Powered Attic Fan
Residential | Res ¦ LED Recessed Downlights | 2019 | Technical | MW | After Competition Groups | 0.044103 | 0 | 0 | 1361.752 | 3.2387e-05 | 73 | Residential_2019_Technical_MW_After Competition Groups_73 | LED Recessed Downlights | 0.003239% | 0 | 0.044103 | Residential_2019_Technical_MW_After Competition Groups_LED Recessed Downlights
Residential | Res ¦ LED High Bay Fixture | 2019 | Technical | MW | After Competition Groups | 0.037688 | 0 | 0 | 1361.752 | 2.7676e-05 | 74 | Residential_2019_Technical_MW_After Competition Groups_74 | LED High Bay Fixture | 0.002768% | 0 | 0.037688 | Residential_2019_Technical_MW_After Competition Groups_LED High Bay Fixture
Residential | Res ¦ Tankless Water Heater | 2019 | Technical | MW | After Competition Groups | 0.030415 | 0 | 0 | 1361.752 | 2.2335e-05 | 75 | Residential_2019_Technical_MW_After Competition Groups_75 | Tankless Water Heater | 0.002233% | 0 | 0.030415 | Residential_2019_Technical_MW_After Competition Groups_Tankless Water Heater
Residential | Res ¦ Chilled Water Optimization | 2019 | Technical | MW | After Competition Groups | 0.023969 | 0 | 0 | 1361.752 | 1.7602e-05 | 76 | Residential_2019_Technical_MW_After Competition Groups_76 | Chilled Water Optimization | 0.00176% | 0 | 0.023969 | Residential_2019_Technical_MW_After Competition Groups_Chilled Water Optimization
Residential | Res ¦ Radiant Barrier | 2019 | Technical | MW | After Competition Groups | 0.015201 | 0 | 0 | 1361.752 | 1.1163e-05 | 77 | Residential_2019_Technical_MW_After Competition Groups_77 | Radiant Barrier | 0.001116% | 0 | 0.015201 | Residential_2019_Technical_MW_After Competition Groups_Radiant Barrier
Residential | Res ¦ Solar Water Preheat (Pools/DHW) | 2019 | Technical | MW | After Competition Groups | 0.00080526 | 0 | 0 | 1361.752 | 5.9134e-07 | 78 | Residential_2019_Technical_MW_After Competition Groups_78 | Solar Water Preheat (Pools/DHW) | 5.913e-05% | 0 | 0.00080526 | Residential_2019_Technical_MW_After Competition Groups_Solar Water Preheat (Pools/DHW)
Residential | Res ¦ Photocell Controls (Outdoor) | 2019 | Technical | MW | After Competition Groups | 8.8347e-05 | 0 | 0 | 1361.752 | 6.4877e-08 | 79 | Residential_2019_Technical_MW_After Competition Groups_79 | Photocell Controls (Outdoor) | 6.488e-06% | 0 | 8.8347e-05 | Residential_2019_Technical_MW_After Competition Groups_Photocell Controls (Outdoor)
Residential | Res ¦ Energy Star A Line, PAR, MR Lamps | 2019 | Technical | MW | After Competition Groups | 0 | 0 | 0 | 1361.752 | 0 | 80 | Residential_2019_Technical_MW_After Competition Groups_80 | Energy Star A Line, PAR, MR Lamps | 0% | 0 | 0 | Residential_2019_Technical_MW_After Competition Groups_Energy Star A Line, PAR, MR Lamps
Residential | Res ¦ Adaptive Thermostat | 2020 | Economic | MW | After Competition Groups | 184.4517 | 0 | 0 | 806.5326 | 0.2287 | 1 | Residential_2020_Economic_MW_After Competition Groups_1 | Adaptive Thermostat | 22.87% | 0 | 184.4517 | Residential_2020_Economic_MW_After Competition Groups_Adaptive Thermostat
Residential | Res ¦ Building Recommissioning, Operations and Maintenance (O&M) Improvements | 2020 | Economic | MW | After Competition Groups | 95.4766 | 0 | 0 | 806.5326 | 0.11838 | 2 | Residential_2020_Economic_MW_After Competition Groups_2 | Building Recommissioning, Operations and Maintenance (O&M) Improvements | 11.84% | 0 | 95.4766 | Residential_2020_Economic_MW_After Competition Groups_Building Recommissioning, Operations and Maintenance (O&M) Improvements
Residential | Res ¦ Basement Wall Insulation | 2020 | Economic | MW | After Competition Groups | 88.0635 | 0 | 0 | 806.5326 | 0.10919 | 3 | Residential_2020_Economic_MW_After Competition Groups_3 | Basement Wall Insulation | 10.92% | 0 | 88.0635 | Residential_2020_Economic_MW_After Competition Groups_Basement Wall Insulation
Residential | Res ¦ Variable Speed Pool Pump Motor | 2020 | Economic | MW | After Competition Groups | 68.198 | 0 | 0 | 806.5326 | 0.084557 | 4 | Residential_2020_Economic_MW_After Competition Groups_4 | Variable Speed Pool Pump Motor | 8.456% | 0 | 68.198 | Residential_2020_Economic_MW_After Competition Groups_Variable Speed Pool Pump Motor
Residential | Res ¦ Attic Insulation | 2020 | Economic | MW | After Competition Groups | 67.9353 | 0 | 0 | 806.5326 | 0.084231 | 5 | Residential_2020_Economic_MW_After Competition Groups_5 | Attic Insulation | 8.423% | 0 | 67.9353 | Residential_2020_Economic_MW_After Competition Groups_Attic Insulation
Residential | Res ¦ Energy Star LED Bulbs General Purpose LEDs | 2020 | Economic | MW | After Competition Groups | 61.4876 | 0 | 0 | 806.5326 | 0.076237 | 6 | Residential_2020_Economic_MW_After Competition Groups_6 | Energy Star LED Bulbs General Purpose LEDs | 7.624% | 0 | 61.4876 | Residential_2020_Economic_MW_After Competition Groups_Energy Star LED Bulbs General Purpose LEDs
Residential | Res ¦ Ductless Mini-Split Heat Pump | 2020 | Economic | MW | After Competition Groups | 33.4847 | 0 | 0 | 806.5326 | 0.041517 | 7 | Residential_2020_Economic_MW_After Competition Groups_7 | Ductless Mini-Split Heat Pump | 4.152% | 0 | 33.4847 | Residential_2020_Economic_MW_After Competition Groups_Ductless Mini-Split Heat Pump
Residential | Res ¦ Energy Star Air Source Heat Pump | 2020 | Economic | MW | After Competition Groups | 19.1217 | 0 | 0 | 806.5326 | 0.023709 | 8 | Residential_2020_Economic_MW_After Competition Groups_8 | Energy Star Air Source Heat Pump | 2.371% | 0 | 19.1217 | Residential_2020_Economic_MW_After Competition Groups_Energy Star Air Source Heat Pump
Residential | Res ¦ Air Sealing | 2020 | Economic | MW | After Competition Groups | 18.7321 | 0 | 0 | 806.5326 | 0.023225 | 9 | Residential_2020_Economic_MW_After Competition Groups_9 | Air Sealing | 2.323% | 0 | 18.7321 | Residential_2020_Economic_MW_After Competition Groups_Air Sealing
Residential | Res ¦ Energy Star Clothes Washer | 2020 | Economic | MW | After Competition Groups | 17.9021 | 0 | 0 | 806.5326 | 0.022196 | 10 | Residential_2020_Economic_MW_After Competition Groups_10 | Energy Star Clothes Washer | 2.22% | 0 | 17.9021 | Residential_2020_Economic_MW_After Competition Groups_Energy Star Clothes Washer
Residential | Res ¦ Floor Insulation | 2020 | Economic | MW | After Competition Groups | 17.8049 | 0 | 0 | 806.5326 | 0.022076 | 11 | Residential_2020_Economic_MW_After Competition Groups_11 | Floor Insulation | 2.208% | 0 | 17.8049 | Residential_2020_Economic_MW_After Competition Groups_Floor Insulation
Residential | Res ¦ Duct Insulation | 2020 | Economic | MW | After Competition Groups | 15.284 | 0 | 0 | 806.5326 | 0.01895 | 12 | Residential_2020_Economic_MW_After Competition Groups_12 | Duct Insulation | 1.895% | 0 | 15.284 | Residential_2020_Economic_MW_After Competition Groups_Duct Insulation
Residential | Res ¦ Energy Star Room Air Conditioner | 2020 | Economic | MW | After Competition Groups | 14.7929 | 0 | 0 | 806.5326 | 0.018341 | 13 | Residential_2020_Economic_MW_After Competition Groups_13 | Energy Star Room Air Conditioner | 1.834% | 0 | 14.7929 | Residential_2020_Economic_MW_After Competition Groups_Energy Star Room Air Conditioner
Residential | Res ¦ Occupancy Sensors MF | 2020 | Economic | MW | After Competition Groups | 14.2549 | 0 | 0 | 806.5326 | 0.017674 | 14 | Residential_2020_Economic_MW_After Competition Groups_14 | Occupancy Sensors MF | 1.767% | 0 | 14.2549 | Residential_2020_Economic_MW_After Competition Groups_Occupancy Sensors MF
Residential | Res ¦ Advanced BAS/Controllers | 2020 | Economic | MW | After Competition Groups | 13.9741 | 0 | 0 | 806.5326 | 0.017326 | 15 | Residential_2020_Economic_MW_After Competition Groups_15 | Advanced BAS/Controllers | 1.733% | 0 | 13.9741 | Residential_2020_Economic_MW_After Competition Groups_Advanced BAS/Controllers
Residential | Res ¦ Clothes Drying Racks | 2020 | Economic | MW | After Competition Groups | 12.9316 | 0 | 0 | 806.5326 | 0.016034 | 16 | Residential_2020_Economic_MW_After Competition Groups_16 | Clothes Drying Racks | 1.603% | 0 | 12.9316 | Residential_2020_Economic_MW_After Competition Groups_Clothes Drying Racks
Residential | Res ¦ Refrigerator Recycling | 2020 | Economic | MW | After Competition Groups | 10.9586 | 0 | 0 | 806.5326 | 0.013587 | 17 | Residential_2020_Economic_MW_After Competition Groups_17 | Refrigerator Recycling | 1.359% | 0 | 10.9586 | Residential_2020_Economic_MW_After Competition Groups_Refrigerator Recycling
Residential | Res ¦ Freezer Recycling | 2020 | Economic | MW | After Competition Groups | 10.2089 | 0 | 0 | 806.5326 | 0.012658 | 18 | Residential_2020_Economic_MW_After Competition Groups_18 | Freezer Recycling | 1.266% | 0 | 10.2089 | Residential_2020_Economic_MW_After Competition Groups_Freezer Recycling
Residential | Res ¦ Duct Insulation MF | 2020 | Economic | MW | After Competition Groups | 6.8667 | 0 | 0 | 806.5326 | 0.0085138 | 19 | Residential_2020_Economic_MW_After Competition Groups_19 | Duct Insulation MF | 0.8514% | 0 | 6.8667 | Residential_2020_Economic_MW_After Competition Groups_Duct Insulation MF
Residential | Res ¦ Minimize Hot and Warm Clothes Wash | 2020 | Economic | MW | After Competition Groups | 5.4167 | 0 | 0 | 806.5326 | 0.006716 | 20 | Residential_2020_Economic_MW_After Competition Groups_20 | Minimize Hot and Warm Clothes Wash | 0.6716% | 0 | 5.4167 | Residential_2020_Economic_MW_After Competition Groups_Minimize Hot and Warm Clothes Wash
Residential | Res ¦ Energy Star Torchiere | 2020 | Economic | MW | After Competition Groups | 4.1891 | 0 | 0 | 806.5326 | 0.005194 | 21 | Residential_2020_Economic_MW_After Competition Groups_21 | Energy Star Torchiere | 0.5194% | 0 | 4.1891 | Residential_2020_Economic_MW_After Competition Groups_Energy Star Torchiere
Residential | Res ¦ Outside Air Economizer | 2020 | Economic | MW | After Competition Groups | 2.7921 | 0 | 0 | 806.5326 | 0.0034619 | 22 | Residential_2020_Economic_MW_After Competition Groups_22 | Outside Air Economizer | 0.3462% | 0 | 2.7921 | Residential_2020_Economic_MW_After Competition Groups_Outside Air Economizer
Residential | Res ¦ Demand Control Ventilation | 2020 | Economic | MW | After Competition Groups | 2.4559 | 0 | 0 | 806.5326 | 0.003045 | 23 | Residential_2020_Economic_MW_After Competition Groups_23 | Demand Control Ventilation | 0.3045% | 0 | 2.4559 | Residential_2020_Economic_MW_After Competition Groups_Demand Control Ventilation
Residential | Res ¦ Furnace Whistle | 2020 | Economic | MW | After Competition Groups | 2.36 | 0 | 0 | 806.5326 | 0.0029261 | 24 | Residential_2020_Economic_MW_After Competition Groups_24 | Furnace Whistle | 0.2926% | 0 | 2.36 | Residential_2020_Economic_MW_After Competition Groups_Furnace Whistle
Residential | Res ¦ Comprehensive Draft Proofing | 2020 | Economic | MW | After Competition Groups | 2.0054 | 0 | 0 | 806.5326 | 0.0024865 | 25 | Residential_2020_Economic_MW_After Competition Groups_25 | Comprehensive Draft Proofing | 0.2486% | 0 | 2.0054 | Residential_2020_Economic_MW_After Competition Groups_Comprehensive Draft Proofing
Residential | Res ¦ Variable Frequency Drive (VFD) | 2020 | Economic | MW | After Competition Groups | 1.9451 | 0 | 0 | 806.5326 | 0.0024117 | 26 | Residential_2020_Economic_MW_After Competition Groups_26 | Variable Frequency Drive (VFD) | 0.2412% | 0 | 1.9451 | Residential_2020_Economic_MW_After Competition Groups_Variable Frequency Drive (VFD)
Residential | Res ¦ High Efficiency Chiller (avg of water and air cooled) | 2020 | Economic | MW | After Competition Groups | 1.7964 | 0 | 0 | 806.5326 | 0.0022273 | 27 | Residential_2020_Economic_MW_After Competition Groups_27 | High Efficiency Chiller (avg of water and air cooled) | 0.2227% | 0 | 1.7964 | Residential_2020_Economic_MW_After Competition Groups_High Efficiency Chiller (avg of water and air cooled)
Residential | Res ¦ ENERGY STAR LED LAMPS (REFLECTOR LAMPs/MR16/PAR 16) | 2020 | Economic | MW | After Competition Groups | 1.7812 | 0 | 0 | 806.5326 | 0.0022085 | 28 | Residential_2020_Economic_MW_After Competition Groups_28 | ENERGY STAR LED LAMPS (REFLECTOR LAMPs/MR16/PAR 16) | 0.2209% | 0 | 1.7812 | Residential_2020_Economic_MW_After Competition Groups_ENERGY STAR LED LAMPS (REFLECTOR LAMPs/MR16/PAR 16)
Residential | Res ¦ CO Sensors for parking garage exhaust fans | 2020 | Economic | MW | After Competition Groups | 1.7616 | 0 | 0 | 806.5326 | 0.0021842 | 29 | Residential_2020_Economic_MW_After Competition Groups_29 | CO Sensors for parking garage exhaust fans | 0.2184% | 0 | 1.7616 | Residential_2020_Economic_MW_After Competition Groups_CO Sensors for parking garage exhaust fans
Residential | Res ¦ Energy Star Light Fixture | 2020 | Economic | MW | After Competition Groups | 1.5764 | 0 | 0 | 806.5326 | 0.0019545 | 30 | Residential_2020_Economic_MW_After Competition Groups_30 | Energy Star Light Fixture | 0.1955% | 0 | 1.5764 | Residential_2020_Economic_MW_After Competition Groups_Energy Star Light Fixture
Residential | Res ¦ Water Heater Temperature Setback | 2020 | Economic | MW | After Competition Groups | 1.2302 | 0 | 0 | 806.5326 | 0.0015253 | 31 | Residential_2020_Economic_MW_After Competition Groups_31 | Water Heater Temperature Setback | 0.1525% | 0 | 1.2302 | Residential_2020_Economic_MW_After Competition Groups_Water Heater Temperature Setback
Residential | Res ¦ LED Tube Re-Lamp | 2020 | Economic | MW | After Competition Groups | 1.1017 | 0 | 0 | 806.5326 | 0.001366 | 32 | Residential_2020_Economic_MW_After Competition Groups_32 | LED Tube Re-Lamp | 0.1366% | 0 | 1.1017 | Residential_2020_Economic_MW_After Competition Groups_LED Tube Re-Lamp
Residential | Res ¦ Heat Recovery Ventilator | 2020 | Economic | MW | After Competition Groups | 0.77787 | 0 | 0 | 806.5326 | 0.00096446 | 33 | Residential_2020_Economic_MW_After Competition Groups_33 | Heat Recovery Ventilator | 0.09645% | 0 | 0.77787 | Residential_2020_Economic_MW_After Competition Groups_Heat Recovery Ventilator
Residential | Res ¦ LED Parking Lot Fixture | 2020 | Economic | MW | After Competition Groups | 0.70153 | 0 | 0 | 806.5326 | 0.00086981 | 34 | Residential_2020_Economic_MW_After Competition Groups_34 | LED Parking Lot Fixture | 0.08698% | 0 | 0.70153 | Residential_2020_Economic_MW_After Competition Groups_LED Parking Lot Fixture
Residential | Res ¦ VFD on Pumps | 2020 | Economic | MW | After Competition Groups | 0.59814 | 0 | 0 | 806.5326 | 0.00074162 | 35 | Residential_2020_Economic_MW_After Competition Groups_35 | VFD on Pumps | 0.07416% | 0 | 0.59814 | Residential_2020_Economic_MW_After Competition Groups_VFD on Pumps
Residential | Res ¦ ENERGY STAR LED Lamps (General Service Lamps) | 2020 | Economic | MW | After Competition Groups | 0.55639 | 0 | 0 | 806.5326 | 0.00068986 | 36 | Residential_2020_Economic_MW_After Competition Groups_36 | ENERGY STAR LED Lamps (General Service Lamps) | 0.06899% | 0 | 0.55639 | Residential_2020_Economic_MW_After Competition Groups_ENERGY STAR LED Lamps (General Service Lamps)
Residential | Res ¦ Condensing Make Up Air Unit | 2020 | Economic | MW | After Competition Groups | 0.33235 | 0 | 0 | 806.5326 | 0.00041208 | 37 | Residential_2020_Economic_MW_After Competition Groups_37 | Condensing Make Up Air Unit | 0.04121% | 0 | 0.33235 | Residential_2020_Economic_MW_After Competition Groups_Condensing Make Up Air Unit
Residential | Res ¦ LED Exterior Area Lights - LED Fixture (200W) | 2020 | Economic | MW | After Competition Groups | 0.31952 | 0 | 0 | 806.5326 | 0.00039617 | 38 | Residential_2020_Economic_MW_After Competition Groups_38 | LED Exterior Area Lights - LED Fixture (200W) | 0.03962% | 0 | 0.31952 | Residential_2020_Economic_MW_After Competition Groups_LED Exterior Area Lights - LED Fixture (200W)
Residential | Res ¦ ECM MOTORS FOR HVAC APPLICATION (FAN-POWERED VAV BOX) | 2020 | Economic | MW | After Competition Groups | 0.29304 | 0 | 0 | 806.5326 | 0.00036333 | 39 | Residential_2020_Economic_MW_After Competition Groups_39 | ECM MOTORS FOR HVAC APPLICATION (FAN-POWERED VAV BOX) | 0.03633% | 0 | 0.29304 | Residential_2020_Economic_MW_After Competition Groups_ECM MOTORS FOR HVAC APPLICATION (FAN-POWERED VAV BOX)