Commercial | Com ¦ VSD Air Compressor | 2035 | Economic | MW | After Competition Groups | 0.036962 | 0 | 0 | 1932.8986 | 1.9122e-05 | 70 | Commercial_2035_Economic_MW_After Competition Groups_70 | VSD Air Compressor | 0.001912% | 0 | 0.036962 | Commercial_2035_Economic_MW_After Competition Groups_VSD Air Compressor
Commercial | Com ¦ EC Plug Fan for Data Center (under cabinet) | 2035 | Economic | MW | After Competition Groups | 0.011211 | 0 | 0 | 1932.8986 | 5.7999e-06 | 71 | Commercial_2035_Economic_MW_After Competition Groups_71 | EC Plug Fan for Data Center (under cabinet) | 0.00058% | 0 | 0.011211 | Commercial_2035_Economic_MW_After Competition Groups_EC Plug Fan for Data Center (under cabinet)
Commercial | Com ¦ Air Curtains | 2035 | Economic | MW | After Competition Groups | 0.007657 | 0 | 0 | 1932.8986 | 3.9614e-06 | 72 | Commercial_2035_Economic_MW_After Competition Groups_72 | Air Curtains | 0.0003961% | 0 | 0.007657 | Commercial_2035_Economic_MW_After Competition Groups_Air Curtains
Commercial | Com ¦ Electric Convection Combination Ovens | 2035 | Economic | MW | After Competition Groups | 0.00046301 | 0 | 0 | 1932.8986 | 2.3954e-07 | 73 | Commercial_2035_Economic_MW_After Competition Groups_73 | Electric Convection Combination Ovens | 2.395e-05% | 0 | 0.00046301 | Commercial_2035_Economic_MW_After Competition Groups_Electric Convection Combination Ovens
Commercial | Com ¦ Indoor Daylight Sensors/Photocell Dimming Control | 2035 | Economic | MW | After Competition Groups | 0 | 0 | 0 | 1932.8986 | 0 | 74 | Commercial_2035_Economic_MW_After Competition Groups_74 | Indoor Daylight Sensors/Photocell Dimming Control | 0% | 0 | 0 | Commercial_2035_Economic_MW_After Competition Groups_Indoor Daylight Sensors/Photocell Dimming Control
Commercial | Com ¦ Variable Refrigerant Flow Heat Pump | 2035 | Economic | MW | After Competition Groups | 0 | 0 | 0 | 1932.8986 | 0 | 75 | Commercial_2035_Economic_MW_After Competition Groups_75 | Variable Refrigerant Flow Heat Pump | 0% | 0 | 0 | Commercial_2035_Economic_MW_After Competition Groups_Variable Refrigerant Flow Heat Pump
Commercial | Com ¦ LED Low/High Bay | 2035 | SC A | MW | After Competition Groups | 158.3459 | 0 | 0 | 1142.6212 | 0.13858 | 1 | Commercial_2035_SC A_MW_After Competition Groups_1 | LED Low/High Bay | 13.86% | 0 | 158.3459 | Commercial_2035_SC A_MW_After Competition Groups_LED Low/High Bay
Commercial | Com ¦ LED Troffer/Surface/Suspended | 2035 | SC A | MW | After Competition Groups | 130.97 | 0 | 0 | 1142.6212 | 0.11462 | 2 | Commercial_2035_SC A_MW_After Competition Groups_2 | LED Troffer/Surface/Suspended | 11.46% | 0 | 130.97 | Commercial_2035_SC A_MW_After Competition Groups_LED Troffer/Surface/Suspended
Commercial | Com ¦ ENERGY STAR LED LAMPS (REFLECTOR LAMPs/MR16/PAR 16) | 2035 | SC A | MW | After Competition Groups | 126.6581 | 0 | 0 | 1142.6212 | 0.11085 | 3 | Commercial_2035_SC A_MW_After Competition Groups_3 | ENERGY STAR LED LAMPS (REFLECTOR LAMPs/MR16/PAR 16) | 11.08% | 0 | 126.6581 | Commercial_2035_SC A_MW_After Competition Groups_ENERGY STAR LED LAMPS (REFLECTOR LAMPs/MR16/PAR 16)
Commercial | Com ¦ LED Replacement Lamp (Tube) | 2035 | SC A | MW | After Competition Groups | 82.8798 | 0 | 0 | 1142.6212 | 0.072535 | 4 | Commercial_2035_SC A_MW_After Competition Groups_4 | LED Replacement Lamp (Tube) | 7.253% | 0 | 82.8798 | Commercial_2035_SC A_MW_After Competition Groups_LED Replacement Lamp (Tube)
Commercial | Com ¦ High Efficiency Air Source Heat Pump | 2035 | SC A | MW | After Competition Groups | 82.6196 | 0 | 0 | 1142.6212 | 0.072307 | 5 | Commercial_2035_SC A_MW_After Competition Groups_5 | High Efficiency Air Source Heat Pump | 7.231% | 0 | 82.6196 | Commercial_2035_SC A_MW_After Competition Groups_High Efficiency Air Source Heat Pump
Commercial | Com ¦ Building Recommissioning, Operations and Maintenance (O&M) Improvements | 2035 | SC A | MW | After Competition Groups | 79.38 | 0 | 0 | 1142.6212 | 0.069472 | 6 | Commercial_2035_SC A_MW_After Competition Groups_6 | Building Recommissioning, Operations and Maintenance (O&M) Improvements | 6.947% | 0 | 79.38 | Commercial_2035_SC A_MW_After Competition Groups_Building Recommissioning, Operations and Maintenance (O&M) Improvements
Commercial | Com ¦ Advanced BAS/Controllers | 2035 | SC A | MW | After Competition Groups | 41.2279 | 0 | 0 | 1142.6212 | 0.036082 | 7 | Commercial_2035_SC A_MW_After Competition Groups_7 | Advanced BAS/Controllers | 3.608% | 0 | 41.2279 | Commercial_2035_SC A_MW_After Competition Groups_Advanced BAS/Controllers
Commercial | Com ¦ Education and Capacity Building/Energy Behavior | 2035 | SC A | MW | After Competition Groups | 36.2149 | 0 | 0 | 1142.6212 | 0.031695 | 8 | Commercial_2035_SC A_MW_After Competition Groups_8 | Education and Capacity Building/Energy Behavior | 3.169% | 0 | 36.2149 | Commercial_2035_SC A_MW_After Competition Groups_Education and Capacity Building/Energy Behavior
Commercial | Com ¦ Reach-in Shaded Pole to ECM/PSC Evaporator Fan Motor | 2035 | SC A | MW | After Competition Groups | 28.7143 | 0 | 0 | 1142.6212 | 0.02513 | 9 | Commercial_2035_SC A_MW_After Competition Groups_9 | Reach-in Shaded Pole to ECM/PSC Evaporator Fan Motor | 2.513% | 0 | 28.7143 | Commercial_2035_SC A_MW_After Competition Groups_Reach-in Shaded Pole to ECM/PSC Evaporator Fan Motor
Commercial | Com ¦ Unitary Air-Conditioning Unit | 2035 | SC A | MW | After Competition Groups | 27.6755 | 0 | 0 | 1142.6212 | 0.024221 | 10 | Commercial_2035_SC A_MW_After Competition Groups_10 | Unitary Air-Conditioning Unit | 2.422% | 0 | 27.6755 | Commercial_2035_SC A_MW_After Competition Groups_Unitary Air-Conditioning Unit
Commercial | Com ¦ Adaptive Thermostats | 2035 | SC A | MW | After Competition Groups | 27.6553 | 0 | 0 | 1142.6212 | 0.024203 | 11 | Commercial_2035_SC A_MW_After Competition Groups_11 | Adaptive Thermostats | 2.42% | 0 | 27.6553 | Commercial_2035_SC A_MW_After Competition Groups_Adaptive Thermostats
Commercial | Com ¦ Data Center Storage/Server Virtualization | 2035 | SC A | MW | After Competition Groups | 27.5419 | 0 | 0 | 1142.6212 | 0.024104 | 12 | Commercial_2035_SC A_MW_After Competition Groups_12 | Data Center Storage/Server Virtualization | 2.41% | 0 | 27.5419 | Commercial_2035_SC A_MW_After Competition Groups_Data Center Storage/Server Virtualization
Commercial | Com ¦ Refrigerated Display Case Doors | 2035 | SC A | MW | After Competition Groups | 25.4068 | 0 | 0 | 1142.6212 | 0.022236 | 13 | Commercial_2035_SC A_MW_After Competition Groups_13 | Refrigerated Display Case Doors | 2.224% | 0 | 25.4068 | Commercial_2035_SC A_MW_After Competition Groups_Refrigerated Display Case Doors
Commercial | Com ¦ Strip Curtains | 2035 | SC A | MW | After Competition Groups | 24.3714 | 0 | 0 | 1142.6212 | 0.021329 | 14 | Commercial_2035_SC A_MW_After Competition Groups_14 | Strip Curtains | 2.133% | 0 | 24.3714 | Commercial_2035_SC A_MW_After Competition Groups_Strip Curtains
Commercial | Com ¦ Furnace Tune-Up | 2035 | SC A | MW | After Competition Groups | 20.8635 | 0 | 0 | 1142.6212 | 0.018259 | 15 | Commercial_2035_SC A_MW_After Competition Groups_15 | Furnace Tune-Up | 1.826% | 0 | 20.8635 | Commercial_2035_SC A_MW_After Competition Groups_Furnace Tune-Up
Commercial | Com ¦ LED or Equivalent Sign Lighting | 2035 | SC A | MW | After Competition Groups | 20.2736 | 0 | 0 | 1142.6212 | 0.017743 | 16 | Commercial_2035_SC A_MW_After Competition Groups_16 | LED or Equivalent Sign Lighting | 1.774% | 0 | 20.2736 | Commercial_2035_SC A_MW_After Competition Groups_LED or Equivalent Sign Lighting
Commercial | Com ¦ Centrally controlled desktop PC/NETWORK PC POWER MANAGEMENT SOFTWARE | 2035 | SC A | MW | After Competition Groups | 17.4385 | 0 | 0 | 1142.6212 | 0.015262 | 17 | Commercial_2035_SC A_MW_After Competition Groups_17 | Centrally controlled desktop PC/NETWORK PC POWER MANAGEMENT SOFTWARE | 1.526% | 0 | 17.4385 | Commercial_2035_SC A_MW_After Competition Groups_Centrally controlled desktop PC/NETWORK PC POWER MANAGEMENT SOFTWARE
Commercial | Com ¦ Demand Control Ventilation | 2035 | SC A | MW | After Competition Groups | 15.8728 | 0 | 0 | 1142.6212 | 0.013892 | 18 | Commercial_2035_SC A_MW_After Competition Groups_18 | Demand Control Ventilation | 1.389% | 0 | 15.8728 | Commercial_2035_SC A_MW_After Competition Groups_Demand Control Ventilation
Commercial | Com ¦ Chilled Water Optimization | 2035 | SC A | MW | After Competition Groups | 15.7059 | 0 | 0 | 1142.6212 | 0.013745 | 19 | Commercial_2035_SC A_MW_After Competition Groups_19 | Chilled Water Optimization | 1.375% | 0 | 15.7059 | Commercial_2035_SC A_MW_After Competition Groups_Chilled Water Optimization
Commercial | Com ¦ ENERGY STAR LED LAMPS (General Service Lamps) | 2035 | SC A | MW | After Competition Groups | 15.4233 | 0 | 0 | 1142.6212 | 0.013498 | 20 | Commercial_2035_SC A_MW_After Competition Groups_20 | ENERGY STAR LED LAMPS (General Service Lamps) | 1.35% | 0 | 15.4233 | Commercial_2035_SC A_MW_After Competition Groups_ENERGY STAR LED LAMPS (General Service Lamps)
Commercial | Com ¦ Variable Frequency Drive (VFD) | 2035 | SC A | MW | After Competition Groups | 14.6624 | 0 | 0 | 1142.6212 | 0.012832 | 21 | Commercial_2035_SC A_MW_After Competition Groups_21 | Variable Frequency Drive (VFD) | 1.283% | 0 | 14.6624 | Commercial_2035_SC A_MW_After Competition Groups_Variable Frequency Drive (VFD)
Commercial | Com ¦ VFD on Pumps | 2035 | SC A | MW | After Competition Groups | 13.6322 | 0 | 0 | 1142.6212 | 0.011931 | 22 | Commercial_2035_SC A_MW_After Competition Groups_22 | VFD on Pumps | 1.193% | 0 | 13.6322 | Commercial_2035_SC A_MW_After Competition Groups_VFD on Pumps
Commercial | Com ¦ Refrigerated Display Case LED | 2035 | SC A | MW | After Competition Groups | 9.7548 | 0 | 0 | 1142.6212 | 0.0085372 | 23 | Commercial_2035_SC A_MW_After Competition Groups_23 | Refrigerated Display Case LED | 0.8537% | 0 | 9.7548 | Commercial_2035_SC A_MW_After Competition Groups_Refrigerated Display Case LED
Commercial | Com ¦ ECM MOTORS FOR EVAPORATOR FANS for refrigeration (WALK-IN) | 2035 | SC A | MW | After Competition Groups | 7.5308 | 0 | 0 | 1142.6212 | 0.0065908 | 24 | Commercial_2035_SC A_MW_After Competition Groups_24 | ECM MOTORS FOR EVAPORATOR FANS for refrigeration (WALK-IN) | 0.6591% | 0 | 7.5308 | Commercial_2035_SC A_MW_After Competition Groups_ECM MOTORS FOR EVAPORATOR FANS for refrigeration (WALK-IN)
Commercial | Com ¦ Door Gasket Freezer/Refrigerator | 2035 | SC A | MW | After Competition Groups | 7.3957 | 0 | 0 | 1142.6212 | 0.0064726 | 25 | Commercial_2035_SC A_MW_After Competition Groups_25 | Door Gasket Freezer/Refrigerator | 0.6473% | 0 | 7.3957 | Commercial_2035_SC A_MW_After Competition Groups_Door Gasket Freezer/Refrigerator
Commercial | Com ¦ LED EXTERIOR AREA LIGHTS - LED fixture (200W) | 2035 | SC A | MW | After Competition Groups | 6.7888 | 0 | 0 | 1142.6212 | 0.0059415 | 26 | Commercial_2035_SC A_MW_After Competition Groups_26 | LED EXTERIOR AREA LIGHTS - LED fixture (200W) | 0.5941% | 0 | 6.7888 | Commercial_2035_SC A_MW_After Competition Groups_LED EXTERIOR AREA LIGHTS - LED fixture (200W)
Commercial | Com ¦ Demand Control Kitchen Ventilation | 2035 | SC A | MW | After Competition Groups | 6.7451 | 0 | 0 | 1142.6212 | 0.0059032 | 27 | Commercial_2035_SC A_MW_After Competition Groups_27 | Demand Control Kitchen Ventilation | 0.5903% | 0 | 6.7451 | Commercial_2035_SC A_MW_After Competition Groups_Demand Control Kitchen Ventilation
Commercial | Com ¦ Air Handler with Dedicated Outdoor Air Systems | 2035 | SC A | MW | After Competition Groups | 6.5795 | 0 | 0 | 1142.6212 | 0.0057583 | 28 | Commercial_2035_SC A_MW_After Competition Groups_28 | Air Handler with Dedicated Outdoor Air Systems | 0.5758% | 0 | 6.5795 | Commercial_2035_SC A_MW_After Competition Groups_Air Handler with Dedicated Outdoor Air Systems
Commercial | Com ¦ LED parking lot fixture | 2035 | SC A | MW | After Competition Groups | 6.5021 | 0 | 0 | 1142.6212 | 0.0056905 | 29 | Commercial_2035_SC A_MW_After Competition Groups_29 | LED parking lot fixture | 0.569% | 0 | 6.5021 | Commercial_2035_SC A_MW_After Competition Groups_LED parking lot fixture
Commercial | Com ¦ Evaporator Fan Controls | 2035 | SC A | MW | After Competition Groups | 6.3319 | 0 | 0 | 1142.6212 | 0.0055416 | 30 | Commercial_2035_SC A_MW_After Competition Groups_30 | Evaporator Fan Controls | 0.5542% | 0 | 6.3319 | Commercial_2035_SC A_MW_After Competition Groups_Evaporator Fan Controls
Commercial | Com ¦ Freezer Case Light Sensor | 2035 | SC A | MW | After Competition Groups | 5.3755 | 0 | 0 | 1142.6212 | 0.0047045 | 31 | Commercial_2035_SC A_MW_After Competition Groups_31 | Freezer Case Light Sensor | 0.4705% | 0 | 5.3755 | Commercial_2035_SC A_MW_After Competition Groups_Freezer Case Light Sensor
Commercial | Com ¦ ENERGY STAR Griddle (74% eff) | 2035 | SC A | MW | After Competition Groups | 5.3364 | 0 | 0 | 1142.6212 | 0.0046703 | 32 | Commercial_2035_SC A_MW_After Competition Groups_32 | ENERGY STAR Griddle (74% eff) | 0.467% | 0 | 5.3364 | Commercial_2035_SC A_MW_After Competition Groups_ENERGY STAR Griddle (74% eff)
Commercial | Com ¦ Occupancy Sensors | 2035 | SC A | MW | After Competition Groups | 4.7975 | 0 | 0 | 1142.6212 | 0.0041987 | 33 | Commercial_2035_SC A_MW_After Competition Groups_33 | Occupancy Sensors | 0.4199% | 0 | 4.7975 | Commercial_2035_SC A_MW_After Competition Groups_Occupancy Sensors
Commercial | Com ¦ LED street light fixture | 2035 | SC A | MW | After Competition Groups | 4.0947 | 0 | 0 | 1142.6212 | 0.0035836 | 34 | Commercial_2035_SC A_MW_After Competition Groups_34 | LED street light fixture | 0.3584% | 0 | 4.0947 | Commercial_2035_SC A_MW_After Competition Groups_LED street light fixture
Commercial | Com ¦ Water Source Heat Pump (4 ton) | 2035 | SC A | MW | After Competition Groups | 3.9315 | 0 | 0 | 1142.6212 | 0.0034408 | 35 | Commercial_2035_SC A_MW_After Competition Groups_35 | Water Source Heat Pump (4 ton) | 0.3441% | 0 | 3.9315 | Commercial_2035_SC A_MW_After Competition Groups_Water Source Heat Pump (4 ton)
Commercial | Com ¦ Duct Insulation, R8 | 2035 | SC A | MW | After Competition Groups | 3.7963 | 0 | 0 | 1142.6212 | 0.0033225 | 36 | Commercial_2035_SC A_MW_After Competition Groups_36 | Duct Insulation, R8 | 0.3322% | 0 | 3.7963 | Commercial_2035_SC A_MW_After Competition Groups_Duct Insulation, R8
Commercial | Com ¦ BEVERAGE VENDING MACHINE CONTROLS | 2035 | SC A | MW | After Competition Groups | 2.8272 | 0 | 0 | 1142.6212 | 0.0024743 | 37 | Commercial_2035_SC A_MW_After Competition Groups_37 | BEVERAGE VENDING MACHINE CONTROLS | 0.2474% | 0 | 2.8272 | Commercial_2035_SC A_MW_After Competition Groups_BEVERAGE VENDING MACHINE CONTROLS
Commercial | Com ¦ Elec Storage WH 2.30 Et | 2035 | SC A | MW | After Competition Groups | 2.5987 | 0 | 0 | 1142.6212 | 0.0022743 | 38 | Commercial_2035_SC A_MW_After Competition Groups_38 | Elec Storage WH 2.30 Et | 0.2274% | 0 | 2.5987 | Commercial_2035_SC A_MW_After Competition Groups_Elec Storage WH 2.30 Et
Commercial | Com ¦ Temperature Adjustment in Commercial Freezers | 2035 | SC A | MW | After Competition Groups | 2.3169 | 0 | 0 | 1142.6212 | 0.0020277 | 39 | Commercial_2035_SC A_MW_After Competition Groups_39 | Temperature Adjustment in Commercial Freezers | 0.2028% | 0 | 2.3169 | Commercial_2035_SC A_MW_After Competition Groups_Temperature Adjustment in Commercial Freezers
Commercial | Com ¦ CO Sensors for parking garage exhaust fans | 2035 | SC A | MW | After Competition Groups | 1.9083 | 0 | 0 | 1142.6212 | 0.0016701 | 40 | Commercial_2035_SC A_MW_After Competition Groups_40 | CO Sensors for parking garage exhaust fans | 0.167% | 0 | 1.9083 | Commercial_2035_SC A_MW_After Competition Groups_CO Sensors for parking garage exhaust fans
Commercial | Com ¦ Vertical Night Covers | 2035 | SC A | MW | After Competition Groups | 1.8788 | 0 | 0 | 1142.6212 | 0.0016443 | 41 | Commercial_2035_SC A_MW_After Competition Groups_41 | Vertical Night Covers | 0.1644% | 0 | 1.8788 | Commercial_2035_SC A_MW_After Competition Groups_Vertical Night Covers
Commercial | Com ¦ Energy Efficient Laboratory Fume Hood | 2035 | SC A | MW | After Competition Groups | 1.7309 | 0 | 0 | 1142.6212 | 0.0015149 | 42 | Commercial_2035_SC A_MW_After Competition Groups_42 | Energy Efficient Laboratory Fume Hood | 0.1515% | 0 | 1.7309 | Commercial_2035_SC A_MW_After Competition Groups_Energy Efficient Laboratory Fume Hood
Commercial | Com ¦ ENERGY STAR Fryer (84% eff) | 2035 | SC A | MW | After Competition Groups | 1.5862 | 0 | 0 | 1142.6212 | 0.0013882 | 43 | Commercial_2035_SC A_MW_After Competition Groups_43 | ENERGY STAR Fryer (84% eff) | 0.1388% | 0 | 1.5862 | Commercial_2035_SC A_MW_After Competition Groups_ENERGY STAR Fryer (84% eff)
Commercial | Com ¦ Outside Air Economizer | 2035 | SC A | MW | After Competition Groups | 1.5149 | 0 | 0 | 1142.6212 | 0.0013258 | 44 | Commercial_2035_SC A_MW_After Competition Groups_44 | Outside Air Economizer | 0.1326% | 0 | 1.5149 | Commercial_2035_SC A_MW_After Competition Groups_Outside Air Economizer
Commercial | Com ¦ Water Heating (DHW) Pipe Insulation (Add 3/4\ Foam)" | 2035 | SC A | MW | After Competition Groups | 1.4681 | 0 | 0 | 1142.6212 | 0.0012849 | 45 | Commercial_2035_SC A_MW_After Competition Groups_45 | Water Heating (DHW) Pipe Insulation (Add 3/4\ Foam)" | 0.1285% | 0 | 1.4681 | Commercial_2035_SC A_MW_After Competition Groups_Water Heating (DHW) Pipe Insulation (Add 3/4\ Foam)"
Commercial | Com ¦ ENERGY STAR Steam Cookers | 2035 | SC A | MW | After Competition Groups | 1.0178 | 0 | 0 | 1142.6212 | 0.00089076 | 46 | Commercial_2035_SC A_MW_After Competition Groups_46 | ENERGY STAR Steam Cookers | 0.08908% | 0 | 1.0178 | Commercial_2035_SC A_MW_After Competition Groups_ENERGY STAR Steam Cookers
Commercial | Com ¦ Suction Pipe Insulation Freezer/Refrigerator | 2035 | SC A | MW | After Competition Groups | 0.96725 | 0 | 0 | 1142.6212 | 0.00084652 | 47 | Commercial_2035_SC A_MW_After Competition Groups_47 | Suction Pipe Insulation Freezer/Refrigerator | 0.08465% | 0 | 0.96725 | Commercial_2035_SC A_MW_After Competition Groups_Suction Pipe Insulation Freezer/Refrigerator
Commercial | Com ¦ ENERGY STAR Dishwasher | 2035 | SC A | MW | After Competition Groups | 0.73301 | 0 | 0 | 1142.6212 | 0.00064152 | 48 | Commercial_2035_SC A_MW_After Competition Groups_48 | ENERGY STAR Dishwasher | 0.06415% | 0 | 0.73301 | Commercial_2035_SC A_MW_After Competition Groups_ENERGY STAR Dishwasher
Commercial | Com ¦ Thermostat Setback | 2035 | SC A | MW | After Competition Groups | 0.71943 | 0 | 0 | 1142.6212 | 0.00062963 | 49 | Commercial_2035_SC A_MW_After Competition Groups_49 | Thermostat Setback | 0.06296% | 0 | 0.71943 | Commercial_2035_SC A_MW_After Competition Groups_Thermostat Setback
Commercial | Com ¦ Condensing Make Up Air Unit | 2035 | SC A | MW | After Competition Groups | 0.56938 | 0 | 0 | 1142.6212 | 0.00049831 | 50 | Commercial_2035_SC A_MW_After Competition Groups_50 | Condensing Make Up Air Unit | 0.04983% | 0 | 0.56938 | Commercial_2035_SC A_MW_After Competition Groups_Condensing Make Up Air Unit
Commercial | Com ¦ Ozone Laundry Treatment | 2035 | SC A | MW | After Competition Groups | 0.41508 | 0 | 0 | 1142.6212 | 0.00036327 | 51 | Commercial_2035_SC A_MW_After Competition Groups_51 | Ozone Laundry Treatment | 0.03633% | 0 | 0.41508 | Commercial_2035_SC A_MW_After Competition Groups_Ozone Laundry Treatment
Commercial | COM ¦ Ductless Mini-Split Heat Pumps | 2035 | SC A | MW | After Competition Groups | 0.24356 | 0 | 0 | 1142.6212 | 0.00021316 | 52 | Commercial_2035_SC A_MW_After Competition Groups_52 | Ductless Mini-Split Heat Pumps | 0.02132% | 0 | 0.24356 | Commercial_2035_SC A_MW_After Competition Groups_Ductless Mini-Split Heat Pumps
Commercial | Com ¦ ECM MOTORS FOR HVAC APPLICATION (FAN-POWERED VAV BOX) | 2035 | SC A | MW | After Competition Groups | 0.22819 | 0 | 0 | 1142.6212 | 0.00019971 | 53 | Commercial_2035_SC A_MW_After Competition Groups_53 | ECM MOTORS FOR HVAC APPLICATION (FAN-POWERED VAV BOX) | 0.01997% | 0 | 0.22819 | Commercial_2035_SC A_MW_After Competition Groups_ECM MOTORS FOR HVAC APPLICATION (FAN-POWERED VAV BOX)
Commercial | Com ¦ PTAC (12 EER/10,000 BTU) | 2035 | SC A | MW | After Competition Groups | 0.20768 | 0 | 0 | 1142.6212 | 0.00018176 | 54 | Commercial_2035_SC A_MW_After Competition Groups_54 | PTAC (12 EER/10,000 BTU) | 0.01818% | 0 | 0.20768 | Commercial_2035_SC A_MW_After Competition Groups_PTAC (12 EER/10,000 BTU)
Commercial | Com ¦ Solar Water Preheat (Pools/DHW) | 2035 | SC A | MW | After Competition Groups | 0.15409 | 0 | 0 | 1142.6212 | 0.00013485 | 55 | Commercial_2035_SC A_MW_After Competition Groups_55 | Solar Water Preheat (Pools/DHW) | 0.01349% | 0 | 0.15409 | Commercial_2035_SC A_MW_After Competition Groups_Solar Water Preheat (Pools/DHW)
Commercial | Com ¦ CEE Tier 2/Energy Star Clothes Washers | 2035 | SC A | MW | After Competition Groups | 0.14091 | 0 | 0 | 1142.6212 | 0.00012332 | 56 | Commercial_2035_SC A_MW_After Competition Groups_56 | CEE Tier 2/Energy Star Clothes Washers | 0.01233% | 0 | 0.14091 | Commercial_2035_SC A_MW_After Competition Groups_CEE Tier 2/Energy Star Clothes Washers
Commercial | Com ¦ Notched V belts for HVAC Systems | 2035 | SC A | MW | After Competition Groups | 0.12662 | 0 | 0 | 1142.6212 | 0.00011082 | 57 | Commercial_2035_SC A_MW_After Competition Groups_57 | Notched V belts for HVAC Systems | 0.01108% | 0 | 0.12662 | Commercial_2035_SC A_MW_After Competition Groups_Notched V belts for HVAC Systems
Commercial | Com ¦ Auto Off Time Switch or Time Clock control | 2035 | SC A | MW | After Competition Groups | 0.11969 | 0 | 0 | 1142.6212 | 0.00010475 | 58 | Commercial_2035_SC A_MW_After Competition Groups_58 | Auto Off Time Switch or Time Clock control | 0.01047% | 0 | 0.11969 | Commercial_2035_SC A_MW_After Competition Groups_Auto Off Time Switch or Time Clock control
Commercial | Com ¦ HVAC Optimization | 2035 | SC A | MW | After Competition Groups | 0.10841 | 0 | 0 | 1142.6212 | 9.4876e-05 | 59 | Commercial_2035_SC A_MW_After Competition Groups_59 | HVAC Optimization | 0.009488% | 0 | 0.10841 | Commercial_2035_SC A_MW_After Competition Groups_HVAC Optimization
Commercial | Com ¦ Demand controlled Circulating Systems | 2035 | SC A | MW | After Competition Groups | 0.098689 | 0 | 0 | 1142.6212 | 8.6371e-05 | 60 | Commercial_2035_SC A_MW_After Competition Groups_60 | Demand controlled Circulating Systems | 0.008637% | 0 | 0.098689 | Commercial_2035_SC A_MW_After Competition Groups_Demand controlled Circulating Systems
Commercial | Com ¦ Low Flow Pre-Rinse Spray Nozzle | 2035 | SC A | MW | After Competition Groups | 0.073135 | 0 | 0 | 1142.6212 | 6.4007e-05 | 61 | Commercial_2035_SC A_MW_After Competition Groups_61 | Low Flow Pre-Rinse Spray Nozzle | 0.006401% | 0 | 0.073135 | Commercial_2035_SC A_MW_After Competition Groups_Low Flow Pre-Rinse Spray Nozzle
Commercial | Com ¦ LED RECESSED DOWNLIGHTS | 2035 | SC A | MW | After Competition Groups | 0.070069 | 0 | 0 | 1142.6212 | 6.1323e-05 | 62 | Commercial_2035_SC A_MW_After Competition Groups_62 | LED RECESSED DOWNLIGHTS | 0.006132% | 0 | 0.070069 | Commercial_2035_SC A_MW_After Competition Groups_LED RECESSED DOWNLIGHTS
Commercial | Com ¦ Commercial Hot Food Holding Cabinets | 2035 | SC A | MW | After Competition Groups | 0.067498 | 0 | 0 | 1142.6212 | 5.9073e-05 | 63 | Commercial_2035_SC A_MW_After Competition Groups_63 | Commercial Hot Food Holding Cabinets | 0.005907% | 0 | 0.067498 | Commercial_2035_SC A_MW_After Competition Groups_Commercial Hot Food Holding Cabinets
Commercial | Com ¦ High Efficiency Small Instantaneous Water Heater | 2035 | SC A | MW | After Competition Groups | 0.047738 | 0 | 0 | 1142.6212 | 4.1779e-05 | 64 | Commercial_2035_SC A_MW_After Competition Groups_64 | High Efficiency Small Instantaneous Water Heater | 0.004178% | 0 | 0.047738 | Commercial_2035_SC A_MW_After Competition Groups_High Efficiency Small Instantaneous Water Heater
Commercial | Com ¦ Wall Insulation | 2035 | SC A | MW | After Competition Groups | 0.034307 | 0 | 0 | 1142.6212 | 3.0025e-05 | 65 | Commercial_2035_SC A_MW_After Competition Groups_65 | Wall Insulation | 0.003002% | 0 | 0.034307 | Commercial_2035_SC A_MW_After Competition Groups_Wall Insulation
Commercial | Com ¦ Condensing Unit Heaters or other Efficient Unit Heating System | 2035 | SC A | MW | After Competition Groups | 0.03299 | 0 | 0 | 1142.6212 | 2.8872e-05 | 66 | Commercial_2035_SC A_MW_After Competition Groups_66 | Condensing Unit Heaters or other Efficient Unit Heating System | 0.002887% | 0 | 0.03299 | Commercial_2035_SC A_MW_After Competition Groups_Condensing Unit Heaters or other Efficient Unit Heating System
Commercial | Com ¦ Room AC (w/ louvered sides) 14 SEER from 12 SEER code | 2035 | SC A | MW | After Competition Groups | 0.027965 | 0 | 0 | 1142.6212 | 2.4474e-05 | 67 | Commercial_2035_SC A_MW_After Competition Groups_67 | Room AC (w/ louvered sides) 14 SEER from 12 SEER code | 0.002447% | 0 | 0.027965 | Commercial_2035_SC A_MW_After Competition Groups_Room AC (w/ louvered sides) 14 SEER from 12 SEER code
Commercial | Com ¦ Air Curtains | 2035 | SC A | MW | After Competition Groups | 0.025702 | 0 | 0 | 1142.6212 | 2.2494e-05 | 68 | Commercial_2035_SC A_MW_After Competition Groups_68 | Air Curtains | 0.002249% | 0 | 0.025702 | Commercial_2035_SC A_MW_After Competition Groups_Air Curtains
Commercial | Com ¦ VSD Air Compressor | 2035 | SC A | MW | After Competition Groups | 0.024423 | 0 | 0 | 1142.6212 | 2.1375e-05 | 69 | Commercial_2035_SC A_MW_After Competition Groups_69 | VSD Air Compressor | 0.002137% | 0 | 0.024423 | Commercial_2035_SC A_MW_After Competition Groups_VSD Air Compressor
Commercial | Com ¦ Efficient compressor motor | 2035 | SC A | MW | After Competition Groups | 0.015001 | 0 | 0 | 1142.6212 | 1.3129e-05 | 70 | Commercial_2035_SC A_MW_After Competition Groups_70 | Efficient compressor motor | 0.001313% | 0 | 0.015001 | Commercial_2035_SC A_MW_After Competition Groups_Efficient compressor motor
Commercial | Com ¦ Energy Recovery Ventilation and Ventilation (Enhanced) | 2035 | SC A | MW | After Competition Groups | 0.013207 | 0 | 0 | 1142.6212 | 1.1558e-05 | 71 | Commercial_2035_SC A_MW_After Competition Groups_71 | Energy Recovery Ventilation and Ventilation (Enhanced) | 0.001156% | 0 | 0.013207 | Commercial_2035_SC A_MW_After Competition Groups_Energy Recovery Ventilation and Ventilation (Enhanced)
Commercial | Com ¦ EC Plug Fan for Data Center (under cabinet) | 2035 | SC A | MW | After Competition Groups | 0.0045072 | 0 | 0 | 1142.6212 | 3.9446e-06 | 72 | Commercial_2035_SC A_MW_After Competition Groups_72 | EC Plug Fan for Data Center (under cabinet) | 0.0003945% | 0 | 0.0045072 | Commercial_2035_SC A_MW_After Competition Groups_EC Plug Fan for Data Center (under cabinet)
Commercial | Com ¦ High Efficiency Chiller (avg of water and air cooled) | 2035 | SC A | MW | After Competition Groups | 0.0038132 | 0 | 0 | 1142.6212 | 3.3373e-06 | 73 | Commercial_2035_SC A_MW_After Competition Groups_73 | High Efficiency Chiller (avg of water and air cooled) | 0.0003337% | 0 | 0.0038132 | Commercial_2035_SC A_MW_After Competition Groups_High Efficiency Chiller (avg of water and air cooled)
Commercial | Com ¦ LLLC - Low Impact Application | 2035 | SC A | MW | After Competition Groups | 0.0032333 | 0 | 0 | 1142.6212 | 2.8297e-06 | 74 | Commercial_2035_SC A_MW_After Competition Groups_74 | LLLC - Low Impact Application | 0.000283% | 0 | 0.0032333 | Commercial_2035_SC A_MW_After Competition Groups_LLLC - Low Impact Application
Commercial | Com ¦ LLLC - High Impact Application | 2035 | SC A | MW | After Competition Groups | 0.0029087 | 0 | 0 | 1142.6212 | 2.5456e-06 | 75 | Commercial_2035_SC A_MW_After Competition Groups_75 | LLLC - High Impact Application | 0.0002546% | 0 | 0.0029087 | Commercial_2035_SC A_MW_After Competition Groups_LLLC - High Impact Application
Commercial | Com ¦ Electric Convection Combination Ovens | 2035 | SC A | MW | After Competition Groups | 0.00036208 | 0 | 0 | 1142.6212 | 3.1689e-07 | 76 | Commercial_2035_SC A_MW_After Competition Groups_76 | Electric Convection Combination Ovens | 3.169e-05% | 0 | 0.00036208 | Commercial_2035_SC A_MW_After Competition Groups_Electric Convection Combination Ovens
Commercial | Com ¦ Networked/Connected - High Impact Application | 2035 | SC A | MW | After Competition Groups | 6.1734e-05 | 0 | 0 | 1142.6212 | 5.4029e-08 | 77 | Commercial_2035_SC A_MW_After Competition Groups_77 | Networked/Connected - High Impact Application | 5.403e-06% | 0 | 6.1734e-05 | Commercial_2035_SC A_MW_After Competition Groups_Networked/Connected - High Impact Application
Commercial | Com ¦ Networked/Connected - Low Impact Application | 2035 | SC A | MW | After Competition Groups | 2.8364e-06 | 0 | 0 | 1142.6212 | 2.4824e-09 | 78 | Commercial_2035_SC A_MW_After Competition Groups_78 | Networked/Connected - Low Impact Application | 2.482e-07% | 0 | 2.8364e-06 | Commercial_2035_SC A_MW_After Competition Groups_Networked/Connected - Low Impact Application
Commercial | Com ¦ Indoor Daylight Sensors/Photocell Dimming Control | 2035 | SC A | MW | After Competition Groups | 0 | 0 | 0 | 1142.6212 | 0 | 79 | Commercial_2035_SC A_MW_After Competition Groups_79 | Indoor Daylight Sensors/Photocell Dimming Control | 0% | 0 | 0 | Commercial_2035_SC A_MW_After Competition Groups_Indoor Daylight Sensors/Photocell Dimming Control
Commercial | Com ¦ Variable Refrigerant Flow Heat Pump | 2035 | SC A | MW | After Competition Groups | 0 | 0 | 0 | 1142.6212 | 0 | 80 | Commercial_2035_SC A_MW_After Competition Groups_80 | Variable Refrigerant Flow Heat Pump | 0% | 0 | 0 | Commercial_2035_SC A_MW_After Competition Groups_Variable Refrigerant Flow Heat Pump
Commercial | Com ¦ Education and Capacity Building/Energy Behavior | 2035 | SC B | MW | After Competition Groups | 181.0747 | 0 | 0 | 1625.5248 | 0.11139 | 1 | Commercial_2035_SC B_MW_After Competition Groups_1 | Education and Capacity Building/Energy Behavior | 11.14% | 0 | 181.0747 | Commercial_2035_SC B_MW_After Competition Groups_Education and Capacity Building/Energy Behavior
Commercial | Com ¦ LED Low/High Bay | 2035 | SC B | MW | After Competition Groups | 168.9336 | 0 | 0 | 1625.5248 | 0.10393 | 2 | Commercial_2035_SC B_MW_After Competition Groups_2 | LED Low/High Bay | 10.39% | 0 | 168.9336 | Commercial_2035_SC B_MW_After Competition Groups_LED Low/High Bay
Commercial | Com ¦ Building Recommissioning, Operations and Maintenance (O&M) Improvements | 2035 | SC B | MW | After Competition Groups | 166.9064 | 0 | 0 | 1625.5248 | 0.10268 | 3 | Commercial_2035_SC B_MW_After Competition Groups_3 | Building Recommissioning, Operations and Maintenance (O&M) Improvements | 10.27% | 0 | 166.9064 | Commercial_2035_SC B_MW_After Competition Groups_Building Recommissioning, Operations and Maintenance (O&M) Improvements
Commercial | Com ¦ LED Troffer/Surface/Suspended | 2035 | SC B | MW | After Competition Groups | 133.0439 | 0 | 0 | 1625.5248 | 0.081847 | 4 | Commercial_2035_SC B_MW_After Competition Groups_4 | LED Troffer/Surface/Suspended | 8.185% | 0 | 133.0439 | Commercial_2035_SC B_MW_After Competition Groups_LED Troffer/Surface/Suspended
Commercial | Com ¦ ENERGY STAR LED LAMPS (REFLECTOR LAMPs/MR16/PAR 16) | 2035 | SC B | MW | After Competition Groups | 126.6581 | 0 | 0 | 1625.5248 | 0.077918 | 5 | Commercial_2035_SC B_MW_After Competition Groups_5 | ENERGY STAR LED LAMPS (REFLECTOR LAMPs/MR16/PAR 16) | 7.792% | 0 | 126.6581 | Commercial_2035_SC B_MW_After Competition Groups_ENERGY STAR LED LAMPS (REFLECTOR LAMPs/MR16/PAR 16)
Commercial | Com ¦ Unitary Air-Conditioning Unit | 2035 | SC B | MW | After Competition Groups | 87.102 | 0 | 0 | 1625.5248 | 0.053584 | 6 | Commercial_2035_SC B_MW_After Competition Groups_6 | Unitary Air-Conditioning Unit | 5.358% | 0 | 87.102 | Commercial_2035_SC B_MW_After Competition Groups_Unitary Air-Conditioning Unit
Commercial | Com ¦ LED Replacement Lamp (Tube) | 2035 | SC B | MW | After Competition Groups | 82.8798 | 0 | 0 | 1625.5248 | 0.050986 | 7 | Commercial_2035_SC B_MW_After Competition Groups_7 | LED Replacement Lamp (Tube) | 5.099% | 0 | 82.8798 | Commercial_2035_SC B_MW_After Competition Groups_LED Replacement Lamp (Tube)
Commercial | Com ¦ High Efficiency Air Source Heat Pump | 2035 | SC B | MW | After Competition Groups | 82.6194 | 0 | 0 | 1625.5248 | 0.050826 | 8 | Commercial_2035_SC B_MW_After Competition Groups_8 | High Efficiency Air Source Heat Pump | 5.083% | 0 | 82.6194 | Commercial_2035_SC B_MW_After Competition Groups_High Efficiency Air Source Heat Pump
Commercial | Com ¦ Advanced BAS/Controllers | 2035 | SC B | MW | After Competition Groups | 73.2843 | 0 | 0 | 1625.5248 | 0.045083 | 9 | Commercial_2035_SC B_MW_After Competition Groups_9 | Advanced BAS/Controllers | 4.508% | 0 | 73.2843 | Commercial_2035_SC B_MW_After Competition Groups_Advanced BAS/Controllers
Commercial | Com ¦ Adaptive Thermostats | 2035 | SC B | MW | After Competition Groups | 42.5225 | 0 | 0 | 1625.5248 | 0.026159 | 10 | Commercial_2035_SC B_MW_After Competition Groups_10 | Adaptive Thermostats | 2.616% | 0 | 42.5225 | Commercial_2035_SC B_MW_After Competition Groups_Adaptive Thermostats
Commercial | Com ¦ Refrigerated Display Case Doors | 2035 | SC B | MW | After Competition Groups | 38.5649 | 0 | 0 | 1625.5248 | 0.023725 | 11 | Commercial_2035_SC B_MW_After Competition Groups_11 | Refrigerated Display Case Doors | 2.372% | 0 | 38.5649 | Commercial_2035_SC B_MW_After Competition Groups_Refrigerated Display Case Doors
Commercial | Com ¦ Strip Curtains | 2035 | SC B | MW | After Competition Groups | 32.5207 | 0 | 0 | 1625.5248 | 0.020006 | 12 | Commercial_2035_SC B_MW_After Competition Groups_12 | Strip Curtains | 2.001% | 0 | 32.5207 | Commercial_2035_SC B_MW_After Competition Groups_Strip Curtains
Commercial | Com ¦ Furnace Tune-Up | 2035 | SC B | MW | After Competition Groups | 30.9191 | 0 | 0 | 1625.5248 | 0.019021 | 13 | Commercial_2035_SC B_MW_After Competition Groups_13 | Furnace Tune-Up | 1.902% | 0 | 30.9191 | Commercial_2035_SC B_MW_After Competition Groups_Furnace Tune-Up
Commercial | Com ¦ Demand Control Ventilation | 2035 | SC B | MW | After Competition Groups | 30.6635 | 0 | 0 | 1625.5248 | 0.018864 | 14 | Commercial_2035_SC B_MW_After Competition Groups_14 | Demand Control Ventilation | 1.886% | 0 | 30.6635 | Commercial_2035_SC B_MW_After Competition Groups_Demand Control Ventilation
Commercial | Com ¦ Reach-in Shaded Pole to ECM/PSC Evaporator Fan Motor | 2035 | SC B | MW | After Competition Groups | 30.4552 | 0 | 0 | 1625.5248 | 0.018736 | 15 | Commercial_2035_SC B_MW_After Competition Groups_15 | Reach-in Shaded Pole to ECM/PSC Evaporator Fan Motor | 1.874% | 0 | 30.4552 | Commercial_2035_SC B_MW_After Competition Groups_Reach-in Shaded Pole to ECM/PSC Evaporator Fan Motor
Commercial | Com ¦ Data Center Storage/Server Virtualization | 2035 | SC B | MW | After Competition Groups | 29.9057 | 0 | 0 | 1625.5248 | 0.018398 | 16 | Commercial_2035_SC B_MW_After Competition Groups_16 | Data Center Storage/Server Virtualization | 1.84% | 0 | 29.9057 | Commercial_2035_SC B_MW_After Competition Groups_Data Center Storage/Server Virtualization
Commercial | Com ¦ LED or Equivalent Sign Lighting | 2035 | SC B | MW | After Competition Groups | 27.0186 | 0 | 0 | 1625.5248 | 0.016621 | 17 | Commercial_2035_SC B_MW_After Competition Groups_17 | LED or Equivalent Sign Lighting | 1.662% | 0 | 27.0186 | Commercial_2035_SC B_MW_After Competition Groups_LED or Equivalent Sign Lighting
Commercial | Com ¦ Centrally controlled desktop PC/NETWORK PC POWER MANAGEMENT SOFTWARE | 2035 | SC B | MW | After Competition Groups | 22.8993 | 0 | 0 | 1625.5248 | 0.014087 | 18 | Commercial_2035_SC B_MW_After Competition Groups_18 | Centrally controlled desktop PC/NETWORK PC POWER MANAGEMENT SOFTWARE | 1.409% | 0 | 22.8993 | Commercial_2035_SC B_MW_After Competition Groups_Centrally controlled desktop PC/NETWORK PC POWER MANAGEMENT SOFTWARE
Commercial | Com ¦ Variable Frequency Drive (VFD) | 2035 | SC B | MW | After Competition Groups | 21.5729 | 0 | 0 | 1625.5248 | 0.013271 | 19 | Commercial_2035_SC B_MW_After Competition Groups_19 | Variable Frequency Drive (VFD) | 1.327% | 0 | 21.5729 | Commercial_2035_SC B_MW_After Competition Groups_Variable Frequency Drive (VFD)
Commercial | Com ¦ Chilled Water Optimization | 2035 | SC B | MW | After Competition Groups | 20.7857 | 0 | 0 | 1625.5248 | 0.012787 | 20 | Commercial_2035_SC B_MW_After Competition Groups_20 | Chilled Water Optimization | 1.279% | 0 | 20.7857 | Commercial_2035_SC B_MW_After Competition Groups_Chilled Water Optimization
Commercial | Com ¦ VFD on Pumps | 2035 | SC B | MW | After Competition Groups | 20.1806 | 0 | 0 | 1625.5248 | 0.012415 | 21 | Commercial_2035_SC B_MW_After Competition Groups_21 | VFD on Pumps | 1.241% | 0 | 20.1806 | Commercial_2035_SC B_MW_After Competition Groups_VFD on Pumps
Commercial | Com ¦ Air Handler with Dedicated Outdoor Air Systems | 2035 | SC B | MW | After Competition Groups | 16.4169 | 0 | 0 | 1625.5248 | 0.010099 | 22 | Commercial_2035_SC B_MW_After Competition Groups_22 | Air Handler with Dedicated Outdoor Air Systems | 1.01% | 0 | 16.4169 | Commercial_2035_SC B_MW_After Competition Groups_Air Handler with Dedicated Outdoor Air Systems
Commercial | Com ¦ Refrigerated Display Case LED | 2035 | SC B | MW | After Competition Groups | 16.0804 | 0 | 0 | 1625.5248 | 0.0098924 | 23 | Commercial_2035_SC B_MW_After Competition Groups_23 | Refrigerated Display Case LED | 0.9892% | 0 | 16.0804 | Commercial_2035_SC B_MW_After Competition Groups_Refrigerated Display Case LED
Commercial | Com ¦ ENERGY STAR LED LAMPS (General Service Lamps) | 2035 | SC B | MW | After Competition Groups | 15.4233 | 0 | 0 | 1625.5248 | 0.0094882 | 24 | Commercial_2035_SC B_MW_After Competition Groups_24 | ENERGY STAR LED LAMPS (General Service Lamps) | 0.9488% | 0 | 15.4233 | Commercial_2035_SC B_MW_After Competition Groups_ENERGY STAR LED LAMPS (General Service Lamps)
Commercial | Com ¦ Door Gasket Freezer/Refrigerator | 2035 | SC B | MW | After Competition Groups | 11.7956 | 0 | 0 | 1625.5248 | 0.0072565 | 25 | Commercial_2035_SC B_MW_After Competition Groups_25 | Door Gasket Freezer/Refrigerator | 0.7256% | 0 | 11.7956 | Commercial_2035_SC B_MW_After Competition Groups_Door Gasket Freezer/Refrigerator
Commercial | Com ¦ ECM MOTORS FOR EVAPORATOR FANS for refrigeration (WALK-IN) | 2035 | SC B | MW | After Competition Groups | 11.1862 | 0 | 0 | 1625.5248 | 0.0068816 | 26 | Commercial_2035_SC B_MW_After Competition Groups_26 | ECM MOTORS FOR EVAPORATOR FANS for refrigeration (WALK-IN) | 0.6882% | 0 | 11.1862 | Commercial_2035_SC B_MW_After Competition Groups_ECM MOTORS FOR EVAPORATOR FANS for refrigeration (WALK-IN)
Commercial | Com ¦ Demand Control Kitchen Ventilation | 2035 | SC B | MW | After Competition Groups | 9.8559 | 0 | 0 | 1625.5248 | 0.0060632 | 27 | Commercial_2035_SC B_MW_After Competition Groups_27 | Demand Control Kitchen Ventilation | 0.6063% | 0 | 9.8559 | Commercial_2035_SC B_MW_After Competition Groups_Demand Control Kitchen Ventilation
Commercial | Com ¦ Freezer Case Light Sensor | 2035 | SC B | MW | After Competition Groups | 9.6723 | 0 | 0 | 1625.5248 | 0.0059502 | 28 | Commercial_2035_SC B_MW_After Competition Groups_28 | Freezer Case Light Sensor | 0.595% | 0 | 9.6723 | Commercial_2035_SC B_MW_After Competition Groups_Freezer Case Light Sensor
Commercial | Com ¦ Evaporator Fan Controls | 2035 | SC B | MW | After Competition Groups | 9.4233 | 0 | 0 | 1625.5248 | 0.0057971 | 29 | Commercial_2035_SC B_MW_After Competition Groups_29 | Evaporator Fan Controls | 0.5797% | 0 | 9.4233 | Commercial_2035_SC B_MW_After Competition Groups_Evaporator Fan Controls
Commercial | Com ¦ Water Source Heat Pump (4 ton) | 2035 | SC B | MW | After Competition Groups | 7.103 | 0 | 0 | 1625.5248 | 0.0043696 | 30 | Commercial_2035_SC B_MW_After Competition Groups_30 | Water Source Heat Pump (4 ton) | 0.437% | 0 | 7.103 | Commercial_2035_SC B_MW_After Competition Groups_Water Source Heat Pump (4 ton)
Commercial | Com ¦ LED EXTERIOR AREA LIGHTS - LED fixture (200W) | 2035 | SC B | MW | After Competition Groups | 6.793 | 0 | 0 | 1625.5248 | 0.004179 | 31 | Commercial_2035_SC B_MW_After Competition Groups_31 | LED EXTERIOR AREA LIGHTS - LED fixture (200W) | 0.4179% | 0 | 6.793 | Commercial_2035_SC B_MW_After Competition Groups_LED EXTERIOR AREA LIGHTS - LED fixture (200W)
Commercial | Com ¦ LED parking lot fixture | 2035 | SC B | MW | After Competition Groups | 6.5021 | 0 | 0 | 1625.5248 | 0.004 | 32 | Commercial_2035_SC B_MW_After Competition Groups_32 | LED parking lot fixture | 0.4% | 0 | 6.5021 | Commercial_2035_SC B_MW_After Competition Groups_LED parking lot fixture
Commercial | Com ¦ Duct Insulation, R8 | 2035 | SC B | MW | After Competition Groups | 5.6894 | 0 | 0 | 1625.5248 | 0.0035 | 33 | Commercial_2035_SC B_MW_After Competition Groups_33 | Duct Insulation, R8 | 0.35% | 0 | 5.6894 | Commercial_2035_SC B_MW_After Competition Groups_Duct Insulation, R8
Commercial | Com ¦ ENERGY STAR Griddle (74% eff) | 2035 | SC B | MW | After Competition Groups | 5.3364 | 0 | 0 | 1625.5248 | 0.0032828 | 34 | Commercial_2035_SC B_MW_After Competition Groups_34 | ENERGY STAR Griddle (74% eff) | 0.3283% | 0 | 5.3364 | Commercial_2035_SC B_MW_After Competition Groups_ENERGY STAR Griddle (74% eff)
Commercial | Com ¦ Occupancy Sensors | 2035 | SC B | MW | After Competition Groups | 4.7975 | 0 | 0 | 1625.5248 | 0.0029514 | 35 | Commercial_2035_SC B_MW_After Competition Groups_35 | Occupancy Sensors | 0.2951% | 0 | 4.7975 | Commercial_2035_SC B_MW_After Competition Groups_Occupancy Sensors
Commercial | Com ¦ BEVERAGE VENDING MACHINE CONTROLS | 2035 | SC B | MW | After Competition Groups | 4.3508 | 0 | 0 | 1625.5248 | 0.0026765 | 36 | Commercial_2035_SC B_MW_After Competition Groups_36 | BEVERAGE VENDING MACHINE CONTROLS | 0.2677% | 0 | 4.3508 | Commercial_2035_SC B_MW_After Competition Groups_BEVERAGE VENDING MACHINE CONTROLS
Commercial | Com ¦ LED street light fixture | 2035 | SC B | MW | After Competition Groups | 4.1186 | 0 | 0 | 1625.5248 | 0.0025337 | 37 | Commercial_2035_SC B_MW_After Competition Groups_37 | LED street light fixture | 0.2534% | 0 | 4.1186 | Commercial_2035_SC B_MW_After Competition Groups_LED street light fixture
Commercial | Com ¦ Elec Storage WH 2.30 Et | 2035 | SC B | MW | After Competition Groups | 3.8369 | 0 | 0 | 1625.5248 | 0.0023604 | 38 | Commercial_2035_SC B_MW_After Competition Groups_38 | Elec Storage WH 2.30 Et | 0.236% | 0 | 3.8369 | Commercial_2035_SC B_MW_After Competition Groups_Elec Storage WH 2.30 Et
Commercial | Com ¦ Temperature Adjustment in Commercial Freezers | 2035 | SC B | MW | After Competition Groups | 3.4459 | 0 | 0 | 1625.5248 | 0.0021198 | 39 | Commercial_2035_SC B_MW_After Competition Groups_39 | Temperature Adjustment in Commercial Freezers | 0.212% | 0 | 3.4459 | Commercial_2035_SC B_MW_After Competition Groups_Temperature Adjustment in Commercial Freezers
Commercial | Com ¦ CO Sensors for parking garage exhaust fans | 2035 | SC B | MW | After Competition Groups | 3.0842 | 0 | 0 | 1625.5248 | 0.0018974 | 40 | Commercial_2035_SC B_MW_After Competition Groups_40 | CO Sensors for parking garage exhaust fans | 0.1897% | 0 | 3.0842 | Commercial_2035_SC B_MW_After Competition Groups_CO Sensors for parking garage exhaust fans
Commercial | Com ¦ Vertical Night Covers | 2035 | SC B | MW | After Competition Groups | 2.849 | 0 | 0 | 1625.5248 | 0.0017527 | 41 | Commercial_2035_SC B_MW_After Competition Groups_41 | Vertical Night Covers | 0.1753% | 0 | 2.849 | Commercial_2035_SC B_MW_After Competition Groups_Vertical Night Covers
Commercial | Com ¦ Energy Efficient Laboratory Fume Hood | 2035 | SC B | MW | After Competition Groups | 2.7277 | 0 | 0 | 1625.5248 | 0.001678 | 42 | Commercial_2035_SC B_MW_After Competition Groups_42 | Energy Efficient Laboratory Fume Hood | 0.1678% | 0 | 2.7277 | Commercial_2035_SC B_MW_After Competition Groups_Energy Efficient Laboratory Fume Hood
Commercial | Com ¦ Water Heating (DHW) Pipe Insulation (Add 3/4\ Foam)" | 2035 | SC B | MW | After Competition Groups | 2.1768 | 0 | 0 | 1625.5248 | 0.0013391 | 43 | Commercial_2035_SC B_MW_After Competition Groups_43 | Water Heating (DHW) Pipe Insulation (Add 3/4\ Foam)" | 0.1339% | 0 | 2.1768 | Commercial_2035_SC B_MW_After Competition Groups_Water Heating (DHW) Pipe Insulation (Add 3/4\ Foam)"
Commercial | Com ¦ Outside Air Economizer | 2035 | SC B | MW | After Competition Groups | 1.9998 | 0 | 0 | 1625.5248 | 0.0012303 | 44 | Commercial_2035_SC B_MW_After Competition Groups_44 | Outside Air Economizer | 0.123% | 0 | 1.9998 | Commercial_2035_SC B_MW_After Competition Groups_Outside Air Economizer
Commercial | Com ¦ ENERGY STAR Fryer (84% eff) | 2035 | SC B | MW | After Competition Groups | 1.5862 | 0 | 0 | 1625.5248 | 0.00097579 | 45 | Commercial_2035_SC B_MW_After Competition Groups_45 | ENERGY STAR Fryer (84% eff) | 0.09758% | 0 | 1.5862 | Commercial_2035_SC B_MW_After Competition Groups_ENERGY STAR Fryer (84% eff)
Commercial | Com ¦ Suction Pipe Insulation Freezer/Refrigerator | 2035 | SC B | MW | After Competition Groups | 1.4812 | 0 | 0 | 1625.5248 | 0.0009112 | 46 | Commercial_2035_SC B_MW_After Competition Groups_46 | Suction Pipe Insulation Freezer/Refrigerator | 0.09112% | 0 | 1.4812 | Commercial_2035_SC B_MW_After Competition Groups_Suction Pipe Insulation Freezer/Refrigerator
Commercial | Com ¦ Condensing Make Up Air Unit | 2035 | SC B | MW | After Competition Groups | 1.0971 | 0 | 0 | 1625.5248 | 0.00067494 | 47 | Commercial_2035_SC B_MW_After Competition Groups_47 | Condensing Make Up Air Unit | 0.06749% | 0 | 1.0971 | Commercial_2035_SC B_MW_After Competition Groups_Condensing Make Up Air Unit
Commercial | Com ¦ ENERGY STAR Steam Cookers | 2035 | SC B | MW | After Competition Groups | 1.0178 | 0 | 0 | 1625.5248 | 0.00062613 | 48 | Commercial_2035_SC B_MW_After Competition Groups_48 | ENERGY STAR Steam Cookers | 0.06261% | 0 | 1.0178 | Commercial_2035_SC B_MW_After Competition Groups_ENERGY STAR Steam Cookers
Commercial | Com ¦ ENERGY STAR Dishwasher | 2035 | SC B | MW | After Competition Groups | 0.8698 | 0 | 0 | 1625.5248 | 0.00053509 | 49 | Commercial_2035_SC B_MW_After Competition Groups_49 | ENERGY STAR Dishwasher | 0.05351% | 0 | 0.8698 | Commercial_2035_SC B_MW_After Competition Groups_ENERGY STAR Dishwasher
Commercial | Com ¦ Ozone Laundry Treatment | 2035 | SC B | MW | After Competition Groups | 0.756 | 0 | 0 | 1625.5248 | 0.00046508 | 50 | Commercial_2035_SC B_MW_After Competition Groups_50 | Ozone Laundry Treatment | 0.04651% | 0 | 0.756 | Commercial_2035_SC B_MW_After Competition Groups_Ozone Laundry Treatment
Commercial | Com ¦ Thermostat Setback | 2035 | SC B | MW | After Competition Groups | 0.72332 | 0 | 0 | 1625.5248 | 0.00044497 | 51 | Commercial_2035_SC B_MW_After Competition Groups_51 | Thermostat Setback | 0.0445% | 0 | 0.72332 | Commercial_2035_SC B_MW_After Competition Groups_Thermostat Setback
Commercial | Com ¦ PTAC (12 EER/10,000 BTU) | 2035 | SC B | MW | After Competition Groups | 0.39247 | 0 | 0 | 1625.5248 | 0.00024144 | 52 | Commercial_2035_SC B_MW_After Competition Groups_52 | PTAC (12 EER/10,000 BTU) | 0.02414% | 0 | 0.39247 | Commercial_2035_SC B_MW_After Competition Groups_PTAC (12 EER/10,000 BTU)
Commercial | Com ¦ ECM MOTORS FOR HVAC APPLICATION (FAN-POWERED VAV BOX) | 2035 | SC B | MW | After Competition Groups | 0.31456 | 0 | 0 | 1625.5248 | 0.00019351 | 53 | Commercial_2035_SC B_MW_After Competition Groups_53 | ECM MOTORS FOR HVAC APPLICATION (FAN-POWERED VAV BOX) | 0.01935% | 0 | 0.31456 | Commercial_2035_SC B_MW_After Competition Groups_ECM MOTORS FOR HVAC APPLICATION (FAN-POWERED VAV BOX)
Commercial | COM ¦ Ductless Mini-Split Heat Pumps | 2035 | SC B | MW | After Competition Groups | 0.30463 | 0 | 0 | 1625.5248 | 0.0001874 | 54 | Commercial_2035_SC B_MW_After Competition Groups_54 | Ductless Mini-Split Heat Pumps | 0.01874% | 0 | 0.30463 | Commercial_2035_SC B_MW_After Competition Groups_Ductless Mini-Split Heat Pumps
Commercial | Com ¦ Solar Water Preheat (Pools/DHW) | 2035 | SC B | MW | After Competition Groups | 0.27175 | 0 | 0 | 1625.5248 | 0.00016717 | 55 | Commercial_2035_SC B_MW_After Competition Groups_55 | Solar Water Preheat (Pools/DHW) | 0.01672% | 0 | 0.27175 | Commercial_2035_SC B_MW_After Competition Groups_Solar Water Preheat (Pools/DHW)
Commercial | Com ¦ Notched V belts for HVAC Systems | 2035 | SC B | MW | After Competition Groups | 0.18194 | 0 | 0 | 1625.5248 | 0.00011193 | 56 | Commercial_2035_SC B_MW_After Competition Groups_56 | Notched V belts for HVAC Systems | 0.01119% | 0 | 0.18194 | Commercial_2035_SC B_MW_After Competition Groups_Notched V belts for HVAC Systems
Commercial | Com ¦ Auto Off Time Switch or Time Clock control | 2035 | SC B | MW | After Competition Groups | 0.17911 | 0 | 0 | 1625.5248 | 0.00011018 | 57 | Commercial_2035_SC B_MW_After Competition Groups_57 | Auto Off Time Switch or Time Clock control | 0.01102% | 0 | 0.17911 | Commercial_2035_SC B_MW_After Competition Groups_Auto Off Time Switch or Time Clock control
Commercial | Com ¦ CEE Tier 2/Energy Star Clothes Washers | 2035 | SC B | MW | After Competition Groups | 0.15897 | 0 | 0 | 1625.5248 | 9.7796e-05 | 58 | Commercial_2035_SC B_MW_After Competition Groups_58 | CEE Tier 2/Energy Star Clothes Washers | 0.00978% | 0 | 0.15897 | Commercial_2035_SC B_MW_After Competition Groups_CEE Tier 2/Energy Star Clothes Washers
Commercial | Com ¦ Demand controlled Circulating Systems | 2035 | SC B | MW | After Competition Groups | 0.14134 | 0 | 0 | 1625.5248 | 8.6949e-05 | 59 | Commercial_2035_SC B_MW_After Competition Groups_59 | Demand controlled Circulating Systems | 0.008695% | 0 | 0.14134 | Commercial_2035_SC B_MW_After Competition Groups_Demand controlled Circulating Systems
Commercial | Com ¦ Efficient compressor motor | 2035 | SC B | MW | After Competition Groups | 0.12055 | 0 | 0 | 1625.5248 | 7.4159e-05 | 60 | Commercial_2035_SC B_MW_After Competition Groups_60 | Efficient compressor motor | 0.007416% | 0 | 0.12055 | Commercial_2035_SC B_MW_After Competition Groups_Efficient compressor motor
Commercial | Com ¦ HVAC Optimization | 2035 | SC B | MW | After Competition Groups | 0.10841 | 0 | 0 | 1625.5248 | 6.669e-05 | 61 | Commercial_2035_SC B_MW_After Competition Groups_61 | HVAC Optimization | 0.006669% | 0 | 0.10841 | Commercial_2035_SC B_MW_After Competition Groups_HVAC Optimization
Commercial | Com ¦ High Efficiency Small Instantaneous Water Heater | 2035 | SC B | MW | After Competition Groups | 0.099912 | 0 | 0 | 1625.5248 | 6.1465e-05 | 62 | Commercial_2035_SC B_MW_After Competition Groups_62 | High Efficiency Small Instantaneous Water Heater | 0.006146% | 0 | 0.099912 | Commercial_2035_SC B_MW_After Competition Groups_High Efficiency Small Instantaneous Water Heater
Commercial | Com ¦ Commercial Hot Food Holding Cabinets | 2035 | SC B | MW | After Competition Groups | 0.085802 | 0 | 0 | 1625.5248 | 5.2784e-05 | 63 | Commercial_2035_SC B_MW_After Competition Groups_63 | Commercial Hot Food Holding Cabinets | 0.005278% | 0 | 0.085802 | Commercial_2035_SC B_MW_After Competition Groups_Commercial Hot Food Holding Cabinets
Commercial | Com ¦ Low Flow Pre-Rinse Spray Nozzle | 2035 | SC B | MW | After Competition Groups | 0.084702 | 0 | 0 | 1625.5248 | 5.2107e-05 | 64 | Commercial_2035_SC B_MW_After Competition Groups_64 | Low Flow Pre-Rinse Spray Nozzle | 0.005211% | 0 | 0.084702 | Commercial_2035_SC B_MW_After Competition Groups_Low Flow Pre-Rinse Spray Nozzle
Commercial | Com ¦ LED RECESSED DOWNLIGHTS | 2035 | SC B | MW | After Competition Groups | 0.078444 | 0 | 0 | 1625.5248 | 4.8257e-05 | 65 | Commercial_2035_SC B_MW_After Competition Groups_65 | LED RECESSED DOWNLIGHTS | 0.004826% | 0 | 0.078444 | Commercial_2035_SC B_MW_After Competition Groups_LED RECESSED DOWNLIGHTS
Commercial | Com ¦ Room AC (w/ louvered sides) 14 SEER from 12 SEER code | 2035 | SC B | MW | After Competition Groups | 0.065704 | 0 | 0 | 1625.5248 | 4.042e-05 | 66 | Commercial_2035_SC B_MW_After Competition Groups_66 | Room AC (w/ louvered sides) 14 SEER from 12 SEER code | 0.004042% | 0 | 0.065704 | Commercial_2035_SC B_MW_After Competition Groups_Room AC (w/ louvered sides) 14 SEER from 12 SEER code
Commercial | Com ¦ Wall Insulation | 2035 | SC B | MW | After Competition Groups | 0.055178 | 0 | 0 | 1625.5248 | 3.3944e-05 | 67 | Commercial_2035_SC B_MW_After Competition Groups_67 | Wall Insulation | 0.003394% | 0 | 0.055178 | Commercial_2035_SC B_MW_After Competition Groups_Wall Insulation
Commercial | Com ¦ Condensing Unit Heaters or other Efficient Unit Heating System | 2035 | SC B | MW | After Competition Groups | 0.04871 | 0 | 0 | 1625.5248 | 2.9966e-05 | 68 | Commercial_2035_SC B_MW_After Competition Groups_68 | Condensing Unit Heaters or other Efficient Unit Heating System | 0.002997% | 0 | 0.04871 | Commercial_2035_SC B_MW_After Competition Groups_Condensing Unit Heaters or other Efficient Unit Heating System
Commercial | Com ¦ Energy Recovery Ventilation and Ventilation (Enhanced) | 2035 | SC B | MW | After Competition Groups | 0.046989 | 0 | 0 | 1625.5248 | 2.8907e-05 | 69 | Commercial_2035_SC B_MW_After Competition Groups_69 | Energy Recovery Ventilation and Ventilation (Enhanced) | 0.002891% | 0 | 0.046989 | Commercial_2035_SC B_MW_After Competition Groups_Energy Recovery Ventilation and Ventilation (Enhanced)
Commercial | Com ¦ High Efficiency Chiller (avg of water and air cooled) | 2035 | SC B | MW | After Competition Groups | 0.037093 | 0 | 0 | 1625.5248 | 2.2819e-05 | 70 | Commercial_2035_SC B_MW_After Competition Groups_70 | High Efficiency Chiller (avg of water and air cooled) | 0.002282% | 0 | 0.037093 | Commercial_2035_SC B_MW_After Competition Groups_High Efficiency Chiller (avg of water and air cooled)
Commercial | Com ¦ VSD Air Compressor | 2035 | SC B | MW | After Competition Groups | 0.027482 | 0 | 0 | 1625.5248 | 1.6906e-05 | 71 | Commercial_2035_SC B_MW_After Competition Groups_71 | VSD Air Compressor | 0.001691% | 0 | 0.027482 | Commercial_2035_SC B_MW_After Competition Groups_VSD Air Compressor
Commercial | Com ¦ Air Curtains | 2035 | SC B | MW | After Competition Groups | 0.0070889 | 0 | 0 | 1625.5248 | 4.361e-06 | 72 | Commercial_2035_SC B_MW_After Competition Groups_72 | Air Curtains | 0.0004361% | 0 | 0.0070889 | Commercial_2035_SC B_MW_After Competition Groups_Air Curtains
Commercial | Com ¦ EC Plug Fan for Data Center (under cabinet) | 2035 | SC B | MW | After Competition Groups | 0.00648 | 0 | 0 | 1625.5248 | 3.9864e-06 | 73 | Commercial_2035_SC B_MW_After Competition Groups_73 | EC Plug Fan for Data Center (under cabinet) | 0.0003986% | 0 | 0.00648 | Commercial_2035_SC B_MW_After Competition Groups_EC Plug Fan for Data Center (under cabinet)
Commercial | Com ¦ Electric Convection Combination Ovens | 2035 | SC B | MW | After Competition Groups | 0.00038288 | 0 | 0 | 1625.5248 | 2.3554e-07 | 74 | Commercial_2035_SC B_MW_After Competition Groups_74 | Electric Convection Combination Ovens | 2.355e-05% | 0 | 0.00038288 | Commercial_2035_SC B_MW_After Competition Groups_Electric Convection Combination Ovens
Commercial | Com ¦ LLLC - Low Impact Application | 2035 | SC B | MW | After Competition Groups | 4.1428e-19 | 0 | 0 | 1625.5248 | 2.5486e-22 | 75 | Commercial_2035_SC B_MW_After Competition Groups_75 | LLLC - Low Impact Application | 2.549e-20% | 0 | 4.1428e-19 | Commercial_2035_SC B_MW_After Competition Groups_LLLC - Low Impact Application
Commercial | Com ¦ LLLC - High Impact Application | 2035 | SC B | MW | After Competition Groups | 1.4526e-19 | 0 | 0 | 1625.5248 | 8.9364e-23 | 76 | Commercial_2035_SC B_MW_After Competition Groups_76 | LLLC - High Impact Application | 8.936e-21% | 0 | 1.4526e-19 | Commercial_2035_SC B_MW_After Competition Groups_LLLC - High Impact Application
Commercial | Com ¦ Networked/Connected - High Impact Application | 2035 | SC B | MW | After Competition Groups | 1.5966e-21 | 0 | 0 | 1625.5248 | 9.8222e-25 | 77 | Commercial_2035_SC B_MW_After Competition Groups_77 | Networked/Connected - High Impact Application | 9.822e-23% | 0 | 1.5966e-21 | Commercial_2035_SC B_MW_After Competition Groups_Networked/Connected - High Impact Application
Commercial | Com ¦ Networked/Connected - Low Impact Application | 2035 | SC B | MW | After Competition Groups | 9.1976e-22 | 0 | 0 | 1625.5248 | 5.6582e-25 | 78 | Commercial_2035_SC B_MW_After Competition Groups_78 | Networked/Connected - Low Impact Application | 5.658e-23% | 0 | 9.1976e-22 | Commercial_2035_SC B_MW_After Competition Groups_Networked/Connected - Low Impact Application
Commercial | Com ¦ Indoor Daylight Sensors/Photocell Dimming Control | 2035 | SC B | MW | After Competition Groups | 0 | 0 | 0 | 1625.5248 | 0 | 79 | Commercial_2035_SC B_MW_After Competition Groups_79 | Indoor Daylight Sensors/Photocell Dimming Control | 0% | 0 | 0 | Commercial_2035_SC B_MW_After Competition Groups_Indoor Daylight Sensors/Photocell Dimming Control
Commercial | Com ¦ Variable Refrigerant Flow Heat Pump | 2035 | SC B | MW | After Competition Groups | 0 | 0 | 0 | 1625.5248 | 0 | 80 | Commercial_2035_SC B_MW_After Competition Groups_80 | Variable Refrigerant Flow Heat Pump | 0% | 0 | 0 | Commercial_2035_SC B_MW_After Competition Groups_Variable Refrigerant Flow Heat Pump
Commercial | Com ¦ LED Low/High Bay | 2035 | SC C | MW | After Competition Groups | 168.7867 | 0 | 0 | 1232.6589 | 0.13693 | 1 | Commercial_2035_SC C_MW_After Competition Groups_1 | LED Low/High Bay | 13.69% | 0 | 168.7867 | Commercial_2035_SC C_MW_After Competition Groups_LED Low/High Bay
Commercial | Com ¦ LED Troffer/Surface/Suspended | 2035 | SC C | MW | After Competition Groups | 132.9243 | 0 | 0 | 1232.6589 | 0.10784 | 2 | Commercial_2035_SC C_MW_After Competition Groups_2 | LED Troffer/Surface/Suspended | 10.78% | 0 | 132.9243 | Commercial_2035_SC C_MW_After Competition Groups_LED Troffer/Surface/Suspended
Commercial | Com ¦ ENERGY STAR LED LAMPS (REFLECTOR LAMPs/MR16/PAR 16) | 2035 | SC C | MW | After Competition Groups | 126.6581 | 0 | 0 | 1232.6589 | 0.10275 | 3 | Commercial_2035_SC C_MW_After Competition Groups_3 | ENERGY STAR LED LAMPS (REFLECTOR LAMPs/MR16/PAR 16) | 10.28% | 0 | 126.6581 | Commercial_2035_SC C_MW_After Competition Groups_ENERGY STAR LED LAMPS (REFLECTOR LAMPs/MR16/PAR 16)
Commercial | Com ¦ LED Replacement Lamp (Tube) | 2035 | SC C | MW | After Competition Groups | 82.8798 | 0 | 0 | 1232.6589 | 0.067237 | 4 | Commercial_2035_SC C_MW_After Competition Groups_4 | LED Replacement Lamp (Tube) | 6.724% | 0 | 82.8798 | Commercial_2035_SC C_MW_After Competition Groups_LED Replacement Lamp (Tube)
Commercial | Com ¦ High Efficiency Air Source Heat Pump | 2035 | SC C | MW | After Competition Groups | 82.6196 | 0 | 0 | 1232.6589 | 0.067026 | 5 | Commercial_2035_SC C_MW_After Competition Groups_5 | High Efficiency Air Source Heat Pump | 6.703% | 0 | 82.6196 | Commercial_2035_SC C_MW_After Competition Groups_High Efficiency Air Source Heat Pump
Commercial | Com ¦ Building Recommissioning, Operations and Maintenance (O&M) Improvements | 2035 | SC C | MW | After Competition Groups | 81.9031 | 0 | 0 | 1232.6589 | 0.066444 | 6 | Commercial_2035_SC C_MW_After Competition Groups_6 | Building Recommissioning, Operations and Maintenance (O&M) Improvements | 6.644% | 0 | 81.9031 | Commercial_2035_SC C_MW_After Competition Groups_Building Recommissioning, Operations and Maintenance (O&M) Improvements
Commercial | Com ¦ Unitary Air-Conditioning Unit | 2035 | SC C | MW | After Competition Groups | 65.35 | 0 | 0 | 1232.6589 | 0.053015 | 7 | Commercial_2035_SC C_MW_After Competition Groups_7 | Unitary Air-Conditioning Unit | 5.302% | 0 | 65.35 | Commercial_2035_SC C_MW_After Competition Groups_Unitary Air-Conditioning Unit
Commercial | Com ¦ Advanced BAS/Controllers | 2035 | SC C | MW | After Competition Groups | 43.7728 | 0 | 0 | 1232.6589 | 0.035511 | 8 | Commercial_2035_SC C_MW_After Competition Groups_8 | Advanced BAS/Controllers | 3.551% | 0 | 43.7728 | Commercial_2035_SC C_MW_After Competition Groups_Advanced BAS/Controllers
Commercial | Com ¦ Education and Capacity Building/Energy Behavior | 2035 | SC C | MW | After Competition Groups | 36.2149 | 0 | 0 | 1232.6589 | 0.02938 | 9 | Commercial_2035_SC C_MW_After Competition Groups_9 | Education and Capacity Building/Energy Behavior | 2.938% | 0 | 36.2149 | Commercial_2035_SC C_MW_After Competition Groups_Education and Capacity Building/Energy Behavior
Commercial | Com ¦ Refrigerated Display Case Doors | 2035 | SC C | MW | After Competition Groups | 32.4667 | 0 | 0 | 1232.6589 | 0.026339 | 10 | Commercial_2035_SC C_MW_After Competition Groups_10 | Refrigerated Display Case Doors | 2.634% | 0 | 32.4667 | Commercial_2035_SC C_MW_After Competition Groups_Refrigerated Display Case Doors
Commercial | Com ¦ Adaptive Thermostats | 2035 | SC C | MW | After Competition Groups | 30.5935 | 0 | 0 | 1232.6589 | 0.024819 | 11 | Commercial_2035_SC C_MW_After Competition Groups_11 | Adaptive Thermostats | 2.482% | 0 | 30.5935 | Commercial_2035_SC C_MW_After Competition Groups_Adaptive Thermostats
Commercial | Com ¦ Reach-in Shaded Pole to ECM/PSC Evaporator Fan Motor | 2035 | SC C | MW | After Competition Groups | 28.7143 | 0 | 0 | 1232.6589 | 0.023295 | 12 | Commercial_2035_SC C_MW_After Competition Groups_12 | Reach-in Shaded Pole to ECM/PSC Evaporator Fan Motor | 2.329% | 0 | 28.7143 | Commercial_2035_SC C_MW_After Competition Groups_Reach-in Shaded Pole to ECM/PSC Evaporator Fan Motor
Commercial | Com ¦ Data Center Storage/Server Virtualization | 2035 | SC C | MW | After Competition Groups | 27.5419 | 0 | 0 | 1232.6589 | 0.022343 | 13 | Commercial_2035_SC C_MW_After Competition Groups_13 | Data Center Storage/Server Virtualization | 2.234% | 0 | 27.5419 | Commercial_2035_SC C_MW_After Competition Groups_Data Center Storage/Server Virtualization
Commercial | Com ¦ LED or Equivalent Sign Lighting | 2035 | SC C | MW | After Competition Groups | 27.0186 | 0 | 0 | 1232.6589 | 0.021919 | 14 | Commercial_2035_SC C_MW_After Competition Groups_14 | LED or Equivalent Sign Lighting | 2.192% | 0 | 27.0186 | Commercial_2035_SC C_MW_After Competition Groups_LED or Equivalent Sign Lighting
Commercial | Com ¦ Strip Curtains | 2035 | SC C | MW | After Competition Groups | 24.3721 | 0 | 0 | 1232.6589 | 0.019772 | 15 | Commercial_2035_SC C_MW_After Competition Groups_15 | Strip Curtains | 1.977% | 0 | 24.3721 | Commercial_2035_SC C_MW_After Competition Groups_Strip Curtains
Commercial | Com ¦ Furnace Tune-Up | 2035 | SC C | MW | After Competition Groups | 20.8635 | 0 | 0 | 1232.6589 | 0.016926 | 16 | Commercial_2035_SC C_MW_After Competition Groups_16 | Furnace Tune-Up | 1.693% | 0 | 20.8635 | Commercial_2035_SC C_MW_After Competition Groups_Furnace Tune-Up
Commercial | Com ¦ Chilled Water Optimization | 2035 | SC C | MW | After Competition Groups | 20.7863 | 0 | 0 | 1232.6589 | 0.016863 | 17 | Commercial_2035_SC C_MW_After Competition Groups_17 | Chilled Water Optimization | 1.686% | 0 | 20.7863 | Commercial_2035_SC C_MW_After Competition Groups_Chilled Water Optimization
Commercial | Com ¦ Demand Control Ventilation | 2035 | SC C | MW | After Competition Groups | 19.819 | 0 | 0 | 1232.6589 | 0.016078 | 18 | Commercial_2035_SC C_MW_After Competition Groups_18 | Demand Control Ventilation | 1.608% | 0 | 19.819 | Commercial_2035_SC C_MW_After Competition Groups_Demand Control Ventilation
Commercial | Com ¦ Centrally controlled desktop PC/NETWORK PC POWER MANAGEMENT SOFTWARE | 2035 | SC C | MW | After Competition Groups | 17.4385 | 0 | 0 | 1232.6589 | 0.014147 | 19 | Commercial_2035_SC C_MW_After Competition Groups_19 | Centrally controlled desktop PC/NETWORK PC POWER MANAGEMENT SOFTWARE | 1.415% | 0 | 17.4385 | Commercial_2035_SC C_MW_After Competition Groups_Centrally controlled desktop PC/NETWORK PC POWER MANAGEMENT SOFTWARE
Commercial | Com ¦ ENERGY STAR LED LAMPS (General Service Lamps) | 2035 | SC C | MW | After Competition Groups | 15.4233 | 0 | 0 | 1232.6589 | 0.012512 | 20 | Commercial_2035_SC C_MW_After Competition Groups_20 | ENERGY STAR LED LAMPS (General Service Lamps) | 1.251% | 0 | 15.4233 | Commercial_2035_SC C_MW_After Competition Groups_ENERGY STAR LED LAMPS (General Service Lamps)
Commercial | Com ¦ Variable Frequency Drive (VFD) | 2035 | SC C | MW | After Competition Groups | 14.6624 | 0 | 0 | 1232.6589 | 0.011895 | 21 | Commercial_2035_SC C_MW_After Competition Groups_21 | Variable Frequency Drive (VFD) | 1.189% | 0 | 14.6624 | Commercial_2035_SC C_MW_After Competition Groups_Variable Frequency Drive (VFD)
Commercial | Com ¦ VFD on Pumps | 2035 | SC C | MW | After Competition Groups | 13.6983 | 0 | 0 | 1232.6589 | 0.011113 | 22 | Commercial_2035_SC C_MW_After Competition Groups_22 | VFD on Pumps | 1.111% | 0 | 13.6983 | Commercial_2035_SC C_MW_After Competition Groups_VFD on Pumps
Commercial | Com ¦ Refrigerated Display Case LED | 2035 | SC C | MW | After Competition Groups | 12.3984 | 0 | 0 | 1232.6589 | 0.010058 | 23 | Commercial_2035_SC C_MW_After Competition Groups_23 | Refrigerated Display Case LED | 1.006% | 0 | 12.3984 | Commercial_2035_SC C_MW_After Competition Groups_Refrigerated Display Case LED
Commercial | Com ¦ Air Handler with Dedicated Outdoor Air Systems | 2035 | SC C | MW | After Competition Groups | 8.3078 | 0 | 0 | 1232.6589 | 0.0067397 | 24 | Commercial_2035_SC C_MW_After Competition Groups_24 | Air Handler with Dedicated Outdoor Air Systems | 0.674% | 0 | 8.3078 | Commercial_2035_SC C_MW_After Competition Groups_Air Handler with Dedicated Outdoor Air Systems
Commercial | Com ¦ Door Gasket Freezer/Refrigerator | 2035 | SC C | MW | After Competition Groups | 7.9235 | 0 | 0 | 1232.6589 | 0.006428 | 25 | Commercial_2035_SC C_MW_After Competition Groups_25 | Door Gasket Freezer/Refrigerator | 0.6428% | 0 | 7.9235 | Commercial_2035_SC C_MW_After Competition Groups_Door Gasket Freezer/Refrigerator
Commercial | Com ¦ ECM MOTORS FOR EVAPORATOR FANS for refrigeration (WALK-IN) | 2035 | SC C | MW | After Competition Groups | 7.5308 | 0 | 0 | 1232.6589 | 0.0061094 | 26 | Commercial_2035_SC C_MW_After Competition Groups_26 | ECM MOTORS FOR EVAPORATOR FANS for refrigeration (WALK-IN) | 0.6109% | 0 | 7.5308 | Commercial_2035_SC C_MW_After Competition Groups_ECM MOTORS FOR EVAPORATOR FANS for refrigeration (WALK-IN)
Commercial | Com ¦ Demand Control Kitchen Ventilation | 2035 | SC C | MW | After Competition Groups | 7.0465 | 0 | 0 | 1232.6589 | 0.0057165 | 27 | Commercial_2035_SC C_MW_After Competition Groups_27 | Demand Control Kitchen Ventilation | 0.5717% | 0 | 7.0465 | Commercial_2035_SC C_MW_After Competition Groups_Demand Control Kitchen Ventilation
Commercial | Com ¦ LED EXTERIOR AREA LIGHTS - LED fixture (200W) | 2035 | SC C | MW | After Competition Groups | 6.7889 | 0 | 0 | 1232.6589 | 0.0055075 | 28 | Commercial_2035_SC C_MW_After Competition Groups_28 | LED EXTERIOR AREA LIGHTS - LED fixture (200W) | 0.5508% | 0 | 6.7889 | Commercial_2035_SC C_MW_After Competition Groups_LED EXTERIOR AREA LIGHTS - LED fixture (200W)
Commercial | Com ¦ LED parking lot fixture | 2035 | SC C | MW | After Competition Groups | 6.5021 | 0 | 0 | 1232.6589 | 0.0052748 | 29 | Commercial_2035_SC C_MW_After Competition Groups_29 | LED parking lot fixture | 0.5275% | 0 | 6.5021 | Commercial_2035_SC C_MW_After Competition Groups_LED parking lot fixture
Commercial | Com ¦ Freezer Case Light Sensor | 2035 | SC C | MW | After Competition Groups | 6.4993 | 0 | 0 | 1232.6589 | 0.0052726 | 30 | Commercial_2035_SC C_MW_After Competition Groups_30 | Freezer Case Light Sensor | 0.5273% | 0 | 6.4993 | Commercial_2035_SC C_MW_After Competition Groups_Freezer Case Light Sensor
Commercial | Com ¦ Evaporator Fan Controls | 2035 | SC C | MW | After Competition Groups | 6.3319 | 0 | 0 | 1232.6589 | 0.0051368 | 31 | Commercial_2035_SC C_MW_After Competition Groups_31 | Evaporator Fan Controls | 0.5137% | 0 | 6.3319 | Commercial_2035_SC C_MW_After Competition Groups_Evaporator Fan Controls
Commercial | Com ¦ ENERGY STAR Griddle (74% eff) | 2035 | SC C | MW | After Competition Groups | 5.3364 | 0 | 0 | 1232.6589 | 0.0043292 | 32 | Commercial_2035_SC C_MW_After Competition Groups_32 | ENERGY STAR Griddle (74% eff) | 0.4329% | 0 | 5.3364 | Commercial_2035_SC C_MW_After Competition Groups_ENERGY STAR Griddle (74% eff)
Commercial | Com ¦ Water Source Heat Pump (4 ton) | 2035 | SC C | MW | After Competition Groups | 5.3296 | 0 | 0 | 1232.6589 | 0.0043236 | 33 | Commercial_2035_SC C_MW_After Competition Groups_33 | Water Source Heat Pump (4 ton) | 0.4324% | 0 | 5.3296 | Commercial_2035_SC C_MW_After Competition Groups_Water Source Heat Pump (4 ton)
Commercial | Com ¦ Occupancy Sensors | 2035 | SC C | MW | After Competition Groups | 4.7975 | 0 | 0 | 1232.6589 | 0.003892 | 34 | Commercial_2035_SC C_MW_After Competition Groups_34 | Occupancy Sensors | 0.3892% | 0 | 4.7975 | Commercial_2035_SC C_MW_After Competition Groups_Occupancy Sensors
Commercial | Com ¦ LED street light fixture | 2035 | SC C | MW | After Competition Groups | 4.1186 | 0 | 0 | 1232.6589 | 0.0033412 | 35 | Commercial_2035_SC C_MW_After Competition Groups_35 | LED street light fixture | 0.3341% | 0 | 4.1186 | Commercial_2035_SC C_MW_After Competition Groups_LED street light fixture
Commercial | Com ¦ Duct Insulation, R8 | 2035 | SC C | MW | After Competition Groups | 3.8641 | 0 | 0 | 1232.6589 | 0.0031348 | 36 | Commercial_2035_SC C_MW_After Competition Groups_36 | Duct Insulation, R8 | 0.3135% | 0 | 3.8641 | Commercial_2035_SC C_MW_After Competition Groups_Duct Insulation, R8
Commercial | Com ¦ BEVERAGE VENDING MACHINE CONTROLS | 2035 | SC C | MW | After Competition Groups | 2.8705 | 0 | 0 | 1232.6589 | 0.0023287 | 37 | Commercial_2035_SC C_MW_After Competition Groups_37 | BEVERAGE VENDING MACHINE CONTROLS | 0.2329% | 0 | 2.8705 | Commercial_2035_SC C_MW_After Competition Groups_BEVERAGE VENDING MACHINE CONTROLS
Commercial | Com ¦ Elec Storage WH 2.30 Et | 2035 | SC C | MW | After Competition Groups | 2.6033 | 0 | 0 | 1232.6589 | 0.002112 | 38 | Commercial_2035_SC C_MW_After Competition Groups_38 | Elec Storage WH 2.30 Et | 0.2112% | 0 | 2.6033 | Commercial_2035_SC C_MW_After Competition Groups_Elec Storage WH 2.30 Et
Commercial | Com ¦ Temperature Adjustment in Commercial Freezers | 2035 | SC C | MW | After Competition Groups | 2.3169 | 0 | 0 | 1232.6589 | 0.0018796 | 39 | Commercial_2035_SC C_MW_After Competition Groups_39 | Temperature Adjustment in Commercial Freezers | 0.188% | 0 | 2.3169 | Commercial_2035_SC C_MW_After Competition Groups_Temperature Adjustment in Commercial Freezers
Commercial | Com ¦ CO Sensors for parking garage exhaust fans | 2035 | SC C | MW | After Competition Groups | 2.1337 | 0 | 0 | 1232.6589 | 0.001731 | 40 | Commercial_2035_SC C_MW_After Competition Groups_40 | CO Sensors for parking garage exhaust fans | 0.1731% | 0 | 2.1337 | Commercial_2035_SC C_MW_After Competition Groups_CO Sensors for parking garage exhaust fans
Commercial | Com ¦ Vertical Night Covers | 2035 | SC C | MW | After Competition Groups | 1.9144 | 0 | 0 | 1232.6589 | 0.001553 | 41 | Commercial_2035_SC C_MW_After Competition Groups_41 | Vertical Night Covers | 0.1553% | 0 | 1.9144 | Commercial_2035_SC C_MW_After Competition Groups_Vertical Night Covers
Commercial | Com ¦ Energy Efficient Laboratory Fume Hood | 2035 | SC C | MW | After Competition Groups | 1.8642 | 0 | 0 | 1232.6589 | 0.0015124 | 42 | Commercial_2035_SC C_MW_After Competition Groups_42 | Energy Efficient Laboratory Fume Hood | 0.1512% | 0 | 1.8642 | Commercial_2035_SC C_MW_After Competition Groups_Energy Efficient Laboratory Fume Hood
Commercial | Com ¦ ENERGY STAR Fryer (84% eff) | 2035 | SC C | MW | After Competition Groups | 1.5862 | 0 | 0 | 1232.6589 | 0.0012868 | 43 | Commercial_2035_SC C_MW_After Competition Groups_43 | ENERGY STAR Fryer (84% eff) | 0.1287% | 0 | 1.5862 | Commercial_2035_SC C_MW_After Competition Groups_ENERGY STAR Fryer (84% eff)
Commercial | Com ¦ Outside Air Economizer | 2035 | SC C | MW | After Competition Groups | 1.5149 | 0 | 0 | 1232.6589 | 0.0012289 | 44 | Commercial_2035_SC C_MW_After Competition Groups_44 | Outside Air Economizer | 0.1229% | 0 | 1.5149 | Commercial_2035_SC C_MW_After Competition Groups_Outside Air Economizer
Commercial | Com ¦ Water Heating (DHW) Pipe Insulation (Add 3/4\ Foam)" | 2035 | SC C | MW | After Competition Groups | 1.4681 | 0 | 0 | 1232.6589 | 0.001191 | 45 | Commercial_2035_SC C_MW_After Competition Groups_45 | Water Heating (DHW) Pipe Insulation (Add 3/4\ Foam)" | 0.1191% | 0 | 1.4681 | Commercial_2035_SC C_MW_After Competition Groups_Water Heating (DHW) Pipe Insulation (Add 3/4\ Foam)"
Commercial | Com ¦ ENERGY STAR Steam Cookers | 2035 | SC C | MW | After Competition Groups | 1.0178 | 0 | 0 | 1232.6589 | 0.0008257 | 46 | Commercial_2035_SC C_MW_After Competition Groups_46 | ENERGY STAR Steam Cookers | 0.08257% | 0 | 1.0178 | Commercial_2035_SC C_MW_After Competition Groups_ENERGY STAR Steam Cookers
Commercial | Com ¦ Suction Pipe Insulation Freezer/Refrigerator | 2035 | SC C | MW | After Competition Groups | 0.99627 | 0 | 0 | 1232.6589 | 0.00080823 | 47 | Commercial_2035_SC C_MW_After Competition Groups_47 | Suction Pipe Insulation Freezer/Refrigerator | 0.08082% | 0 | 0.99627 | Commercial_2035_SC C_MW_After Competition Groups_Suction Pipe Insulation Freezer/Refrigerator
Commercial | Com ¦ Condensing Make Up Air Unit | 2035 | SC C | MW | After Competition Groups | 0.90927 | 0 | 0 | 1232.6589 | 0.00073765 | 48 | Commercial_2035_SC C_MW_After Competition Groups_48 | Condensing Make Up Air Unit | 0.07377% | 0 | 0.90927 | Commercial_2035_SC C_MW_After Competition Groups_Condensing Make Up Air Unit
Commercial | Com ¦ ENERGY STAR Dishwasher | 2035 | SC C | MW | After Competition Groups | 0.80323 | 0 | 0 | 1232.6589 | 0.00065162 | 49 | Commercial_2035_SC C_MW_After Competition Groups_49 | ENERGY STAR Dishwasher | 0.06516% | 0 | 0.80323 | Commercial_2035_SC C_MW_After Competition Groups_ENERGY STAR Dishwasher
Commercial | Com ¦ Thermostat Setback | 2035 | SC C | MW | After Competition Groups | 0.71943 | 0 | 0 | 1232.6589 | 0.00058364 | 50 | Commercial_2035_SC C_MW_After Competition Groups_50 | Thermostat Setback | 0.05836% | 0 | 0.71943 | Commercial_2035_SC C_MW_After Competition Groups_Thermostat Setback
Commercial | Com ¦ Ozone Laundry Treatment | 2035 | SC C | MW | After Competition Groups | 0.51879 | 0 | 0 | 1232.6589 | 0.00042087 | 51 | Commercial_2035_SC C_MW_After Competition Groups_51 | Ozone Laundry Treatment | 0.04209% | 0 | 0.51879 | Commercial_2035_SC C_MW_After Competition Groups_Ozone Laundry Treatment
Commercial | COM ¦ Ductless Mini-Split Heat Pumps | 2035 | SC C | MW | After Competition Groups | 0.24356 | 0 | 0 | 1232.6589 | 0.00019759 | 52 | Commercial_2035_SC C_MW_After Competition Groups_52 | Ductless Mini-Split Heat Pumps | 0.01976% | 0 | 0.24356 | Commercial_2035_SC C_MW_After Competition Groups_Ductless Mini-Split Heat Pumps
Commercial | Com ¦ ECM MOTORS FOR HVAC APPLICATION (FAN-POWERED VAV BOX) | 2035 | SC C | MW | After Competition Groups | 0.23042 | 0 | 0 | 1232.6589 | 0.00018693 | 53 | Commercial_2035_SC C_MW_After Competition Groups_53 | ECM MOTORS FOR HVAC APPLICATION (FAN-POWERED VAV BOX) | 0.01869% | 0 | 0.23042 | Commercial_2035_SC C_MW_After Competition Groups_ECM MOTORS FOR HVAC APPLICATION (FAN-POWERED VAV BOX)
Commercial | Com ¦ PTAC (12 EER/10,000 BTU) | 2035 | SC C | MW | After Competition Groups | 0.22348 | 0 | 0 | 1232.6589 | 0.0001813 | 54 | Commercial_2035_SC C_MW_After Competition Groups_54 | PTAC (12 EER/10,000 BTU) | 0.01813% | 0 | 0.22348 | Commercial_2035_SC C_MW_After Competition Groups_PTAC (12 EER/10,000 BTU)
Commercial | Com ¦ Solar Water Preheat (Pools/DHW) | 2035 | SC C | MW | After Competition Groups | 0.15409 | 0 | 0 | 1232.6589 | 0.000125 | 55 | Commercial_2035_SC C_MW_After Competition Groups_55 | Solar Water Preheat (Pools/DHW) | 0.0125% | 0 | 0.15409 | Commercial_2035_SC C_MW_After Competition Groups_Solar Water Preheat (Pools/DHW)
Commercial | Com ¦ CEE Tier 2/Energy Star Clothes Washers | 2035 | SC C | MW | After Competition Groups | 0.14498 | 0 | 0 | 1232.6589 | 0.00011762 | 56 | Commercial_2035_SC C_MW_After Competition Groups_56 | CEE Tier 2/Energy Star Clothes Washers | 0.01176% | 0 | 0.14498 | Commercial_2035_SC C_MW_After Competition Groups_CEE Tier 2/Energy Star Clothes Washers
Commercial | Com ¦ Notched V belts for HVAC Systems | 2035 | SC C | MW | After Competition Groups | 0.13071 | 0 | 0 | 1232.6589 | 0.00010604 | 57 | Commercial_2035_SC C_MW_After Competition Groups_57 | Notched V belts for HVAC Systems | 0.0106% | 0 | 0.13071 | Commercial_2035_SC C_MW_After Competition Groups_Notched V belts for HVAC Systems
Commercial | Com ¦ Auto Off Time Switch or Time Clock control | 2035 | SC C | MW | After Competition Groups | 0.11969 | 0 | 0 | 1232.6589 | 9.7099e-05 | 58 | Commercial_2035_SC C_MW_After Competition Groups_58 | Auto Off Time Switch or Time Clock control | 0.00971% | 0 | 0.11969 | Commercial_2035_SC C_MW_After Competition Groups_Auto Off Time Switch or Time Clock control
Commercial | Com ¦ HVAC Optimization | 2035 | SC C | MW | After Competition Groups | 0.10841 | 0 | 0 | 1232.6589 | 8.7946e-05 | 59 | Commercial_2035_SC C_MW_After Competition Groups_59 | HVAC Optimization | 0.008795% | 0 | 0.10841 | Commercial_2035_SC C_MW_After Competition Groups_HVAC Optimization
Commercial | Com ¦ Demand controlled Circulating Systems | 2035 | SC C | MW | After Competition Groups | 0.098698 | 0 | 0 | 1232.6589 | 8.0069e-05 | 60 | Commercial_2035_SC C_MW_After Competition Groups_60 | Demand controlled Circulating Systems | 0.008007% | 0 | 0.098698 | Commercial_2035_SC C_MW_After Competition Groups_Demand controlled Circulating Systems
Commercial | Com ¦ LLLC - High Impact Application | 2035 | SC C | MW | After Competition Groups | 0.086433 | 0 | 0 | 1232.6589 | 7.0119e-05 | 61 | Commercial_2035_SC C_MW_After Competition Groups_61 | LLLC - High Impact Application | 0.007012% | 0 | 0.086433 | Commercial_2035_SC C_MW_After Competition Groups_LLLC - High Impact Application
Commercial | Com ¦ LED RECESSED DOWNLIGHTS | 2035 | SC C | MW | After Competition Groups | 0.078444 | 0 | 0 | 1232.6589 | 6.3638e-05 | 62 | Commercial_2035_SC C_MW_After Competition Groups_62 | LED RECESSED DOWNLIGHTS | 0.006364% | 0 | 0.078444 | Commercial_2035_SC C_MW_After Competition Groups_LED RECESSED DOWNLIGHTS
Commercial | Com ¦ Low Flow Pre-Rinse Spray Nozzle | 2035 | SC C | MW | After Competition Groups | 0.073135 | 0 | 0 | 1232.6589 | 5.9331e-05 | 63 | Commercial_2035_SC C_MW_After Competition Groups_63 | Low Flow Pre-Rinse Spray Nozzle | 0.005933% | 0 | 0.073135 | Commercial_2035_SC C_MW_After Competition Groups_Low Flow Pre-Rinse Spray Nozzle
Commercial | Com ¦ Commercial Hot Food Holding Cabinets | 2035 | SC C | MW | After Competition Groups | 0.067498 | 0 | 0 | 1232.6589 | 5.4758e-05 | 64 | Commercial_2035_SC C_MW_After Competition Groups_64 | Commercial Hot Food Holding Cabinets | 0.005476% | 0 | 0.067498 | Commercial_2035_SC C_MW_After Competition Groups_Commercial Hot Food Holding Cabinets
Commercial | Com ¦ LLLC - Low Impact Application | 2035 | SC C | MW | After Competition Groups | 0.057346 | 0 | 0 | 1232.6589 | 4.6522e-05 | 65 | Commercial_2035_SC C_MW_After Competition Groups_65 | LLLC - Low Impact Application | 0.004652% | 0 | 0.057346 | Commercial_2035_SC C_MW_After Competition Groups_LLLC - Low Impact Application
Commercial | Com ¦ High Efficiency Small Instantaneous Water Heater | 2035 | SC C | MW | After Competition Groups | 0.052594 | 0 | 0 | 1232.6589 | 4.2667e-05 | 66 | Commercial_2035_SC C_MW_After Competition Groups_66 | High Efficiency Small Instantaneous Water Heater | 0.004267% | 0 | 0.052594 | Commercial_2035_SC C_MW_After Competition Groups_High Efficiency Small Instantaneous Water Heater
Commercial | Com ¦ Efficient compressor motor | 2035 | SC C | MW | After Competition Groups | 0.04768 | 0 | 0 | 1232.6589 | 3.8681e-05 | 67 | Commercial_2035_SC C_MW_After Competition Groups_67 | Efficient compressor motor | 0.003868% | 0 | 0.04768 | Commercial_2035_SC C_MW_After Competition Groups_Efficient compressor motor
Commercial | Com ¦ Room AC (w/ louvered sides) 14 SEER from 12 SEER code | 2035 | SC C | MW | After Competition Groups | 0.038751 | 0 | 0 | 1232.6589 | 3.1437e-05 | 68 | Commercial_2035_SC C_MW_After Competition Groups_68 | Room AC (w/ louvered sides) 14 SEER from 12 SEER code | 0.003144% | 0 | 0.038751 | Commercial_2035_SC C_MW_After Competition Groups_Room AC (w/ louvered sides) 14 SEER from 12 SEER code
Commercial | Com ¦ High Efficiency Chiller (avg of water and air cooled) | 2035 | SC C | MW | After Competition Groups | 0.037096 | 0 | 0 | 1232.6589 | 3.0094e-05 | 69 | Commercial_2035_SC C_MW_After Competition Groups_69 | High Efficiency Chiller (avg of water and air cooled) | 0.003009% | 0 | 0.037096 | Commercial_2035_SC C_MW_After Competition Groups_High Efficiency Chiller (avg of water and air cooled)
Commercial | Com ¦ Wall Insulation | 2035 | SC C | MW | After Competition Groups | 0.036565 | 0 | 0 | 1232.6589 | 2.9663e-05 | 70 | Commercial_2035_SC C_MW_After Competition Groups_70 | Wall Insulation | 0.002966% | 0 | 0.036565 | Commercial_2035_SC C_MW_After Competition Groups_Wall Insulation
Commercial | Com ¦ Condensing Unit Heaters or other Efficient Unit Heating System | 2035 | SC C | MW | After Competition Groups | 0.03299 | 0 | 0 | 1232.6589 | 2.6763e-05 | 71 | Commercial_2035_SC C_MW_After Competition Groups_71 | Condensing Unit Heaters or other Efficient Unit Heating System | 0.002676% | 0 | 0.03299 | Commercial_2035_SC C_MW_After Competition Groups_Condensing Unit Heaters or other Efficient Unit Heating System
Commercial | Com ¦ Air Curtains | 2035 | SC C | MW | After Competition Groups | 0.027248 | 0 | 0 | 1232.6589 | 2.2105e-05 | 72 | Commercial_2035_SC C_MW_After Competition Groups_72 | Air Curtains | 0.00221% | 0 | 0.027248 | Commercial_2035_SC C_MW_After Competition Groups_Air Curtains
Commercial | Com ¦ VSD Air Compressor | 2035 | SC C | MW | After Competition Groups | 0.024423 | 0 | 0 | 1232.6589 | 1.9813e-05 | 73 | Commercial_2035_SC C_MW_After Competition Groups_73 | VSD Air Compressor | 0.001981% | 0 | 0.024423 | Commercial_2035_SC C_MW_After Competition Groups_VSD Air Compressor
Commercial | Com ¦ Energy Recovery Ventilation and Ventilation (Enhanced) | 2035 | SC C | MW | After Competition Groups | 0.019111 | 0 | 0 | 1232.6589 | 1.5503e-05 | 74 | Commercial_2035_SC C_MW_After Competition Groups_74 | Energy Recovery Ventilation and Ventilation (Enhanced) | 0.00155% | 0 | 0.019111 | Commercial_2035_SC C_MW_After Competition Groups_Energy Recovery Ventilation and Ventilation (Enhanced)
Commercial | Com ¦ EC Plug Fan for Data Center (under cabinet) | 2035 | SC C | MW | After Competition Groups | 0.0046982 | 0 | 0 | 1232.6589 | 3.8115e-06 | 75 | Commercial_2035_SC C_MW_After Competition Groups_75 | EC Plug Fan for Data Center (under cabinet) | 0.0003811% | 0 | 0.0046982 | Commercial_2035_SC C_MW_After Competition Groups_EC Plug Fan for Data Center (under cabinet)
Commercial | Com ¦ Electric Convection Combination Ovens | 2035 | SC C | MW | After Competition Groups | 0.00036208 | 0 | 0 | 1232.6589 | 2.9374e-07 | 76 | Commercial_2035_SC C_MW_After Competition Groups_76 | Electric Convection Combination Ovens | 2.937e-05% | 0 | 0.00036208 | Commercial_2035_SC C_MW_After Competition Groups_Electric Convection Combination Ovens
Commercial | Com ¦ Networked/Connected - High Impact Application | 2035 | SC C | MW | After Competition Groups | 0.00024708 | 0 | 0 | 1232.6589 | 2.0045e-07 | 77 | Commercial_2035_SC C_MW_After Competition Groups_77 | Networked/Connected - High Impact Application | 2.004e-05% | 0 | 0.00024708 | Commercial_2035_SC C_MW_After Competition Groups_Networked/Connected - High Impact Application
Commercial | Com ¦ Networked/Connected - Low Impact Application | 2035 | SC C | MW | After Competition Groups | 1.2074e-05 | 0 | 0 | 1232.6589 | 9.7955e-09 | 78 | Commercial_2035_SC C_MW_After Competition Groups_78 | Networked/Connected - Low Impact Application | 9.795e-07% | 0 | 1.2074e-05 | Commercial_2035_SC C_MW_After Competition Groups_Networked/Connected - Low Impact Application
Commercial | Com ¦ Indoor Daylight Sensors/Photocell Dimming Control | 2035 | SC C | MW | After Competition Groups | 0 | 0 | 0 | 1232.6589 | 0 | 79 | Commercial_2035_SC C_MW_After Competition Groups_79 | Indoor Daylight Sensors/Photocell Dimming Control | 0% | 0 | 0 | Commercial_2035_SC C_MW_After Competition Groups_Indoor Daylight Sensors/Photocell Dimming Control
Commercial | Com ¦ Variable Refrigerant Flow Heat Pump | 2035 | SC C | MW | After Competition Groups | 0 | 0 | 0 | 1232.6589 | 0 | 80 | Commercial_2035_SC C_MW_After Competition Groups_80 | Variable Refrigerant Flow Heat Pump | 0% | 0 | 0 | Commercial_2035_SC C_MW_After Competition Groups_Variable Refrigerant Flow Heat Pump
Commercial | Com ¦ LED Low/High Bay | 2035 | SC D | MW | After Competition Groups | 146.839 | 21749984.495 | 21.75 | 1158.6081 | 0.12674 | 1 | Commercial_2035_SC D_MW_After Competition Groups_1 | LED Low/High Bay | 12.67% | 21.75 | 146.839 | Commercial_2035_SC D_MW_After Competition Groups_LED Low/High Bay
Commercial | Com ¦ ENERGY STAR LED LAMPS (REFLECTOR LAMPs/MR16/PAR 16) | 2035 | SC D | MW | After Competition Groups | 126.6576 | 1026192.4159 | 1.0262 | 1158.6081 | 0.10932 | 2 | Commercial_2035_SC D_MW_After Competition Groups_2 | ENERGY STAR LED LAMPS (REFLECTOR LAMPs/MR16/PAR 16) | 10.93% | 1.0262 | 126.6576 | Commercial_2035_SC D_MW_After Competition Groups_ENERGY STAR LED LAMPS (REFLECTOR LAMPs/MR16/PAR 16)
Commercial | Com ¦ LED Troffer/Surface/Suspended | 2035 | SC D | MW | After Competition Groups | 124.7318 | 17176721.5663 | 17.1767 | 1158.6081 | 0.10766 | 3 | Commercial_2035_SC D_MW_After Competition Groups_3 | LED Troffer/Surface/Suspended | 10.77% | 17.1767 | 124.7318 | Commercial_2035_SC D_MW_After Competition Groups_LED Troffer/Surface/Suspended
Commercial | Com ¦ LED Replacement Lamp (Tube) | 2035 | SC D | MW | After Competition Groups | 82.8798 | 0 | 0 | 1158.6081 | 0.071534 | 4 | Commercial_2035_SC D_MW_After Competition Groups_4 | LED Replacement Lamp (Tube) | 7.153% | 0 | 82.8798 | Commercial_2035_SC D_MW_After Competition Groups_LED Replacement Lamp (Tube)
Commercial | Com ¦ High Efficiency Air Source Heat Pump | 2035 | SC D | MW | After Competition Groups | 82.6196 | 1394349.515 | 1.3943 | 1158.6081 | 0.071309 | 5 | Commercial_2035_SC D_MW_After Competition Groups_5 | High Efficiency Air Source Heat Pump | 7.131% | 1.3943 | 82.6196 | Commercial_2035_SC D_MW_After Competition Groups_High Efficiency Air Source Heat Pump
Commercial | Com ¦ Building Recommissioning, Operations and Maintenance (O&M) Improvements | 2035 | SC D | MW | After Competition Groups | 81.4228 | 6850013.5794 | 6.85 | 1158.6081 | 0.070276 | 6 | Commercial_2035_SC D_MW_After Competition Groups_6 | Building Recommissioning, Operations and Maintenance (O&M) Improvements | 7.028% | 6.85 | 81.4228 | Commercial_2035_SC D_MW_After Competition Groups_Building Recommissioning, Operations and Maintenance (O&M) Improvements
Commercial | Com ¦ Unitary Air-Conditioning Unit | 2035 | SC D | MW | After Competition Groups | 55.9727 | 7224455.268 | 7.2245 | 1158.6081 | 0.04831 | 7 | Commercial_2035_SC D_MW_After Competition Groups_7 | Unitary Air-Conditioning Unit | 4.831% | 7.2245 | 55.9727 | Commercial_2035_SC D_MW_After Competition Groups_Unitary Air-Conditioning Unit
Commercial | Com ¦ Advanced BAS/Controllers | 2035 | SC D | MW | After Competition Groups | 46.5183 | 5381288.2489 | 5.3813 | 1158.6081 | 0.04015 | 8 | Commercial_2035_SC D_MW_After Competition Groups_8 | Advanced BAS/Controllers | 4.015% | 5.3813 | 46.5183 | Commercial_2035_SC D_MW_After Competition Groups_Advanced BAS/Controllers
Commercial | Com ¦ Education and Capacity Building/Energy Behavior | 2035 | SC D | MW | After Competition Groups | 36.2149 | 9838109.6071 | 9.8381 | 1158.6081 | 0.031257 | 9 | Commercial_2035_SC D_MW_After Competition Groups_9 | Education and Capacity Building/Energy Behavior | 3.126% | 9.8381 | 36.2149 | Commercial_2035_SC D_MW_After Competition Groups_Education and Capacity Building/Energy Behavior
Commercial | Com ¦ Adaptive Thermostats | 2035 | SC D | MW | After Competition Groups | 29.3573 | 3215253.2018 | 3.2153 | 1158.6081 | 0.025338 | 10 | Commercial_2035_SC D_MW_After Competition Groups_10 | Adaptive Thermostats | 2.534% | 3.2153 | 29.3573 | Commercial_2035_SC D_MW_After Competition Groups_Adaptive Thermostats
Commercial | Com ¦ Reach-in Shaded Pole to ECM/PSC Evaporator Fan Motor | 2035 | SC D | MW | After Competition Groups | 28.7143 | 2378174.9642 | 2.3782 | 1158.6081 | 0.024783 | 11 | Commercial_2035_SC D_MW_After Competition Groups_11 | Reach-in Shaded Pole to ECM/PSC Evaporator Fan Motor | 2.478% | 2.3782 | 28.7143 | Commercial_2035_SC D_MW_After Competition Groups_Reach-in Shaded Pole to ECM/PSC Evaporator Fan Motor
Commercial | Com ¦ Data Center Storage/Server Virtualization | 2035 | SC D | MW | After Competition Groups | 27.5419 | 0 | 0 | 1158.6081 | 0.023772 | 12 | Commercial_2035_SC D_MW_After Competition Groups_12 | Data Center Storage/Server Virtualization | 2.377% | 0 | 27.5419 | Commercial_2035_SC D_MW_After Competition Groups_Data Center Storage/Server Virtualization
Commercial | Com ¦ Strip Curtains | 2035 | SC D | MW | After Competition Groups | 24.3625 | 167266.52 | 0.16727 | 1158.6081 | 0.021027 | 13 | Commercial_2035_SC D_MW_After Competition Groups_13 | Strip Curtains | 2.103% | 0.16727 | 24.3625 | Commercial_2035_SC D_MW_After Competition Groups_Strip Curtains
Commercial | Com ¦ Refrigerated Display Case Doors | 2035 | SC D | MW | After Competition Groups | 23.4453 | 2332035.6828 | 2.332 | 1158.6081 | 0.020236 | 14 | Commercial_2035_SC D_MW_After Competition Groups_14 | Refrigerated Display Case Doors | 2.024% | 2.332 | 23.4453 | Commercial_2035_SC D_MW_After Competition Groups_Refrigerated Display Case Doors
Commercial | Com ¦ Furnace Tune-Up | 2035 | SC D | MW | After Competition Groups | 20.8635 | 94429.6857 | 0.09443 | 1158.6081 | 0.018007 | 15 | Commercial_2035_SC D_MW_After Competition Groups_15 | Furnace Tune-Up | 1.801% | 0.09443 | 20.8635 | Commercial_2035_SC D_MW_After Competition Groups_Furnace Tune-Up
Commercial | Com ¦ Chilled Water Optimization | 2035 | SC D | MW | After Competition Groups | 20.7863 | 1836103.0996 | 1.8361 | 1158.6081 | 0.017941 | 16 | Commercial_2035_SC D_MW_After Competition Groups_16 | Chilled Water Optimization | 1.794% | 1.8361 | 20.7863 | Commercial_2035_SC D_MW_After Competition Groups_Chilled Water Optimization
Commercial | Com ¦ LED or Equivalent Sign Lighting | 2035 | SC D | MW | After Competition Groups | 17.8131 | 781446.4751 | 0.78145 | 1158.6081 | 0.015375 | 17 | Commercial_2035_SC D_MW_After Competition Groups_17 | LED or Equivalent Sign Lighting | 1.537% | 0.78145 | 17.8131 | Commercial_2035_SC D_MW_After Competition Groups_LED or Equivalent Sign Lighting
Commercial | Com ¦ Centrally controlled desktop PC/NETWORK PC POWER MANAGEMENT SOFTWARE | 2035 | SC D | MW | After Competition Groups | 17.4204 | 775539.1618 | 0.77554 | 1158.6081 | 0.015036 | 18 | Commercial_2035_SC D_MW_After Competition Groups_18 | Centrally controlled desktop PC/NETWORK PC POWER MANAGEMENT SOFTWARE | 1.504% | 0.77554 | 17.4204 | Commercial_2035_SC D_MW_After Competition Groups_Centrally controlled desktop PC/NETWORK PC POWER MANAGEMENT SOFTWARE
Commercial | Com ¦ ENERGY STAR LED LAMPS (General Service Lamps) | 2035 | SC D | MW | After Competition Groups | 15.4229 | 169367.1289 | 0.16937 | 1158.6081 | 0.013312 | 19 | Commercial_2035_SC D_MW_After Competition Groups_19 | ENERGY STAR LED LAMPS (General Service Lamps) | 1.331% | 0.16937 | 15.4229 | Commercial_2035_SC D_MW_After Competition Groups_ENERGY STAR LED LAMPS (General Service Lamps)
Commercial | Com ¦ Demand Control Ventilation | 2035 | SC D | MW | After Competition Groups | 15.3632 | 1385347.4349 | 1.3853 | 1158.6081 | 0.01326 | 20 | Commercial_2035_SC D_MW_After Competition Groups_20 | Demand Control Ventilation | 1.326% | 1.3853 | 15.3632 | Commercial_2035_SC D_MW_After Competition Groups_Demand Control Ventilation
Commercial | Com ¦ Variable Frequency Drive (VFD) | 2035 | SC D | MW | After Competition Groups | 14.2818 | 1212020.6138 | 1.212 | 1158.6081 | 0.012327 | 21 | Commercial_2035_SC D_MW_After Competition Groups_21 | Variable Frequency Drive (VFD) | 1.233% | 1.212 | 14.2818 | Commercial_2035_SC D_MW_After Competition Groups_Variable Frequency Drive (VFD)
Commercial | Com ¦ VFD on Pumps | 2035 | SC D | MW | After Competition Groups | 13.2615 | 1174902.2739 | 1.1749 | 1158.6081 | 0.011446 | 22 | Commercial_2035_SC D_MW_After Competition Groups_22 | VFD on Pumps | 1.145% | 1.1749 | 13.2615 | Commercial_2035_SC D_MW_After Competition Groups_VFD on Pumps
Commercial | Com ¦ Refrigerated Display Case LED | 2035 | SC D | MW | After Competition Groups | 9.9359 | 800847.1143 | 0.80085 | 1158.6081 | 0.0085757 | 23 | Commercial_2035_SC D_MW_After Competition Groups_23 | Refrigerated Display Case LED | 0.8576% | 0.80085 | 9.9359 | Commercial_2035_SC D_MW_After Competition Groups_Refrigerated Display Case LED
Commercial | Com ¦ ECM MOTORS FOR EVAPORATOR FANS for refrigeration (WALK-IN) | 2035 | SC D | MW | After Competition Groups | 7.4564 | 956063.3869 | 0.95606 | 1158.6081 | 0.0064357 | 24 | Commercial_2035_SC D_MW_After Competition Groups_24 | ECM MOTORS FOR EVAPORATOR FANS for refrigeration (WALK-IN) | 0.6436% | 0.95606 | 7.4564 | Commercial_2035_SC D_MW_After Competition Groups_ECM MOTORS FOR EVAPORATOR FANS for refrigeration (WALK-IN)
Commercial | Com ¦ Door Gasket Freezer/Refrigerator | 2035 | SC D | MW | After Competition Groups | 7.2135 | 335150.6044 | 0.33515 | 1158.6081 | 0.006226 | 25 | Commercial_2035_SC D_MW_After Competition Groups_25 | Door Gasket Freezer/Refrigerator | 0.6226% | 0.33515 | 7.2135 | Commercial_2035_SC D_MW_After Competition Groups_Door Gasket Freezer/Refrigerator
Commercial | Com ¦ LED EXTERIOR AREA LIGHTS - LED fixture (200W) | 2035 | SC D | MW | After Competition Groups | 6.7463 | 0 | 0 | 1158.6081 | 0.0058228 | 26 | Commercial_2035_SC D_MW_After Competition Groups_26 | LED EXTERIOR AREA LIGHTS - LED fixture (200W) | 0.5823% | 0 | 6.7463 | Commercial_2035_SC D_MW_After Competition Groups_LED EXTERIOR AREA LIGHTS - LED fixture (200W)
Commercial | Com ¦ Demand Control Kitchen Ventilation | 2035 | SC D | MW | After Competition Groups | 6.6167 | 1027615.7589 | 1.0276 | 1158.6081 | 0.0057109 | 27 | Commercial_2035_SC D_MW_After Competition Groups_27 | Demand Control Kitchen Ventilation | 0.5711% | 1.0276 | 6.6167 | Commercial_2035_SC D_MW_After Competition Groups_Demand Control Kitchen Ventilation
Commercial | Com ¦ LED parking lot fixture | 2035 | SC D | MW | After Competition Groups | 6.5021 | 1662607.936 | 1.6626 | 1158.6081 | 0.005612 | 28 | Commercial_2035_SC D_MW_After Competition Groups_28 | LED parking lot fixture | 0.5612% | 1.6626 | 6.5021 | Commercial_2035_SC D_MW_After Competition Groups_LED parking lot fixture
Commercial | Com ¦ Evaporator Fan Controls | 2035 | SC D | MW | After Competition Groups | 6.3319 | 163271.7798 | 0.16327 | 1158.6081 | 0.0054651 | 29 | Commercial_2035_SC D_MW_After Competition Groups_29 | Evaporator Fan Controls | 0.5465% | 0.16327 | 6.3319 | Commercial_2035_SC D_MW_After Competition Groups_Evaporator Fan Controls
Commercial | Com ¦ Air Handler with Dedicated Outdoor Air Systems | 2035 | SC D | MW | After Competition Groups | 6.1688 | 226906.7414 | 0.22691 | 1158.6081 | 0.0053243 | 30 | Commercial_2035_SC D_MW_After Competition Groups_30 | Air Handler with Dedicated Outdoor Air Systems | 0.5324% | 0.22691 | 6.1688 | Commercial_2035_SC D_MW_After Competition Groups_Air Handler with Dedicated Outdoor Air Systems
Commercial | Com ¦ ENERGY STAR Griddle (74% eff) | 2035 | SC D | MW | After Competition Groups | 5.3364 | 220431.8288 | 0.22043 | 1158.6081 | 0.0046059 | 31 | Commercial_2035_SC D_MW_After Competition Groups_31 | ENERGY STAR Griddle (74% eff) | 0.4606% | 0.22043 | 5.3364 | Commercial_2035_SC D_MW_After Competition Groups_ENERGY STAR Griddle (74% eff)
Commercial | Com ¦ Occupancy Sensors | 2035 | SC D | MW | After Competition Groups | 4.7975 | 7805.7761 | 0.0078058 | 1158.6081 | 0.0041408 | 32 | Commercial_2035_SC D_MW_After Competition Groups_32 | Occupancy Sensors | 0.4141% | 0.0078058 | 4.7975 | Commercial_2035_SC D_MW_After Competition Groups_Occupancy Sensors
Commercial | Com ¦ Freezer Case Light Sensor | 2035 | SC D | MW | After Competition Groups | 4.4663 | 673537.2963 | 0.67354 | 1158.6081 | 0.0038549 | 33 | Commercial_2035_SC D_MW_After Competition Groups_33 | Freezer Case Light Sensor | 0.3855% | 0.67354 | 4.4663 | Commercial_2035_SC D_MW_After Competition Groups_Freezer Case Light Sensor
Commercial | Com ¦ Water Source Heat Pump (4 ton) | 2035 | SC D | MW | After Competition Groups | 4.3856 | 623882.1281 | 0.62388 | 1158.6081 | 0.0037852 | 34 | Commercial_2035_SC D_MW_After Competition Groups_34 | Water Source Heat Pump (4 ton) | 0.3785% | 0.62388 | 4.3856 | Commercial_2035_SC D_MW_After Competition Groups_Water Source Heat Pump (4 ton)
Commercial | Com ¦ Duct Insulation, R8 | 2035 | SC D | MW | After Competition Groups | 3.8441 | 308393.7702 | 0.30839 | 1158.6081 | 0.0033179 | 35 | Commercial_2035_SC D_MW_After Competition Groups_35 | Duct Insulation, R8 | 0.3318% | 0.30839 | 3.8441 | Commercial_2035_SC D_MW_After Competition Groups_Duct Insulation, R8
Commercial | Com ¦ LED street light fixture | 2035 | SC D | MW | After Competition Groups | 3.2889 | 0 | 0 | 1158.6081 | 0.0028387 | 36 | Commercial_2035_SC D_MW_After Competition Groups_36 | LED street light fixture | 0.2839% | 0 | 3.2889 | Commercial_2035_SC D_MW_After Competition Groups_LED street light fixture
Commercial | Com ¦ BEVERAGE VENDING MACHINE CONTROLS | 2035 | SC D | MW | After Competition Groups | 2.7626 | 163180.5658 | 0.16318 | 1158.6081 | 0.0023844 | 37 | Commercial_2035_SC D_MW_After Competition Groups_37 | BEVERAGE VENDING MACHINE CONTROLS | 0.2384% | 0.16318 | 2.7626 | Commercial_2035_SC D_MW_After Competition Groups_BEVERAGE VENDING MACHINE CONTROLS
Commercial | Com ¦ Elec Storage WH 2.30 Et | 2035 | SC D | MW | After Competition Groups | 2.3683 | 306997.8808 | 0.307 | 1158.6081 | 0.0020441 | 38 | Commercial_2035_SC D_MW_After Competition Groups_38 | Elec Storage WH 2.30 Et | 0.2044% | 0.307 | 2.3683 | Commercial_2035_SC D_MW_After Competition Groups_Elec Storage WH 2.30 Et
Commercial | Com ¦ Temperature Adjustment in Commercial Freezers | 2035 | SC D | MW | After Competition Groups | 2.3169 | 0 | 0 | 1158.6081 | 0.0019997 | 39 | Commercial_2035_SC D_MW_After Competition Groups_39 | Temperature Adjustment in Commercial Freezers | 0.2% | 0 | 2.3169 | Commercial_2035_SC D_MW_After Competition Groups_Temperature Adjustment in Commercial Freezers
Commercial | Com ¦ Vertical Night Covers | 2035 | SC D | MW | After Competition Groups | 1.8325 | 79531.9398 | 0.079532 | 1158.6081 | 0.0015817 | 40 | Commercial_2035_SC D_MW_After Competition Groups_40 | Vertical Night Covers | 0.1582% | 0.079532 | 1.8325 | Commercial_2035_SC D_MW_After Competition Groups_Vertical Night Covers
Commercial | Com ¦ CO Sensors for parking garage exhaust fans | 2035 | SC D | MW | After Competition Groups | 1.6889 | 200611.8958 | 0.20061 | 1158.6081 | 0.0014577 | 41 | Commercial_2035_SC D_MW_After Competition Groups_41 | CO Sensors for parking garage exhaust fans | 0.1458% | 0.20061 | 1.6889 | Commercial_2035_SC D_MW_After Competition Groups_CO Sensors for parking garage exhaust fans
Commercial | Com ¦ ENERGY STAR Fryer (84% eff) | 2035 | SC D | MW | After Competition Groups | 1.5743 | 116228.7357 | 0.11623 | 1158.6081 | 0.0013588 | 42 | Commercial_2035_SC D_MW_After Competition Groups_42 | ENERGY STAR Fryer (84% eff) | 0.1359% | 0.11623 | 1.5743 | Commercial_2035_SC D_MW_After Competition Groups_ENERGY STAR Fryer (84% eff)
Commercial | Com ¦ Energy Efficient Laboratory Fume Hood | 2035 | SC D | MW | After Competition Groups | 1.5401 | 176913.9038 | 0.17691 | 1158.6081 | 0.0013293 | 43 | Commercial_2035_SC D_MW_After Competition Groups_43 | Energy Efficient Laboratory Fume Hood | 0.1329% | 0.17691 | 1.5401 | Commercial_2035_SC D_MW_After Competition Groups_Energy Efficient Laboratory Fume Hood
Commercial | Com ¦ Outside Air Economizer | 2035 | SC D | MW | After Competition Groups | 1.5149 | 113098.0346 | 0.1131 | 1158.6081 | 0.0013075 | 44 | Commercial_2035_SC D_MW_After Competition Groups_44 | Outside Air Economizer | 0.1307% | 0.1131 | 1.5149 | Commercial_2035_SC D_MW_After Competition Groups_Outside Air Economizer
Commercial | Com ¦ Water Heating (DHW) Pipe Insulation (Add 3/4\ Foam)" | 2035 | SC D | MW | After Competition Groups | 1.3996 | 139142.5092 | 0.13914 | 1158.6081 | 0.001208 | 45 | Commercial_2035_SC D_MW_After Competition Groups_45 | Water Heating (DHW) Pipe Insulation (Add 3/4\ Foam)" | 0.1208% | 0.13914 | 1.3996 | Commercial_2035_SC D_MW_After Competition Groups_Water Heating (DHW) Pipe Insulation (Add 3/4\ Foam)"
Commercial | Com ¦ ENERGY STAR Steam Cookers | 2035 | SC D | MW | After Competition Groups | 1.0126 | 74081.8252 | 0.074082 | 1158.6081 | 0.00087395 | 46 | Commercial_2035_SC D_MW_After Competition Groups_46 | ENERGY STAR Steam Cookers | 0.0874% | 0.074082 | 1.0126 | Commercial_2035_SC D_MW_After Competition Groups_ENERGY STAR Steam Cookers
Commercial | Com ¦ Suction Pipe Insulation Freezer/Refrigerator | 2035 | SC D | MW | After Competition Groups | 0.92326 | 76280.3223 | 0.07628 | 1158.6081 | 0.00079687 | 47 | Commercial_2035_SC D_MW_After Competition Groups_47 | Suction Pipe Insulation Freezer/Refrigerator | 0.07969% | 0.07628 | 0.92326 | Commercial_2035_SC D_MW_After Competition Groups_Suction Pipe Insulation Freezer/Refrigerator
Commercial | Com ¦ Thermostat Setback | 2035 | SC D | MW | After Competition Groups | 0.71943 | 0 | 0 | 1158.6081 | 0.00062094 | 48 | Commercial_2035_SC D_MW_After Competition Groups_48 | Thermostat Setback | 0.06209% | 0 | 0.71943 | Commercial_2035_SC D_MW_After Competition Groups_Thermostat Setback
Commercial | Com ¦ ENERGY STAR Dishwasher | 2035 | SC D | MW | After Competition Groups | 0.71063 | 38351.0383 | 0.038351 | 1158.6081 | 0.00061335 | 49 | Commercial_2035_SC D_MW_After Competition Groups_49 | ENERGY STAR Dishwasher | 0.06133% | 0.038351 | 0.71063 | Commercial_2035_SC D_MW_After Competition Groups_ENERGY STAR Dishwasher
Commercial | Com ¦ Condensing Make Up Air Unit | 2035 | SC D | MW | After Competition Groups | 0.44572 | 75499.4 | 0.075499 | 1158.6081 | 0.00038471 | 50 | Commercial_2035_SC D_MW_After Competition Groups_50 | Condensing Make Up Air Unit | 0.03847% | 0.075499 | 0.44572 | Commercial_2035_SC D_MW_After Competition Groups_Condensing Make Up Air Unit
Commercial | Com ¦ Ozone Laundry Treatment | 2035 | SC D | MW | After Competition Groups | 0.36374 | 41524.3649 | 0.041524 | 1158.6081 | 0.00031394 | 51 | Commercial_2035_SC D_MW_After Competition Groups_51 | Ozone Laundry Treatment | 0.03139% | 0.041524 | 0.36374 | Commercial_2035_SC D_MW_After Competition Groups_Ozone Laundry Treatment
Commercial | COM ¦ Ductless Mini-Split Heat Pumps | 2035 | SC D | MW | After Competition Groups | 0.24356 | 241.5764 | 0.00024158 | 1158.6081 | 0.00021022 | 52 | Commercial_2035_SC D_MW_After Competition Groups_52 | Ductless Mini-Split Heat Pumps | 0.02102% | 0.00024158 | 0.24356 | Commercial_2035_SC D_MW_After Competition Groups_Ductless Mini-Split Heat Pumps
Commercial | Com ¦ ECM MOTORS FOR HVAC APPLICATION (FAN-POWERED VAV BOX) | 2035 | SC D | MW | After Competition Groups | 0.21872 | 24983.0376 | 0.024983 | 1158.6081 | 0.00018878 | 53 | Commercial_2035_SC D_MW_After Competition Groups_53 | ECM MOTORS FOR HVAC APPLICATION (FAN-POWERED VAV BOX) | 0.01888% | 0.024983 | 0.21872 | Commercial_2035_SC D_MW_After Competition Groups_ECM MOTORS FOR HVAC APPLICATION (FAN-POWERED VAV BOX)
Commercial | Com ¦ PTAC (12 EER/10,000 BTU) | 2035 | SC D | MW | After Competition Groups | 0.21502 | 22223.019 | 0.022223 | 1158.6081 | 0.00018559 | 54 | Commercial_2035_SC D_MW_After Competition Groups_54 | PTAC (12 EER/10,000 BTU) | 0.01856% | 0.022223 | 0.21502 | Commercial_2035_SC D_MW_After Competition Groups_PTAC (12 EER/10,000 BTU)
Commercial | Com ¦ Solar Water Preheat (Pools/DHW) | 2035 | SC D | MW | After Competition Groups | 0.15409 | 4504.2412 | 0.0045042 | 1158.6081 | 0.00013299 | 55 | Commercial_2035_SC D_MW_After Competition Groups_55 | Solar Water Preheat (Pools/DHW) | 0.0133% | 0.0045042 | 0.15409 | Commercial_2035_SC D_MW_After Competition Groups_Solar Water Preheat (Pools/DHW)
Commercial | Com ¦ CEE Tier 2/Energy Star Clothes Washers | 2035 | SC D | MW | After Competition Groups | 0.13787 | 6224.6155 | 0.0062246 | 1158.6081 | 0.000119 | 56 | Commercial_2035_SC D_MW_After Competition Groups_56 | CEE Tier 2/Energy Star Clothes Washers | 0.0119% | 0.0062246 | 0.13787 | Commercial_2035_SC D_MW_After Competition Groups_CEE Tier 2/Energy Star Clothes Washers
Commercial | Com ¦ Auto Off Time Switch or Time Clock control | 2035 | SC D | MW | After Competition Groups | 0.11969 | 88.4649 | 8.8465e-05 | 1158.6081 | 0.0001033 | 57 | Commercial_2035_SC D_MW_After Competition Groups_57 | Auto Off Time Switch or Time Clock control | 0.01033% | 8.8465e-05 | 0.11969 | Commercial_2035_SC D_MW_After Competition Groups_Auto Off Time Switch or Time Clock control
Commercial | Com ¦ Notched V belts for HVAC Systems | 2035 | SC D | MW | After Competition Groups | 0.11591 | 8164.4749 | 0.0081645 | 1158.6081 | 0.00010004 | 58 | Commercial_2035_SC D_MW_After Competition Groups_58 | Notched V belts for HVAC Systems | 0.01% | 0.0081645 | 0.11591 | Commercial_2035_SC D_MW_After Competition Groups_Notched V belts for HVAC Systems
Commercial | Com ¦ HVAC Optimization | 2035 | SC D | MW | After Competition Groups | 0.10841 | 205.7571 | 0.00020576 | 1158.6081 | 9.3567e-05 | 59 | Commercial_2035_SC D_MW_After Competition Groups_59 | HVAC Optimization | 0.009357% | 0.00020576 | 0.10841 | Commercial_2035_SC D_MW_After Competition Groups_HVAC Optimization
Commercial | Com ¦ Demand controlled Circulating Systems | 2035 | SC D | MW | After Competition Groups | 0.097641 | 9647.3699 | 0.0096474 | 1158.6081 | 8.4274e-05 | 60 | Commercial_2035_SC D_MW_After Competition Groups_60 | Demand controlled Circulating Systems | 0.008427% | 0.0096474 | 0.097641 | Commercial_2035_SC D_MW_After Competition Groups_Demand controlled Circulating Systems
Commercial | Com ¦ Low Flow Pre-Rinse Spray Nozzle | 2035 | SC D | MW | After Competition Groups | 0.072896 | 1544.1552 | 0.0015442 | 1158.6081 | 6.2917e-05 | 61 | Commercial_2035_SC D_MW_After Competition Groups_61 | Low Flow Pre-Rinse Spray Nozzle | 0.006292% | 0.0015442 | 0.072896 | Commercial_2035_SC D_MW_After Competition Groups_Low Flow Pre-Rinse Spray Nozzle
Commercial | Com ¦ Commercial Hot Food Holding Cabinets | 2035 | SC D | MW | After Competition Groups | 0.067498 | 3687.0855 | 0.0036871 | 1158.6081 | 5.8258e-05 | 62 | Commercial_2035_SC D_MW_After Competition Groups_62 | Commercial Hot Food Holding Cabinets | 0.005826% | 0.0036871 | 0.067498 | Commercial_2035_SC D_MW_After Competition Groups_Commercial Hot Food Holding Cabinets
Commercial | Com ¦ LED RECESSED DOWNLIGHTS | 2035 | SC D | MW | After Competition Groups | 0.063801 | 17583.4837 | 0.017583 | 1158.6081 | 5.5067e-05 | 63 | Commercial_2035_SC D_MW_After Competition Groups_63 | LED RECESSED DOWNLIGHTS | 0.005507% | 0.017583 | 0.063801 | Commercial_2035_SC D_MW_After Competition Groups_LED RECESSED DOWNLIGHTS
Commercial | Com ¦ High Efficiency Small Instantaneous Water Heater | 2035 | SC D | MW | After Competition Groups | 0.043912 | 10399.71 | 0.0104 | 1158.6081 | 3.7901e-05 | 64 | Commercial_2035_SC D_MW_After Competition Groups_64 | High Efficiency Small Instantaneous Water Heater | 0.00379% | 0.0104 | 0.043912 | Commercial_2035_SC D_MW_After Competition Groups_High Efficiency Small Instantaneous Water Heater
Commercial | Com ¦ Room AC (w/ louvered sides) 14 SEER from 12 SEER code | 2035 | SC D | MW | After Competition Groups | 0.038713 | 5509.0579 | 0.0055091 | 1158.6081 | 3.3414e-05 | 65 | Commercial_2035_SC D_MW_After Competition Groups_65 | Room AC (w/ louvered sides) 14 SEER from 12 SEER code | 0.003341% | 0.0055091 | 0.038713 | Commercial_2035_SC D_MW_After Competition Groups_Room AC (w/ louvered sides) 14 SEER from 12 SEER code
Commercial | Com ¦ Condensing Unit Heaters or other Efficient Unit Heating System | 2035 | SC D | MW | After Competition Groups | 0.03287 | 0 | 0 | 1158.6081 | 2.837e-05 | 66 | Commercial_2035_SC D_MW_After Competition Groups_66 | Condensing Unit Heaters or other Efficient Unit Heating System | 0.002837% | 0 | 0.03287 | Commercial_2035_SC D_MW_After Competition Groups_Condensing Unit Heaters or other Efficient Unit Heating System
Commercial | Com ¦ Wall Insulation | 2035 | SC D | MW | After Competition Groups | 0.032621 | 410.4745 | 0.00041047 | 1158.6081 | 2.8156e-05 | 67 | Commercial_2035_SC D_MW_After Competition Groups_67 | Wall Insulation | 0.002816% | 0.00041047 | 0.032621 | Commercial_2035_SC D_MW_After Competition Groups_Wall Insulation
Commercial | Com ¦ VSD Air Compressor | 2035 | SC D | MW | After Competition Groups | 0.024423 | 565.2135 | 0.00056521 | 1158.6081 | 2.108e-05 | 68 | Commercial_2035_SC D_MW_After Competition Groups_68 | VSD Air Compressor | 0.002108% | 0.00056521 | 0.024423 | Commercial_2035_SC D_MW_After Competition Groups_VSD Air Compressor
Commercial | Com ¦ Air Curtains | 2035 | SC D | MW | After Competition Groups | 0.023942 | 2672.9088 | 0.0026729 | 1158.6081 | 2.0664e-05 | 69 | Commercial_2035_SC D_MW_After Competition Groups_69 | Air Curtains | 0.002066% | 0.0026729 | 0.023942 | Commercial_2035_SC D_MW_After Competition Groups_Air Curtains
Commercial | Com ¦ High Efficiency Chiller (avg of water and air cooled) | 2035 | SC D | MW | After Competition Groups | 0.016867 | 1533.393 | 0.0015334 | 1158.6081 | 1.4558e-05 | 70 | Commercial_2035_SC D_MW_After Competition Groups_70 | High Efficiency Chiller (avg of water and air cooled) | 0.001456% | 0.0015334 | 0.016867 | Commercial_2035_SC D_MW_After Competition Groups_High Efficiency Chiller (avg of water and air cooled)
Commercial | Com ¦ Energy Recovery Ventilation and Ventilation (Enhanced) | 2035 | SC D | MW | After Competition Groups | 0.012336 | 0 | 0 | 1158.6081 | 1.0647e-05 | 71 | Commercial_2035_SC D_MW_After Competition Groups_71 | Energy Recovery Ventilation and Ventilation (Enhanced) | 0.001065% | 0 | 0.012336 | Commercial_2035_SC D_MW_After Competition Groups_Energy Recovery Ventilation and Ventilation (Enhanced)
Commercial | Com ¦ Efficient compressor motor | 2035 | SC D | MW | After Competition Groups | 0.0072823 | 2750.393 | 0.0027504 | 1158.6081 | 6.2854e-06 | 72 | Commercial_2035_SC D_MW_After Competition Groups_72 | Efficient compressor motor | 0.0006285% | 0.0027504 | 0.0072823 | Commercial_2035_SC D_MW_After Competition Groups_Efficient compressor motor
Commercial | Com ¦ EC Plug Fan for Data Center (under cabinet) | 2035 | SC D | MW | After Competition Groups | 0.0041779 | 849.3686 | 0.00084937 | 1158.6081 | 3.606e-06 | 73 | Commercial_2035_SC D_MW_After Competition Groups_73 | EC Plug Fan for Data Center (under cabinet) | 0.0003606% | 0.00084937 | 0.0041779 | Commercial_2035_SC D_MW_After Competition Groups_EC Plug Fan for Data Center (under cabinet)
Commercial | Com ¦ LLLC - High Impact Application | 2035 | SC D | MW | After Competition Groups | 0.00077182 | 0.0054916 | 5.4916e-09 | 1158.6081 | 6.6616e-07 | 74 | Commercial_2035_SC D_MW_After Competition Groups_74 | LLLC - High Impact Application | 6.662e-05% | 5.4916e-09 | 0.00077182 | Commercial_2035_SC D_MW_After Competition Groups_LLLC - High Impact Application
Commercial | Com ¦ Electric Convection Combination Ovens | 2035 | SC D | MW | After Competition Groups | 0.00036208 | 3.3812 | 3.3812e-06 | 1158.6081 | 3.1252e-07 | 75 | Commercial_2035_SC D_MW_After Competition Groups_75 | Electric Convection Combination Ovens | 3.125e-05% | 3.3812e-06 | 0.00036208 | Commercial_2035_SC D_MW_After Competition Groups_Electric Convection Combination Ovens
Commercial | Com ¦ LLLC - Low Impact Application | 2035 | SC D | MW | After Competition Groups | 8.9588e-05 | 0.060598 | 6.0598e-08 | 1158.6081 | 7.7324e-08 | 76 | Commercial_2035_SC D_MW_After Competition Groups_76 | LLLC - Low Impact Application | 7.732e-06% | 6.0598e-08 | 8.9588e-05 | Commercial_2035_SC D_MW_After Competition Groups_LLLC - Low Impact Application
Commercial | Com ¦ Networked/Connected - Low Impact Application | 2035 | SC D | MW | After Competition Groups | 1.9297e-08 | 2.6061e-06 | 2.6061e-12 | 1158.6081 | 1.6655e-11 | 77 | Commercial_2035_SC D_MW_After Competition Groups_77 | Networked/Connected - Low Impact Application | 1.666e-09% | 2.6061e-12 | 1.9297e-08 | Commercial_2035_SC D_MW_After Competition Groups_Networked/Connected - Low Impact Application
Commercial | Com ¦ Networked/Connected - High Impact Application | 2035 | SC D | MW | After Competition Groups | 2.8834e-09 | 5.4898e-08 | 5.4898e-14 | 1158.6081 | 2.4887e-12 | 78 | Commercial_2035_SC D_MW_After Competition Groups_78 | Networked/Connected - High Impact Application | 2.489e-10% | 5.4898e-14 | 2.8834e-09 | Commercial_2035_SC D_MW_After Competition Groups_Networked/Connected - High Impact Application
Commercial | Com ¦ Indoor Daylight Sensors/Photocell Dimming Control | 2035 | SC D | MW | After Competition Groups | 0 | 0 | 0 | 1158.6081 | 0 | 79 | Commercial_2035_SC D_MW_After Competition Groups_79 | Indoor Daylight Sensors/Photocell Dimming Control | 0% | 0 | 0 | Commercial_2035_SC D_MW_After Competition Groups_Indoor Daylight Sensors/Photocell Dimming Control
Commercial | Com ¦ Variable Refrigerant Flow Heat Pump | 2035 | SC D | MW | After Competition Groups | 0 | 0 | 0 | 1158.6081 | 0 | 80 | Commercial_2035_SC D_MW_After Competition Groups_80 | Variable Refrigerant Flow Heat Pump | 0% | 0 | 0 | Commercial_2035_SC D_MW_After Competition Groups_Variable Refrigerant Flow Heat Pump
Commercial | Com ¦ Central Lighting Control System | 2035 | Technical | MW | After Competition Groups | 271.7622 | 0 | 0 | 2651.3672 | 0.1025 | 1 | Commercial_2035_Technical_MW_After Competition Groups_1 | Central Lighting Control System | 10.25% | 0 | 271.7622 | Commercial_2035_Technical_MW_After Competition Groups_Central Lighting Control System
Commercial | Com ¦ Building Recommissioning, Operations and Maintenance (O&M) Improvements | 2035 | Technical | MW | After Competition Groups | 223.8233 | 0 | 0 | 2651.3672 | 0.084418 | 2 | Commercial_2035_Technical_MW_After Competition Groups_2 | Building Recommissioning, Operations and Maintenance (O&M) Improvements | 8.442% | 0 | 223.8233 | Commercial_2035_Technical_MW_After Competition Groups_Building Recommissioning, Operations and Maintenance (O&M) Improvements
Commercial | Com ¦ High Efficiency Air Source Heat Pump | 2035 | Technical | MW | After Competition Groups | 203.6569 | 0 | 0 | 2651.3672 | 0.076812 | 3 | Commercial_2035_Technical_MW_After Competition Groups_3 | High Efficiency Air Source Heat Pump | 7.681% | 0 | 203.6569 | Commercial_2035_Technical_MW_After Competition Groups_High Efficiency Air Source Heat Pump
Commercial | Com ¦ Education and Capacity Building/Energy Behavior | 2035 | Technical | MW | After Competition Groups | 201.7394 | 0 | 0 | 2651.3672 | 0.076089 | 4 | Commercial_2035_Technical_MW_After Competition Groups_4 | Education and Capacity Building/Energy Behavior | 7.609% | 0 | 201.7394 | Commercial_2035_Technical_MW_After Competition Groups_Education and Capacity Building/Energy Behavior
Commercial | Com ¦ LED Low/High Bay | 2035 | Technical | MW | After Competition Groups | 160.9208 | 0 | 0 | 2651.3672 | 0.060694 | 5 | Commercial_2035_Technical_MW_After Competition Groups_5 | LED Low/High Bay | 6.069% | 0 | 160.9208 | Commercial_2035_Technical_MW_After Competition Groups_LED Low/High Bay
Commercial | Com ¦ Variable Refrigerant Flow Heat Pump | 2035 | Technical | MW | After Competition Groups | 149.6384 | 0 | 0 | 2651.3672 | 0.056438 | 6 | Commercial_2035_Technical_MW_After Competition Groups_6 | Variable Refrigerant Flow Heat Pump | 5.644% | 0 | 149.6384 | Commercial_2035_Technical_MW_After Competition Groups_Variable Refrigerant Flow Heat Pump
Commercial | Com ¦ ENERGY STAR LED LAMPS (REFLECTOR LAMPs/MR16/PAR 16) | 2035 | Technical | MW | After Competition Groups | 137.7644 | 0 | 0 | 2651.3672 | 0.05196 | 7 | Commercial_2035_Technical_MW_After Competition Groups_7 | ENERGY STAR LED LAMPS (REFLECTOR LAMPs/MR16/PAR 16) | 5.196% | 0 | 137.7644 | Commercial_2035_Technical_MW_After Competition Groups_ENERGY STAR LED LAMPS (REFLECTOR LAMPs/MR16/PAR 16)
Commercial | Com ¦ Unitary Air-Conditioning Unit | 2035 | Technical | MW | After Competition Groups | 135.3206 | 0 | 0 | 2651.3672 | 0.051038 | 8 | Commercial_2035_Technical_MW_After Competition Groups_8 | Unitary Air-Conditioning Unit | 5.104% | 0 | 135.3206 | Commercial_2035_Technical_MW_After Competition Groups_Unitary Air-Conditioning Unit
Commercial | Com ¦ LED Troffer/Surface/Suspended | 2035 | Technical | MW | After Competition Groups | 119.8475 | 0 | 0 | 2651.3672 | 0.045202 | 9 | Commercial_2035_Technical_MW_After Competition Groups_9 | LED Troffer/Surface/Suspended | 4.52% | 0 | 119.8475 | Commercial_2035_Technical_MW_After Competition Groups_LED Troffer/Surface/Suspended
Commercial | Com ¦ LED Replacement Lamp (Tube) | 2035 | Technical | MW | After Competition Groups | 99.161 | 0 | 0 | 2651.3672 | 0.0374 | 10 | Commercial_2035_Technical_MW_After Competition Groups_10 | LED Replacement Lamp (Tube) | 3.74% | 0 | 99.161 | Commercial_2035_Technical_MW_After Competition Groups_LED Replacement Lamp (Tube)
Commercial | Com ¦ Advanced BAS/Controllers | 2035 | Technical | MW | After Competition Groups | 97.6396 | 0 | 0 | 2651.3672 | 0.036826 | 11 | Commercial_2035_Technical_MW_After Competition Groups_11 | Advanced BAS/Controllers | 3.683% | 0 | 97.6396 | Commercial_2035_Technical_MW_After Competition Groups_Advanced BAS/Controllers
Commercial | Com ¦ Smart Strip Plug Outlets | 2035 | Technical | MW | After Competition Groups | 75.9749 | 0 | 0 | 2651.3672 | 0.028655 | 12 | Commercial_2035_Technical_MW_After Competition Groups_12 | Smart Strip Plug Outlets | 2.866% | 0 | 75.9749 | Commercial_2035_Technical_MW_After Competition Groups_Smart Strip Plug Outlets
Commercial | Com ¦ Refrigerated Display Case Doors | 2035 | Technical | MW | After Competition Groups | 58.1242 | 0 | 0 | 2651.3672 | 0.021922 | 13 | Commercial_2035_Technical_MW_After Competition Groups_13 | Refrigerated Display Case Doors | 2.192% | 0 | 58.1242 | Commercial_2035_Technical_MW_After Competition Groups_Refrigerated Display Case Doors
Commercial | Com ¦ Adaptive Thermostats | 2035 | Technical | MW | After Competition Groups | 43.7551 | 0 | 0 | 2651.3672 | 0.016503 | 14 | Commercial_2035_Technical_MW_After Competition Groups_14 | Adaptive Thermostats | 1.65% | 0 | 43.7551 | Commercial_2035_Technical_MW_After Competition Groups_Adaptive Thermostats
Commercial | Com ¦ Reach-in Shaded Pole to ECM/PSC Evaporator Fan Motor | 2035 | Technical | MW | After Competition Groups | 38.7616 | 0 | 0 | 2651.3672 | 0.014619 | 15 | Commercial_2035_Technical_MW_After Competition Groups_15 | Reach-in Shaded Pole to ECM/PSC Evaporator Fan Motor | 1.462% | 0 | 38.7616 | Commercial_2035_Technical_MW_After Competition Groups_Reach-in Shaded Pole to ECM/PSC Evaporator Fan Motor
Commercial | Com ¦ Data Center Storage/Server Virtualization | 2035 | Technical | MW | After Competition Groups | 37.5281 | 0 | 0 | 2651.3672 | 0.014154 | 16 | Commercial_2035_Technical_MW_After Competition Groups_16 | Data Center Storage/Server Virtualization | 1.415% | 0 | 37.5281 | Commercial_2035_Technical_MW_After Competition Groups_Data Center Storage/Server Virtualization
Commercial | Com ¦ Demand Control Ventilation | 2035 | Technical | MW | After Competition Groups | 36.7894 | 0 | 0 | 2651.3672 | 0.013876 | 17 | Commercial_2035_Technical_MW_After Competition Groups_17 | Demand Control Ventilation | 1.388% | 0 | 36.7894 | Commercial_2035_Technical_MW_After Competition Groups_Demand Control Ventilation
Commercial | Com ¦ Chilled Water Optimization | 2035 | Technical | MW | After Competition Groups | 33.499 | 0 | 0 | 2651.3672 | 0.012635 | 18 | Commercial_2035_Technical_MW_After Competition Groups_18 | Chilled Water Optimization | 1.263% | 0 | 33.499 | Commercial_2035_Technical_MW_After Competition Groups_Chilled Water Optimization
Commercial | Com ¦ Strip Curtains | 2035 | Technical | MW | After Competition Groups | 32.4272 | 0 | 0 | 2651.3672 | 0.01223 | 19 | Commercial_2035_Technical_MW_After Competition Groups_19 | Strip Curtains | 1.223% | 0 | 32.4272 | Commercial_2035_Technical_MW_After Competition Groups_Strip Curtains
Commercial | Com ¦ LED or Equivalent Sign Lighting | 2035 | Technical | MW | After Competition Groups | 28.1235 | 0 | 0 | 2651.3672 | 0.010607 | 20 | Commercial_2035_Technical_MW_After Competition Groups_20 | LED or Equivalent Sign Lighting | 1.061% | 0 | 28.1235 | Commercial_2035_Technical_MW_After Competition Groups_LED or Equivalent Sign Lighting
Commercial | Com ¦ Furnace Tune-Up | 2035 | Technical | MW | After Competition Groups | 26.7281 | 0 | 0 | 2651.3672 | 0.010081 | 21 | Commercial_2035_Technical_MW_After Competition Groups_21 | Furnace Tune-Up | 1.008% | 0 | 26.7281 | Commercial_2035_Technical_MW_After Competition Groups_Furnace Tune-Up
Commercial | Com ¦ Adding reflective (White) roof treatment or a green roof | 2035 | Technical | MW | After Competition Groups | 26.0668 | 0 | 0 | 2651.3672 | 0.0098315 | 22 | Commercial_2035_Technical_MW_After Competition Groups_22 | Adding reflective (White) roof treatment or a green roof | 0.9831% | 0 | 26.0668 | Commercial_2035_Technical_MW_After Competition Groups_Adding reflective (White) roof treatment or a green roof
Commercial | Com ¦ Centrally controlled desktop PC/NETWORK PC POWER MANAGEMENT SOFTWARE | 2035 | Technical | MW | After Competition Groups | 25.3321 | 0 | 0 | 2651.3672 | 0.0095543 | 23 | Commercial_2035_Technical_MW_After Competition Groups_23 | Centrally controlled desktop PC/NETWORK PC POWER MANAGEMENT SOFTWARE | 0.9554% | 0 | 25.3321 | Commercial_2035_Technical_MW_After Competition Groups_Centrally controlled desktop PC/NETWORK PC POWER MANAGEMENT SOFTWARE
Commercial | Com ¦ Door Gasket Freezer/Refrigerator | 2035 | Technical | MW | After Competition Groups | 24.0202 | 0 | 0 | 2651.3672 | 0.0090595 | 24 | Commercial_2035_Technical_MW_After Competition Groups_24 | Door Gasket Freezer/Refrigerator | 0.906% | 0 | 24.0202 | Commercial_2035_Technical_MW_After Competition Groups_Door Gasket Freezer/Refrigerator
Commercial | Com ¦ Refrigeration Optimization | 2035 | Technical | MW | After Competition Groups | 23.1452 | 0 | 0 | 2651.3672 | 0.0087295 | 25 | Commercial_2035_Technical_MW_After Competition Groups_25 | Refrigeration Optimization | 0.873% | 0 | 23.1452 | Commercial_2035_Technical_MW_After Competition Groups_Refrigeration Optimization
Commercial | Com ¦ Refrigerated Display Case LED | 2035 | Technical | MW | After Competition Groups | 22.4053 | 0 | 0 | 2651.3672 | 0.0084505 | 26 | Commercial_2035_Technical_MW_After Competition Groups_26 | Refrigerated Display Case LED | 0.845% | 0 | 22.4053 | Commercial_2035_Technical_MW_After Competition Groups_Refrigerated Display Case LED
Commercial | Com ¦ HOTEL OCCUPANCY CONTROLS (HVAC + LIGHTING) | 2035 | Technical | MW | After Competition Groups | 19.8105 | 0 | 0 | 2651.3672 | 0.0074718 | 27 | Commercial_2035_Technical_MW_After Competition Groups_27 | HOTEL OCCUPANCY CONTROLS (HVAC + LIGHTING) | 0.7472% | 0 | 19.8105 | Commercial_2035_Technical_MW_After Competition Groups_HOTEL OCCUPANCY CONTROLS (HVAC + LIGHTING)
Commercial | Com ¦ Variable Frequency Drive (VFD) | 2035 | Technical | MW | After Competition Groups | 18.6032 | 0 | 0 | 2651.3672 | 0.0070165 | 28 | Commercial_2035_Technical_MW_After Competition Groups_28 | Variable Frequency Drive (VFD) | 0.7016% | 0 | 18.6032 | Commercial_2035_Technical_MW_After Competition Groups_Variable Frequency Drive (VFD)
Commercial | Com ¦ VFD on Pumps | 2035 | Technical | MW | After Competition Groups | 17.4104 | 0 | 0 | 2651.3672 | 0.0065666 | 29 | Commercial_2035_Technical_MW_After Competition Groups_29 | VFD on Pumps | 0.6567% | 0 | 17.4104 | Commercial_2035_Technical_MW_After Competition Groups_VFD on Pumps
Commercial | Com ¦ ENERGY STAR LED LAMPS (General Service Lamps) | 2035 | Technical | MW | After Competition Groups | 16.5781 | 0 | 0 | 2651.3672 | 0.0062526 | 30 | Commercial_2035_Technical_MW_After Competition Groups_30 | ENERGY STAR LED LAMPS (General Service Lamps) | 0.6253% | 0 | 16.5781 | Commercial_2035_Technical_MW_After Competition Groups_ENERGY STAR LED LAMPS (General Service Lamps)
Commercial | Com ¦ ENERGY STAR FREEZER | 2035 | Technical | MW | After Competition Groups | 16.2224 | 0 | 0 | 2651.3672 | 0.0061185 | 31 | Commercial_2035_Technical_MW_After Competition Groups_31 | ENERGY STAR FREEZER | 0.6119% | 0 | 16.2224 | Commercial_2035_Technical_MW_After Competition Groups_ENERGY STAR FREEZER
Commercial | Com ¦ Indoor Daylight Sensors/Photocell Dimming Control | 2035 | Technical | MW | After Competition Groups | 15.1612 | 0 | 0 | 2651.3672 | 0.0057183 | 32 | Commercial_2035_Technical_MW_After Competition Groups_32 | Indoor Daylight Sensors/Photocell Dimming Control | 0.5718% | 0 | 15.1612 | Commercial_2035_Technical_MW_After Competition Groups_Indoor Daylight Sensors/Photocell Dimming Control
Commercial | Com ¦ ENERGY STAR ICE MACHINES - Ice Making Head | 2035 | Technical | MW | After Competition Groups | 14.8084 | 0 | 0 | 2651.3672 | 0.0055852 | 33 | Commercial_2035_Technical_MW_After Competition Groups_33 | ENERGY STAR ICE MACHINES - Ice Making Head | 0.5585% | 0 | 14.8084 | Commercial_2035_Technical_MW_After Competition Groups_ENERGY STAR ICE MACHINES - Ice Making Head
Commercial | Com ¦ Air Handler with Dedicated Outdoor Air Systems | 2035 | Technical | MW | After Competition Groups | 14.1987 | 0 | 0 | 2651.3672 | 0.0053552 | 34 | Commercial_2035_Technical_MW_After Competition Groups_34 | Air Handler with Dedicated Outdoor Air Systems | 0.5355% | 0 | 14.1987 | Commercial_2035_Technical_MW_After Competition Groups_Air Handler with Dedicated Outdoor Air Systems
Commercial | Com ¦ Demand Control Kitchen Ventilation | 2035 | Technical | MW | After Competition Groups | 12.7977 | 0 | 0 | 2651.3672 | 0.0048268 | 35 | Commercial_2035_Technical_MW_After Competition Groups_35 | Demand Control Kitchen Ventilation | 0.4827% | 0 | 12.7977 | Commercial_2035_Technical_MW_After Competition Groups_Demand Control Kitchen Ventilation
Commercial | Com ¦ Water Source Heat Pump (4 ton) | 2035 | Technical | MW | After Competition Groups | 10.9856 | 0 | 0 | 2651.3672 | 0.0041434 | 36 | Commercial_2035_Technical_MW_After Competition Groups_36 | Water Source Heat Pump (4 ton) | 0.4143% | 0 | 10.9856 | Commercial_2035_Technical_MW_After Competition Groups_Water Source Heat Pump (4 ton)
Commercial | Com ¦ Occupancy Sensors | 2035 | Technical | MW | After Competition Groups | 10.562 | 0 | 0 | 2651.3672 | 0.0039836 | 37 | Commercial_2035_Technical_MW_After Competition Groups_37 | Occupancy Sensors | 0.3984% | 0 | 10.562 | Commercial_2035_Technical_MW_After Competition Groups_Occupancy Sensors
Commercial | Com ¦ ECM MOTORS FOR EVAPORATOR FANS for refrigeration (WALK-IN) | 2035 | Technical | MW | After Competition Groups | 9.6774 | 0 | 0 | 2651.3672 | 0.00365 | 38 | Commercial_2035_Technical_MW_After Competition Groups_38 | ECM MOTORS FOR EVAPORATOR FANS for refrigeration (WALK-IN) | 0.365% | 0 | 9.6774 | Commercial_2035_Technical_MW_After Competition Groups_ECM MOTORS FOR EVAPORATOR FANS for refrigeration (WALK-IN)
Commercial | Com ¦ High R-Value Glass Doors/no-heat glass door | 2035 | Technical | MW | After Competition Groups | 9.1594 | 0 | 0 | 2651.3672 | 0.0034546 | 39 | Commercial_2035_Technical_MW_After Competition Groups_39 | High R-Value Glass Doors/no-heat glass door | 0.3455% | 0 | 9.1594 | Commercial_2035_Technical_MW_After Competition Groups_High R-Value Glass Doors/no-heat glass door
Commercial | Com ¦ Freezer Case Light Sensor | 2035 | Technical | MW | After Competition Groups | 8.373 | 0 | 0 | 2651.3672 | 0.003158 | 40 | Commercial_2035_Technical_MW_After Competition Groups_40 | Freezer Case Light Sensor | 0.3158% | 0 | 8.373 | Commercial_2035_Technical_MW_After Competition Groups_Freezer Case Light Sensor
Commercial | Com ¦ Evaporator Fan Controls | 2035 | Technical | MW | After Competition Groups | 8.1574 | 0 | 0 | 2651.3672 | 0.0030767 | 41 | Commercial_2035_Technical_MW_After Competition Groups_41 | Evaporator Fan Controls | 0.3077% | 0 | 8.1574 | Commercial_2035_Technical_MW_After Competition Groups_Evaporator Fan Controls
Commercial | Com ¦ Condensing Make Up Air Unit | 2035 | Technical | MW | After Competition Groups | 8.123 | 0 | 0 | 2651.3672 | 0.0030637 | 42 | Commercial_2035_Technical_MW_After Competition Groups_42 | Condensing Make Up Air Unit | 0.3064% | 0 | 8.123 | Commercial_2035_Technical_MW_After Competition Groups_Condensing Make Up Air Unit
Commercial | Com ¦ ENERGY STAR Refrigerator | 2035 | Technical | MW | After Competition Groups | 7.8256 | 0 | 0 | 2651.3672 | 0.0029515 | 43 | Commercial_2035_Technical_MW_After Competition Groups_43 | ENERGY STAR Refrigerator | 0.2952% | 0 | 7.8256 | Commercial_2035_Technical_MW_After Competition Groups_ENERGY STAR Refrigerator
Commercial | Com ¦ Super-High Efficiency Furnaces (Emerging Tech) | 2035 | Technical | MW | After Competition Groups | 7.7343 | 0 | 0 | 2651.3672 | 0.0029171 | 44 | Commercial_2035_Technical_MW_After Competition Groups_44 | Super-High Efficiency Furnaces (Emerging Tech) | 0.2917% | 0 | 7.7343 | Commercial_2035_Technical_MW_After Competition Groups_Super-High Efficiency Furnaces (Emerging Tech)
Commercial | Com ¦ ENERGY STAR Griddle (74% eff) | 2035 | Technical | MW | After Competition Groups | 7.705 | 0 | 0 | 2651.3672 | 0.0029061 | 45 | Commercial_2035_Technical_MW_After Competition Groups_45 | ENERGY STAR Griddle (74% eff) | 0.2906% | 0 | 7.705 | Commercial_2035_Technical_MW_After Competition Groups_ENERGY STAR Griddle (74% eff)
Commercial | Com ¦ LED EXTERIOR AREA LIGHTS - LED fixture (200W) | 2035 | Technical | MW | After Competition Groups | 7.0208 | 0 | 0 | 2651.3672 | 0.002648 | 46 | Commercial_2035_Technical_MW_After Competition Groups_46 | LED EXTERIOR AREA LIGHTS - LED fixture (200W) | 0.2648% | 0 | 7.0208 | Commercial_2035_Technical_MW_After Competition Groups_LED EXTERIOR AREA LIGHTS - LED fixture (200W)
Commercial | Com ¦ LED parking lot fixture | 2035 | Technical | MW | After Competition Groups | 6.6878 | 0 | 0 | 2651.3672 | 0.0025224 | 47 | Commercial_2035_Technical_MW_After Competition Groups_47 | LED parking lot fixture | 0.2522% | 0 | 6.6878 | Commercial_2035_Technical_MW_After Competition Groups_LED parking lot fixture
Commercial | Com ¦ Refrigeration Commissioning | 2035 | Technical | MW | After Competition Groups | 5.6816 | 0 | 0 | 2651.3672 | 0.0021429 | 48 | Commercial_2035_Technical_MW_After Competition Groups_48 | Refrigeration Commissioning | 0.2143% | 0 | 5.6816 | Commercial_2035_Technical_MW_After Competition Groups_Refrigeration Commissioning
Commercial | Com ¦ Elec Storage WH 2.30 Et | 2035 | Technical | MW | After Competition Groups | 5.5662 | 0 | 0 | 2651.3672 | 0.0020994 | 49 | Commercial_2035_Technical_MW_After Competition Groups_49 | Elec Storage WH 2.30 Et | 0.2099% | 0 | 5.5662 | Commercial_2035_Technical_MW_After Competition Groups_Elec Storage WH 2.30 Et
Commercial | Com ¦ BEVERAGE VENDING MACHINE CONTROLS | 2035 | Technical | MW | After Competition Groups | 5.0376 | 0 | 0 | 2651.3672 | 0.0019 | 50 | Commercial_2035_Technical_MW_After Competition Groups_50 | BEVERAGE VENDING MACHINE CONTROLS | 0.19% | 0 | 5.0376 | Commercial_2035_Technical_MW_After Competition Groups_BEVERAGE VENDING MACHINE CONTROLS
Commercial | Com ¦ Duct Insulation, R8 | 2035 | Technical | MW | After Competition Groups | 4.9066 | 0 | 0 | 2651.3672 | 0.0018506 | 51 | Commercial_2035_Technical_MW_After Competition Groups_51 | Duct Insulation, R8 | 0.1851% | 0 | 4.9066 | Commercial_2035_Technical_MW_After Competition Groups_Duct Insulation, R8
Commercial | Com ¦ LED street light fixture | 2035 | Technical | MW | After Competition Groups | 4.2875 | 0 | 0 | 2651.3672 | 0.0016171 | 52 | Commercial_2035_Technical_MW_After Competition Groups_52 | LED street light fixture | 0.1617% | 0 | 4.2875 | Commercial_2035_Technical_MW_After Competition Groups_LED street light fixture
Commercial | Com ¦ Roof Insulation/Ceiling Insulation (R25 Code to R35) | 2035 | Technical | MW | After Competition Groups | 4.1722 | 0 | 0 | 2651.3672 | 0.0015736 | 53 | Commercial_2035_Technical_MW_After Competition Groups_53 | Roof Insulation/Ceiling Insulation (R25 Code to R35) | 0.1574% | 0 | 4.1722 | Commercial_2035_Technical_MW_After Competition Groups_Roof Insulation/Ceiling Insulation (R25 Code to R35)
Commercial | Com ¦ CO Sensors for parking garage exhaust fans | 2035 | Technical | MW | After Competition Groups | 3.3915 | 0 | 0 | 2651.3672 | 0.0012792 | 54 | Commercial_2035_Technical_MW_After Competition Groups_54 | CO Sensors for parking garage exhaust fans | 0.1279% | 0 | 3.3915 | Commercial_2035_Technical_MW_After Competition Groups_CO Sensors for parking garage exhaust fans
Commercial | Com ¦ Anti-sweat heat (ASH) controls - Cooler/Freezer | 2035 | Technical | MW | After Competition Groups | 3.3763 | 0 | 0 | 2651.3672 | 0.0012734 | 55 | Commercial_2035_Technical_MW_After Competition Groups_55 | Anti-sweat heat (ASH) controls - Cooler/Freezer | 0.1273% | 0 | 3.3763 | Commercial_2035_Technical_MW_After Competition Groups_Anti-sweat heat (ASH) controls - Cooler/Freezer
Commercial | Com ¦ Temperature Adjustment in Commercial Freezers | 2035 | Technical | MW | After Competition Groups | 2.9823 | 0 | 0 | 2651.3672 | 0.0011248 | 56 | Commercial_2035_Technical_MW_After Competition Groups_56 | Temperature Adjustment in Commercial Freezers | 0.1125% | 0 | 2.9823 | Commercial_2035_Technical_MW_After Competition Groups_Temperature Adjustment in Commercial Freezers
Commercial | Com ¦ Ground Source Heat Pump | 2035 | Technical | MW | After Competition Groups | 2.8564 | 0 | 0 | 2651.3672 | 0.0010773 | 57 | Commercial_2035_Technical_MW_After Competition Groups_57 | Ground Source Heat Pump | 0.1077% | 0 | 2.8564 | Commercial_2035_Technical_MW_After Competition Groups_Ground Source Heat Pump
Commercial | Com ¦ Vertical Night Covers | 2035 | Technical | MW | After Competition Groups | 2.4663 | 0 | 0 | 2651.3672 | 0.00093019 | 58 | Commercial_2035_Technical_MW_After Competition Groups_58 | Vertical Night Covers | 0.09302% | 0 | 2.4663 | Commercial_2035_Technical_MW_After Competition Groups_Vertical Night Covers
Commercial | Com ¦ Energy Efficient Laboratory Fume Hood | 2035 | Technical | MW | After Competition Groups | 2.4113 | 0 | 0 | 2651.3672 | 0.00090946 | 59 | Commercial_2035_Technical_MW_After Competition Groups_59 | Energy Efficient Laboratory Fume Hood | 0.09095% | 0 | 2.4113 | Commercial_2035_Technical_MW_After Competition Groups_Energy Efficient Laboratory Fume Hood
Commercial | Com ¦ ENERGY STAR Fryer (84% eff) | 2035 | Technical | MW | After Competition Groups | 2.2422 | 0 | 0 | 2651.3672 | 0.00084568 | 60 | Commercial_2035_Technical_MW_After Competition Groups_60 | ENERGY STAR Fryer (84% eff) | 0.08457% | 0 | 2.2422 | Commercial_2035_Technical_MW_After Competition Groups_ENERGY STAR Fryer (84% eff)
Commercial | Com ¦ Outside Air Economizer | 2035 | Technical | MW | After Competition Groups | 1.9769 | 0 | 0 | 2651.3672 | 0.00074561 | 61 | Commercial_2035_Technical_MW_After Competition Groups_61 | Outside Air Economizer | 0.07456% | 0 | 1.9769 | Commercial_2035_Technical_MW_After Competition Groups_Outside Air Economizer
Commercial | Com ¦ Water Heating (DHW) Pipe Insulation (Add 3/4\ Foam)" | 2035 | Technical | MW | After Competition Groups | 1.8821 | 0 | 0 | 2651.3672 | 0.00070984 | 62 | Commercial_2035_Technical_MW_After Competition Groups_62 | Water Heating (DHW) Pipe Insulation (Add 3/4\ Foam)" | 0.07098% | 0 | 1.8821 | Commercial_2035_Technical_MW_After Competition Groups_Water Heating (DHW) Pipe Insulation (Add 3/4\ Foam)"
Commercial | Com ¦ Room AC (w/ louvered sides) 14 SEER from 12 SEER code | 2035 | Technical | MW | After Competition Groups | 1.8488 | 0 | 0 | 2651.3672 | 0.0006973 | 63 | Commercial_2035_Technical_MW_After Competition Groups_63 | Room AC (w/ louvered sides) 14 SEER from 12 SEER code | 0.06973% | 0 | 1.8488 | Commercial_2035_Technical_MW_After Competition Groups_Room AC (w/ louvered sides) 14 SEER from 12 SEER code
Commercial | Com ¦ ENERGY STAR Dishwasher | 2035 | Technical | MW | After Competition Groups | 1.5435 | 0 | 0 | 2651.3672 | 0.00058214 | 64 | Commercial_2035_Technical_MW_After Competition Groups_64 | ENERGY STAR Dishwasher | 0.05821% | 0 | 1.5435 | Commercial_2035_Technical_MW_After Competition Groups_ENERGY STAR Dishwasher
Commercial | Com ¦ ENERGY STAR Steam Cookers | 2035 | Technical | MW | After Competition Groups | 1.4682 | 0 | 0 | 2651.3672 | 0.00055374 | 65 | Commercial_2035_Technical_MW_After Competition Groups_65 | ENERGY STAR Steam Cookers | 0.05537% | 0 | 1.4682 | Commercial_2035_Technical_MW_After Competition Groups_ENERGY STAR Steam Cookers
Commercial | Com ¦ LED RECESSED DOWNLIGHTS | 2035 | Technical | MW | After Competition Groups | 1.4231 | 0 | 0 | 2651.3672 | 0.00053675 | 66 | Commercial_2035_Technical_MW_After Competition Groups_66 | LED RECESSED DOWNLIGHTS | 0.05368% | 0 | 1.4231 | Commercial_2035_Technical_MW_After Competition Groups_LED RECESSED DOWNLIGHTS
Commercial | Com ¦ Suction Pipe Insulation Freezer/Refrigerator | 2035 | Technical | MW | After Competition Groups | 1.2818 | 0 | 0 | 2651.3672 | 0.00048344 | 67 | Commercial_2035_Technical_MW_After Competition Groups_67 | Suction Pipe Insulation Freezer/Refrigerator | 0.04834% | 0 | 1.2818 | Commercial_2035_Technical_MW_After Competition Groups_Suction Pipe Insulation Freezer/Refrigerator
Commercial | Com ¦ Evaporator Coil Defrost (Cooler) | 2035 | Technical | MW | After Competition Groups | 1.0905 | 0 | 0 | 2651.3672 | 0.00041131 | 68 | Commercial_2035_Technical_MW_After Competition Groups_68 | Evaporator Coil Defrost (Cooler) | 0.04113% | 0 | 1.0905 | Commercial_2035_Technical_MW_After Competition Groups_Evaporator Coil Defrost (Cooler)
Commercial | Com ¦ Thermostat Setback | 2035 | Technical | MW | After Competition Groups | 0.80866 | 0 | 0 | 2651.3672 | 0.000305 | 69 | Commercial_2035_Technical_MW_After Competition Groups_69 | Thermostat Setback | 0.0305% | 0 | 0.80866 | Commercial_2035_Technical_MW_After Competition Groups_Thermostat Setback
Commercial | Com ¦ Ozone Laundry Treatment | 2035 | Technical | MW | After Competition Groups | 0.8002 | 0 | 0 | 2651.3672 | 0.0003018 | 70 | Commercial_2035_Technical_MW_After Competition Groups_70 | Ozone Laundry Treatment | 0.03018% | 0 | 0.8002 | Commercial_2035_Technical_MW_After Competition Groups_Ozone Laundry Treatment
Commercial | Com ¦ SYNCHRONOUS BELT | 2035 | Technical | MW | After Competition Groups | 0.74075 | 0 | 0 | 2651.3672 | 0.00027938 | 71 | Commercial_2035_Technical_MW_After Competition Groups_71 | SYNCHRONOUS BELT | 0.02794% | 0 | 0.74075 | Commercial_2035_Technical_MW_After Competition Groups_SYNCHRONOUS BELT
Commercial | Com ¦ PTAC (12 EER/10,000 BTU) | 2035 | Technical | MW | After Competition Groups | 0.67007 | 0 | 0 | 2651.3672 | 0.00025273 | 72 | Commercial_2035_Technical_MW_After Competition Groups_72 | PTAC (12 EER/10,000 BTU) | 0.02527% | 0 | 0.67007 | Commercial_2035_Technical_MW_After Competition Groups_PTAC (12 EER/10,000 BTU)
Commercial | Com ¦ Wall Insulation | 2035 | Technical | MW | After Competition Groups | 0.59039 | 0 | 0 | 2651.3672 | 0.00022267 | 73 | Commercial_2035_Technical_MW_After Competition Groups_73 | Wall Insulation | 0.02227% | 0 | 0.59039 | Commercial_2035_Technical_MW_After Competition Groups_Wall Insulation
Commercial | Com ¦ Solar Preheat Make up Air | 2035 | Technical | MW | After Competition Groups | 0.58303 | 0 | 0 | 2651.3672 | 0.0002199 | 74 | Commercial_2035_Technical_MW_After Competition Groups_74 | Solar Preheat Make up Air | 0.02199% | 0 | 0.58303 | Commercial_2035_Technical_MW_After Competition Groups_Solar Preheat Make up Air
Commercial | Com ¦ High Efficiency Chiller (avg of water and air cooled) | 2035 | Technical | MW | After Competition Groups | 0.46765 | 0 | 0 | 2651.3672 | 0.00017638 | 75 | Commercial_2035_Technical_MW_After Competition Groups_75 | High Efficiency Chiller (avg of water and air cooled) | 0.01764% | 0 | 0.46765 | Commercial_2035_Technical_MW_After Competition Groups_High Efficiency Chiller (avg of water and air cooled)
Commercial | Com ¦ Solar Water Preheat (Pools/DHW) | 2035 | Technical | MW | After Competition Groups | 0.46654 | 0 | 0 | 2651.3672 | 0.00017596 | 76 | Commercial_2035_Technical_MW_After Competition Groups_76 | Solar Water Preheat (Pools/DHW) | 0.0176% | 0 | 0.46654 | Commercial_2035_Technical_MW_After Competition Groups_Solar Water Preheat (Pools/DHW)
Commercial | COM ¦ Ductless Mini-Split Heat Pumps | 2035 | Technical | MW | After Competition Groups | 0.44954 | 0 | 0 | 2651.3672 | 0.00016955 | 77 | Commercial_2035_Technical_MW_After Competition Groups_77 | Ductless Mini-Split Heat Pumps | 0.01695% | 0 | 0.44954 | Commercial_2035_Technical_MW_After Competition Groups_Ductless Mini-Split Heat Pumps
Commercial | Com ¦ Efficient compressor motor | 2035 | Technical | MW | After Competition Groups | 0.44375 | 0 | 0 | 2651.3672 | 0.00016737 | 78 | Commercial_2035_Technical_MW_After Competition Groups_78 | Efficient compressor motor | 0.01674% | 0 | 0.44375 | Commercial_2035_Technical_MW_After Competition Groups_Efficient compressor motor
Commercial | Com ¦ Commercial Hot Food Holding Cabinets | 2035 | Technical | MW | After Competition Groups | 0.33615 | 0 | 0 | 2651.3672 | 0.00012679 | 79 | Commercial_2035_Technical_MW_After Competition Groups_79 | Commercial Hot Food Holding Cabinets | 0.01268% | 0 | 0.33615 | Commercial_2035_Technical_MW_After Competition Groups_Commercial Hot Food Holding Cabinets
Commercial | Com ¦ ECM MOTORS FOR HVAC APPLICATION (FAN-POWERED VAV BOX) | 2035 | Technical | MW | After Competition Groups | 0.32705 | 0 | 0 | 2651.3672 | 0.00012335 | 80 | Commercial_2035_Technical_MW_After Competition Groups_80 | ECM MOTORS FOR HVAC APPLICATION (FAN-POWERED VAV BOX) | 0.01234% | 0 | 0.32705 | Commercial_2035_Technical_MW_After Competition Groups_ECM MOTORS FOR HVAC APPLICATION (FAN-POWERED VAV BOX)
Commercial | Com ¦ HVAC Optimization | 2035 | Technical | MW | After Competition Groups | 0.25511 | 0 | 0 | 2651.3672 | 9.6219e-05 | 81 | Commercial_2035_Technical_MW_After Competition Groups_81 | HVAC Optimization | 0.009622% | 0 | 0.25511 | Commercial_2035_Technical_MW_After Competition Groups_HVAC Optimization
Commercial | Com ¦ Auto Off Time Switch or Time Clock control | 2035 | Technical | MW | After Competition Groups | 0.19873 | 0 | 0 | 2651.3672 | 7.4952e-05 | 82 | Commercial_2035_Technical_MW_After Competition Groups_82 | Auto Off Time Switch or Time Clock control | 0.007495% | 0 | 0.19873 | Commercial_2035_Technical_MW_After Competition Groups_Auto Off Time Switch or Time Clock control
Commercial | Com ¦ CEE Tier 2/Energy Star Clothes Washers | 2035 | Technical | MW | After Competition Groups | 0.19737 | 0 | 0 | 2651.3672 | 7.4442e-05 | 83 | Commercial_2035_Technical_MW_After Competition Groups_83 | CEE Tier 2/Energy Star Clothes Washers | 0.007444% | 0 | 0.19737 | Commercial_2035_Technical_MW_After Competition Groups_CEE Tier 2/Energy Star Clothes Washers
Commercial | Com ¦ Heat Pump Water Heater (50 Gallons) | 2035 | Technical | MW | After Competition Groups | 0.13871 | 0 | 0 | 2651.3672 | 5.2316e-05 | 84 | Commercial_2035_Technical_MW_After Competition Groups_84 | Heat Pump Water Heater (50 Gallons) | 0.005232% | 0 | 0.13871 | Commercial_2035_Technical_MW_After Competition Groups_Heat Pump Water Heater (50 Gallons)
Commercial | Com ¦ Demand controlled Circulating Systems | 2035 | Technical | MW | After Competition Groups | 0.12075 | 0 | 0 | 2651.3672 | 4.5543e-05 | 85 | Commercial_2035_Technical_MW_After Competition Groups_85 | Demand controlled Circulating Systems | 0.004554% | 0 | 0.12075 | Commercial_2035_Technical_MW_After Competition Groups_Demand controlled Circulating Systems
Commercial | Com ¦ Low Flow Pre-Rinse Spray Nozzle | 2035 | Technical | MW | After Competition Groups | 0.1126 | 0 | 0 | 2651.3672 | 4.2468e-05 | 86 | Commercial_2035_Technical_MW_After Competition Groups_86 | Low Flow Pre-Rinse Spray Nozzle | 0.004247% | 0 | 0.1126 | Commercial_2035_Technical_MW_After Competition Groups_Low Flow Pre-Rinse Spray Nozzle
Commercial | Com ¦ Energy Recovery Ventilation and Ventilation (Enhanced) | 2035 | Technical | MW | After Competition Groups | 0.045982 | 0 | 0 | 2651.3672 | 1.7343e-05 | 87 | Commercial_2035_Technical_MW_After Competition Groups_87 | Energy Recovery Ventilation and Ventilation (Enhanced) | 0.001734% | 0 | 0.045982 | Commercial_2035_Technical_MW_After Competition Groups_Energy Recovery Ventilation and Ventilation (Enhanced)
Commercial | Com ¦ Condensing Unit Heaters or other Efficient Unit Heating System | 2035 | Technical | MW | After Competition Groups | 0.042055 | 0 | 0 | 2651.3672 | 1.5861e-05 | 88 | Commercial_2035_Technical_MW_After Competition Groups_88 | Condensing Unit Heaters or other Efficient Unit Heating System | 0.001586% | 0 | 0.042055 | Commercial_2035_Technical_MW_After Competition Groups_Condensing Unit Heaters or other Efficient Unit Heating System
Commercial | Com ¦ VSD Air Compressor | 2035 | Technical | MW | After Competition Groups | 0.036962 | 0 | 0 | 2651.3672 | 1.3941e-05 | 89 | Commercial_2035_Technical_MW_After Competition Groups_89 | VSD Air Compressor | 0.001394% | 0 | 0.036962 | Commercial_2035_Technical_MW_After Competition Groups_VSD Air Compressor
Commercial | Com ¦ eCube | 2035 | Technical | MW | After Competition Groups | 0.036774 | 0 | 0 | 2651.3672 | 1.387e-05 | 90 | Commercial_2035_Technical_MW_After Competition Groups_90 | eCube | 0.001387% | 0 | 0.036774 | Commercial_2035_Technical_MW_After Competition Groups_eCube
Commercial | Com ¦ EC Plug Fan for Data Center (under cabinet) | 2035 | Technical | MW | After Competition Groups | 0.025447 | 0 | 0 | 2651.3672 | 9.5978e-06 | 91 | Commercial_2035_Technical_MW_After Competition Groups_91 | EC Plug Fan for Data Center (under cabinet) | 0.0009598% | 0 | 0.025447 | Commercial_2035_Technical_MW_After Competition Groups_EC Plug Fan for Data Center (under cabinet)
Commercial | Com ¦ Exterior Photocell | 2035 | Technical | MW | After Competition Groups | 0.01368 | 0 | 0 | 2651.3672 | 5.1598e-06 | 92 | Commercial_2035_Technical_MW_After Competition Groups_92 | Exterior Photocell | 0.000516% | 0 | 0.01368 | Commercial_2035_Technical_MW_After Competition Groups_Exterior Photocell
Commercial | Com ¦ Air Curtains | 2035 | Technical | MW | After Competition Groups | 0.007657 | 0 | 0 | 2651.3672 | 2.888e-06 | 93 | Commercial_2035_Technical_MW_After Competition Groups_93 | Air Curtains | 0.0002888% | 0 | 0.007657 | Commercial_2035_Technical_MW_After Competition Groups_Air Curtains
Commercial | Com ¦ High Efficiency Induction Cooking | 2035 | Technical | MW | After Competition Groups | 0.0014671 | 0 | 0 | 2651.3672 | 5.5333e-07 | 94 | Commercial_2035_Technical_MW_After Competition Groups_94 | High Efficiency Induction Cooking | 5.533e-05% | 0 | 0.0014671 | Commercial_2035_Technical_MW_After Competition Groups_High Efficiency Induction Cooking
Commercial | Com ¦ Electric Convection Combination Ovens | 2035 | Technical | MW | After Competition Groups | 0.00046301 | 0 | 0 | 2651.3672 | 1.7463e-07 | 95 | Commercial_2035_Technical_MW_After Competition Groups_95 | Electric Convection Combination Ovens | 1.746e-05% | 0 | 0.00046301 | Commercial_2035_Technical_MW_After Competition Groups_Electric Convection Combination Ovens
Commercial | Com ¦ Building Recommissioning, Operations and Maintenance (O&M) Improvements | 2036 | Economic | MW | After Competition Groups | 219.3245 | 0 | 0 | 1942.5789 | 0.1129 | 1 | Commercial_2036_Economic_MW_After Competition Groups_1 | Building Recommissioning, Operations and Maintenance (O&M) Improvements | 11.29% | 0 | 219.3245 | Commercial_2036_Economic_MW_After Competition Groups_Building Recommissioning, Operations and Maintenance (O&M) Improvements
Commercial | Com ¦ High Efficiency Air Source Heat Pump | 2036 | Economic | MW | After Competition Groups | 211.6808 | 0 | 0 | 1942.5789 | 0.10897 | 2 | Commercial_2036_Economic_MW_After Competition Groups_2 | High Efficiency Air Source Heat Pump | 10.9% | 0 | 211.6808 | Commercial_2036_Economic_MW_After Competition Groups_High Efficiency Air Source Heat Pump
Commercial | Com ¦ Education and Capacity Building/Energy Behavior | 2036 | Economic | MW | After Competition Groups | 197.4147 | 0 | 0 | 1942.5789 | 0.10163 | 3 | Commercial_2036_Economic_MW_After Competition Groups_3 | Education and Capacity Building/Energy Behavior | 10.16% | 0 | 197.4147 | Commercial_2036_Economic_MW_After Competition Groups_Education and Capacity Building/Energy Behavior
Commercial | Com ¦ LED Low/High Bay | 2036 | Economic | MW | After Competition Groups | 157.6863 | 0 | 0 | 1942.5789 | 0.081174 | 4 | Commercial_2036_Economic_MW_After Competition Groups_4 | LED Low/High Bay | 8.117% | 0 | 157.6863 | Commercial_2036_Economic_MW_After Competition Groups_LED Low/High Bay
Commercial | Com ¦ Unitary Air-Conditioning Unit | 2036 | Economic | MW | After Competition Groups | 140.0541 | 0 | 0 | 1942.5789 | 0.072097 | 5 | Commercial_2036_Economic_MW_After Competition Groups_5 | Unitary Air-Conditioning Unit | 7.21% | 0 | 140.0541 | Commercial_2036_Economic_MW_After Competition Groups_Unitary Air-Conditioning Unit
Commercial | Com ¦ ENERGY STAR LED LAMPS (REFLECTOR LAMPs/MR16/PAR 16) | 2036 | Economic | MW | After Competition Groups | 124.8684 | 0 | 0 | 1942.5789 | 0.06428 | 6 | Commercial_2036_Economic_MW_After Competition Groups_6 | ENERGY STAR LED LAMPS (REFLECTOR LAMPs/MR16/PAR 16) | 6.428% | 0 | 124.8684 | Commercial_2036_Economic_MW_After Competition Groups_ENERGY STAR LED LAMPS (REFLECTOR LAMPs/MR16/PAR 16)
Commercial | Com ¦ LED Troffer/Surface/Suspended | 2036 | Economic | MW | After Competition Groups | 117.4385 | 0 | 0 | 1942.5789 | 0.060455 | 7 | Commercial_2036_Economic_MW_After Competition Groups_7 | LED Troffer/Surface/Suspended | 6.045% | 0 | 117.4385 | Commercial_2036_Economic_MW_After Competition Groups_LED Troffer/Surface/Suspended
Commercial | Com ¦ LED Replacement Lamp (Tube) | 2036 | Economic | MW | After Competition Groups | 102.9739 | 0 | 0 | 1942.5789 | 0.053009 | 8 | Commercial_2036_Economic_MW_After Competition Groups_8 | LED Replacement Lamp (Tube) | 5.301% | 0 | 102.9739 | Commercial_2036_Economic_MW_After Competition Groups_LED Replacement Lamp (Tube)
Commercial | Com ¦ Advanced BAS/Controllers | 2036 | Economic | MW | After Competition Groups | 98.1219 | 0 | 0 | 1942.5789 | 0.050511 | 9 | Commercial_2036_Economic_MW_After Competition Groups_9 | Advanced BAS/Controllers | 5.051% | 0 | 98.1219 | Commercial_2036_Economic_MW_After Competition Groups_Advanced BAS/Controllers
Commercial | Com ¦ Refrigerated Display Case Doors | 2036 | Economic | MW | After Competition Groups | 47.2575 | 0 | 0 | 1942.5789 | 0.024327 | 10 | Commercial_2036_Economic_MW_After Competition Groups_10 | Refrigerated Display Case Doors | 2.433% | 0 | 47.2575 | Commercial_2036_Economic_MW_After Competition Groups_Refrigerated Display Case Doors
Commercial | Com ¦ Adaptive Thermostats | 2036 | Economic | MW | After Competition Groups | 44.1137 | 0 | 0 | 1942.5789 | 0.022709 | 11 | Commercial_2036_Economic_MW_After Competition Groups_11 | Adaptive Thermostats | 2.271% | 0 | 44.1137 | Commercial_2036_Economic_MW_After Competition Groups_Adaptive Thermostats
Commercial | Com ¦ Reach-in Shaded Pole to ECM/PSC Evaporator Fan Motor | 2036 | Economic | MW | After Competition Groups | 40.2514 | 0 | 0 | 1942.5789 | 0.020721 | 12 | Commercial_2036_Economic_MW_After Competition Groups_12 | Reach-in Shaded Pole to ECM/PSC Evaporator Fan Motor | 2.072% | 0 | 40.2514 | Commercial_2036_Economic_MW_After Competition Groups_Reach-in Shaded Pole to ECM/PSC Evaporator Fan Motor
Commercial | Com ¦ Data Center Storage/Server Virtualization | 2036 | Economic | MW | After Competition Groups | 37.5991 | 0 | 0 | 1942.5789 | 0.019355 | 13 | Commercial_2036_Economic_MW_After Competition Groups_13 | Data Center Storage/Server Virtualization | 1.936% | 0 | 37.5991 | Commercial_2036_Economic_MW_After Competition Groups_Data Center Storage/Server Virtualization
Commercial | Com ¦ Demand Control Ventilation | 2036 | Economic | MW | After Competition Groups | 36.7141 | 0 | 0 | 1942.5789 | 0.0189 | 14 | Commercial_2036_Economic_MW_After Competition Groups_14 | Demand Control Ventilation | 1.89% | 0 | 36.7141 | Commercial_2036_Economic_MW_After Competition Groups_Demand Control Ventilation
Commercial | Com ¦ Chilled Water Optimization | 2036 | Economic | MW | After Competition Groups | 34.8887 | 0 | 0 | 1942.5789 | 0.01796 | 15 | Commercial_2036_Economic_MW_After Competition Groups_15 | Chilled Water Optimization | 1.796% | 0 | 34.8887 | Commercial_2036_Economic_MW_After Competition Groups_Chilled Water Optimization
Commercial | Com ¦ Strip Curtains | 2036 | Economic | MW | After Competition Groups | 32.6569 | 0 | 0 | 1942.5789 | 0.016811 | 16 | Commercial_2036_Economic_MW_After Competition Groups_16 | Strip Curtains | 1.681% | 0 | 32.6569 | Commercial_2036_Economic_MW_After Competition Groups_Strip Curtains
Commercial | Com ¦ LED or Equivalent Sign Lighting | 2036 | Economic | MW | After Competition Groups | 28.3398 | 0 | 0 | 1942.5789 | 0.014589 | 17 | Commercial_2036_Economic_MW_After Competition Groups_17 | LED or Equivalent Sign Lighting | 1.459% | 0 | 28.3398 | Commercial_2036_Economic_MW_After Competition Groups_LED or Equivalent Sign Lighting
Commercial | Com ¦ Furnace Tune-Up | 2036 | Economic | MW | After Competition Groups | 26.1909 | 0 | 0 | 1942.5789 | 0.013483 | 18 | Commercial_2036_Economic_MW_After Competition Groups_18 | Furnace Tune-Up | 1.348% | 0 | 26.1909 | Commercial_2036_Economic_MW_After Competition Groups_Furnace Tune-Up
Commercial | Com ¦ Centrally controlled desktop PC/NETWORK PC POWER MANAGEMENT SOFTWARE | 2036 | Economic | MW | After Competition Groups | 25.5071 | 0 | 0 | 1942.5789 | 0.013131 | 19 | Commercial_2036_Economic_MW_After Competition Groups_19 | Centrally controlled desktop PC/NETWORK PC POWER MANAGEMENT SOFTWARE | 1.313% | 0 | 25.5071 | Commercial_2036_Economic_MW_After Competition Groups_Centrally controlled desktop PC/NETWORK PC POWER MANAGEMENT SOFTWARE
Commercial | Com ¦ Variable Frequency Drive (VFD) | 2036 | Economic | MW | After Competition Groups | 18.2293 | 0 | 0 | 1942.5789 | 0.0093841 | 20 | Commercial_2036_Economic_MW_After Competition Groups_20 | Variable Frequency Drive (VFD) | 0.9384% | 0 | 18.2293 | Commercial_2036_Economic_MW_After Competition Groups_Variable Frequency Drive (VFD)
Commercial | Com ¦ Refrigerated Display Case LED | 2036 | Economic | MW | After Competition Groups | 17.4904 | 0 | 0 | 1942.5789 | 0.0090037 | 21 | Commercial_2036_Economic_MW_After Competition Groups_21 | Refrigerated Display Case LED | 0.9004% | 0 | 17.4904 | Commercial_2036_Economic_MW_After Competition Groups_Refrigerated Display Case LED
Commercial | Com ¦ VFD on Pumps | 2036 | Economic | MW | After Competition Groups | 17.0604 | 0 | 0 | 1942.5789 | 0.0087824 | 22 | Commercial_2036_Economic_MW_After Competition Groups_22 | VFD on Pumps | 0.8782% | 0 | 17.0604 | Commercial_2036_Economic_MW_After Competition Groups_VFD on Pumps
Commercial | Com ¦ ENERGY STAR LED LAMPS (General Service Lamps) | 2036 | Economic | MW | After Competition Groups | 16.5535 | 0 | 0 | 1942.5789 | 0.0085214 | 23 | Commercial_2036_Economic_MW_After Competition Groups_23 | ENERGY STAR LED LAMPS (General Service Lamps) | 0.8521% | 0 | 16.5535 | Commercial_2036_Economic_MW_After Competition Groups_ENERGY STAR LED LAMPS (General Service Lamps)
Commercial | Com ¦ Air Handler with Dedicated Outdoor Air Systems | 2036 | Economic | MW | After Competition Groups | 13.9133 | 0 | 0 | 1942.5789 | 0.0071623 | 24 | Commercial_2036_Economic_MW_After Competition Groups_24 | Air Handler with Dedicated Outdoor Air Systems | 0.7162% | 0 | 13.9133 | Commercial_2036_Economic_MW_After Competition Groups_Air Handler with Dedicated Outdoor Air Systems
Commercial | Com ¦ Demand Control Kitchen Ventilation | 2036 | Economic | MW | After Competition Groups | 12.1919 | 0 | 0 | 1942.5789 | 0.0062762 | 25 | Commercial_2036_Economic_MW_After Competition Groups_25 | Demand Control Kitchen Ventilation | 0.6276% | 0 | 12.1919 | Commercial_2036_Economic_MW_After Competition Groups_Demand Control Kitchen Ventilation
Commercial | Com ¦ Water Source Heat Pump (4 ton) | 2036 | Economic | MW | After Competition Groups | 11.4093 | 0 | 0 | 1942.5789 | 0.0058733 | 26 | Commercial_2036_Economic_MW_After Competition Groups_26 | Water Source Heat Pump (4 ton) | 0.5873% | 0 | 11.4093 | Commercial_2036_Economic_MW_After Competition Groups_Water Source Heat Pump (4 ton)
Commercial | Com ¦ Occupancy Sensors | 2036 | Economic | MW | After Competition Groups | 10.6482 | 0 | 0 | 1942.5789 | 0.0054815 | 27 | Commercial_2036_Economic_MW_After Competition Groups_27 | Occupancy Sensors | 0.5481% | 0 | 10.6482 | Commercial_2036_Economic_MW_After Competition Groups_Occupancy Sensors
Commercial | Com ¦ ECM MOTORS FOR EVAPORATOR FANS for refrigeration (WALK-IN) | 2036 | Economic | MW | After Competition Groups | 9.4829 | 0 | 0 | 1942.5789 | 0.0048816 | 28 | Commercial_2036_Economic_MW_After Competition Groups_28 | ECM MOTORS FOR EVAPORATOR FANS for refrigeration (WALK-IN) | 0.4882% | 0 | 9.4829 | Commercial_2036_Economic_MW_After Competition Groups_ECM MOTORS FOR EVAPORATOR FANS for refrigeration (WALK-IN)
Commercial | Com ¦ Freezer Case Light Sensor | 2036 | Economic | MW | After Competition Groups | 8.2048 | 0 | 0 | 1942.5789 | 0.0042236 | 29 | Commercial_2036_Economic_MW_After Competition Groups_29 | Freezer Case Light Sensor | 0.4224% | 0 | 8.2048 | Commercial_2036_Economic_MW_After Competition Groups_Freezer Case Light Sensor
Commercial | Com ¦ Evaporator Fan Controls | 2036 | Economic | MW | After Competition Groups | 7.9935 | 0 | 0 | 1942.5789 | 0.0041149 | 30 | Commercial_2036_Economic_MW_After Competition Groups_30 | Evaporator Fan Controls | 0.4115% | 0 | 7.9935 | Commercial_2036_Economic_MW_After Competition Groups_Evaporator Fan Controls
Commercial | Com ¦ ENERGY STAR Griddle (74% eff) | 2036 | Economic | MW | After Competition Groups | 7.9691 | 0 | 0 | 1942.5789 | 0.0041023 | 31 | Commercial_2036_Economic_MW_After Competition Groups_31 | ENERGY STAR Griddle (74% eff) | 0.4102% | 0 | 7.9691 | Commercial_2036_Economic_MW_After Competition Groups_ENERGY STAR Griddle (74% eff)
Commercial | Com ¦ LED EXTERIOR AREA LIGHTS - LED fixture (200W) | 2036 | Economic | MW | After Competition Groups | 7.0625 | 0 | 0 | 1942.5789 | 0.0036356 | 32 | Commercial_2036_Economic_MW_After Competition Groups_32 | LED EXTERIOR AREA LIGHTS - LED fixture (200W) | 0.3636% | 0 | 7.0625 | Commercial_2036_Economic_MW_After Competition Groups_LED EXTERIOR AREA LIGHTS - LED fixture (200W)
Commercial | Com ¦ LED parking lot fixture | 2036 | Economic | MW | After Competition Groups | 6.7231 | 0 | 0 | 1942.5789 | 0.0034609 | 33 | Commercial_2036_Economic_MW_After Competition Groups_33 | LED parking lot fixture | 0.3461% | 0 | 6.7231 | Commercial_2036_Economic_MW_After Competition Groups_LED parking lot fixture
Commercial | Com ¦ Door Gasket Freezer/Refrigerator | 2036 | Economic | MW | After Competition Groups | 6.1417 | 0 | 0 | 1942.5789 | 0.0031616 | 34 | Commercial_2036_Economic_MW_After Competition Groups_34 | Door Gasket Freezer/Refrigerator | 0.3162% | 0 | 6.1417 | Commercial_2036_Economic_MW_After Competition Groups_Door Gasket Freezer/Refrigerator
Commercial | Com ¦ Elec Storage WH 2.30 Et | 2036 | Economic | MW | After Competition Groups | 5.7027 | 0 | 0 | 1942.5789 | 0.0029357 | 35 | Commercial_2036_Economic_MW_After Competition Groups_35 | Elec Storage WH 2.30 Et | 0.2936% | 0 | 5.7027 | Commercial_2036_Economic_MW_After Competition Groups_Elec Storage WH 2.30 Et
Commercial | Com ¦ BEVERAGE VENDING MACHINE CONTROLS | 2036 | Economic | MW | After Competition Groups | 5.0702 | 0 | 0 | 1942.5789 | 0.00261 | 36 | Commercial_2036_Economic_MW_After Competition Groups_36 | BEVERAGE VENDING MACHINE CONTROLS | 0.261% | 0 | 5.0702 | Commercial_2036_Economic_MW_After Competition Groups_BEVERAGE VENDING MACHINE CONTROLS
Commercial | Com ¦ Duct Insulation, R8 | 2036 | Economic | MW | After Competition Groups | 4.808 | 0 | 0 | 1942.5789 | 0.0024751 | 37 | Commercial_2036_Economic_MW_After Competition Groups_37 | Duct Insulation, R8 | 0.2475% | 0 | 4.808 | Commercial_2036_Economic_MW_After Competition Groups_Duct Insulation, R8
Commercial | Com ¦ LED street light fixture | 2036 | Economic | MW | After Competition Groups | 4.3186 | 0 | 0 | 1942.5789 | 0.0022231 | 38 | Commercial_2036_Economic_MW_After Competition Groups_38 | LED street light fixture | 0.2223% | 0 | 4.3186 | Commercial_2036_Economic_MW_After Competition Groups_LED street light fixture
Commercial | Com ¦ CO Sensors for parking garage exhaust fans | 2036 | Economic | MW | After Competition Groups | 3.4214 | 0 | 0 | 1942.5789 | 0.0017613 | 39 | Commercial_2036_Economic_MW_After Competition Groups_39 | CO Sensors for parking garage exhaust fans | 0.1761% | 0 | 3.4214 | Commercial_2036_Economic_MW_After Competition Groups_CO Sensors for parking garage exhaust fans
Commercial | Com ¦ Temperature Adjustment in Commercial Freezers | 2036 | Economic | MW | After Competition Groups | 2.9224 | 0 | 0 | 1942.5789 | 0.0015044 | 40 | Commercial_2036_Economic_MW_After Competition Groups_40 | Temperature Adjustment in Commercial Freezers | 0.1504% | 0 | 2.9224 | Commercial_2036_Economic_MW_After Competition Groups_Temperature Adjustment in Commercial Freezers
Commercial | Com ¦ Vertical Night Covers | 2036 | Economic | MW | After Competition Groups | 2.4167 | 0 | 0 | 1942.5789 | 0.0012441 | 41 | Commercial_2036_Economic_MW_After Competition Groups_41 | Vertical Night Covers | 0.1244% | 0 | 2.4167 | Commercial_2036_Economic_MW_After Competition Groups_Vertical Night Covers
Commercial | Com ¦ Energy Efficient Laboratory Fume Hood | 2036 | Economic | MW | After Competition Groups | 2.3629 | 0 | 0 | 1942.5789 | 0.0012164 | 42 | Commercial_2036_Economic_MW_After Competition Groups_42 | Energy Efficient Laboratory Fume Hood | 0.1216% | 0 | 2.3629 | Commercial_2036_Economic_MW_After Competition Groups_Energy Efficient Laboratory Fume Hood
Commercial | Com ¦ ENERGY STAR Fryer (84% eff) | 2036 | Economic | MW | After Competition Groups | 2.3213 | 0 | 0 | 1942.5789 | 0.001195 | 43 | Commercial_2036_Economic_MW_After Competition Groups_43 | ENERGY STAR Fryer (84% eff) | 0.1195% | 0 | 2.3213 | Commercial_2036_Economic_MW_After Competition Groups_ENERGY STAR Fryer (84% eff)
Commercial | Com ¦ Outside Air Economizer | 2036 | Economic | MW | After Competition Groups | 1.9932 | 0 | 0 | 1942.5789 | 0.001026 | 44 | Commercial_2036_Economic_MW_After Competition Groups_44 | Outside Air Economizer | 0.1026% | 0 | 1.9932 | Commercial_2036_Economic_MW_After Competition Groups_Outside Air Economizer
Commercial | Com ¦ Water Heating (DHW) Pipe Insulation (Add 3/4\ Foam)" | 2036 | Economic | MW | After Competition Groups | 1.8442 | 0 | 0 | 1942.5789 | 0.00094937 | 45 | Commercial_2036_Economic_MW_After Competition Groups_45 | Water Heating (DHW) Pipe Insulation (Add 3/4\ Foam)" | 0.09494% | 0 | 1.8442 | Commercial_2036_Economic_MW_After Competition Groups_Water Heating (DHW) Pipe Insulation (Add 3/4\ Foam)"
Commercial | Com ¦ ENERGY STAR Dishwasher | 2036 | Economic | MW | After Competition Groups | 1.5689 | 0 | 0 | 1942.5789 | 0.00080764 | 46 | Commercial_2036_Economic_MW_After Competition Groups_46 | ENERGY STAR Dishwasher | 0.08076% | 0 | 1.5689 | Commercial_2036_Economic_MW_After Competition Groups_ENERGY STAR Dishwasher
Commercial | Com ¦ ENERGY STAR Steam Cookers | 2036 | Economic | MW | After Competition Groups | 1.5197 | 0 | 0 | 1942.5789 | 0.0007823 | 47 | Commercial_2036_Economic_MW_After Competition Groups_47 | ENERGY STAR Steam Cookers | 0.07823% | 0 | 1.5197 | Commercial_2036_Economic_MW_After Competition Groups_ENERGY STAR Steam Cookers
Commercial | Com ¦ Condensing Make Up Air Unit | 2036 | Economic | MW | After Competition Groups | 1.3688 | 0 | 0 | 1942.5789 | 0.00070464 | 48 | Commercial_2036_Economic_MW_After Competition Groups_48 | Condensing Make Up Air Unit | 0.07046% | 0 | 1.3688 | Commercial_2036_Economic_MW_After Competition Groups_Condensing Make Up Air Unit
Commercial | Com ¦ Suction Pipe Insulation Freezer/Refrigerator | 2036 | Economic | MW | After Competition Groups | 1.256 | 0 | 0 | 1942.5789 | 0.00064657 | 49 | Commercial_2036_Economic_MW_After Competition Groups_49 | Suction Pipe Insulation Freezer/Refrigerator | 0.06466% | 0 | 1.256 | Commercial_2036_Economic_MW_After Competition Groups_Suction Pipe Insulation Freezer/Refrigerator
Commercial | Com ¦ Thermostat Setback | 2036 | Economic | MW | After Competition Groups | 0.82353 | 0 | 0 | 1942.5789 | 0.00042393 | 50 | Commercial_2036_Economic_MW_After Competition Groups_50 | Thermostat Setback | 0.04239% | 0 | 0.82353 | Commercial_2036_Economic_MW_After Competition Groups_Thermostat Setback
Commercial | Com ¦ Ozone Laundry Treatment | 2036 | Economic | MW | After Competition Groups | 0.80521 | 0 | 0 | 1942.5789 | 0.00041451 | 51 | Commercial_2036_Economic_MW_After Competition Groups_51 | Ozone Laundry Treatment | 0.04145% | 0 | 0.80521 | Commercial_2036_Economic_MW_After Competition Groups_Ozone Laundry Treatment
Commercial | Com ¦ PTAC (12 EER/10,000 BTU) | 2036 | Economic | MW | After Competition Groups | 0.66701 | 0 | 0 | 1942.5789 | 0.00034336 | 52 | Commercial_2036_Economic_MW_After Competition Groups_52 | PTAC (12 EER/10,000 BTU) | 0.03434% | 0 | 0.66701 | Commercial_2036_Economic_MW_After Competition Groups_PTAC (12 EER/10,000 BTU)
Commercial | Com ¦ Solar Water Preheat (Pools/DHW) | 2036 | Economic | MW | After Competition Groups | 0.48476 | 0 | 0 | 1942.5789 | 0.00024955 | 53 | Commercial_2036_Economic_MW_After Competition Groups_53 | Solar Water Preheat (Pools/DHW) | 0.02495% | 0 | 0.48476 | Commercial_2036_Economic_MW_After Competition Groups_Solar Water Preheat (Pools/DHW)
Commercial | COM ¦ Ductless Mini-Split Heat Pumps | 2036 | Economic | MW | After Competition Groups | 0.46697 | 0 | 0 | 1942.5789 | 0.00024039 | 54 | Commercial_2036_Economic_MW_After Competition Groups_54 | Ductless Mini-Split Heat Pumps | 0.02404% | 0 | 0.46697 | Commercial_2036_Economic_MW_After Competition Groups_Ductless Mini-Split Heat Pumps
Commercial | Com ¦ ECM MOTORS FOR HVAC APPLICATION (FAN-POWERED VAV BOX) | 2036 | Economic | MW | After Competition Groups | 0.32765 | 0 | 0 | 1942.5789 | 0.00016867 | 55 | Commercial_2036_Economic_MW_After Competition Groups_55 | ECM MOTORS FOR HVAC APPLICATION (FAN-POWERED VAV BOX) | 0.01687% | 0 | 0.32765 | Commercial_2036_Economic_MW_After Competition Groups_ECM MOTORS FOR HVAC APPLICATION (FAN-POWERED VAV BOX)
Commercial | Com ¦ Notched V belts for HVAC Systems | 2036 | Economic | MW | After Competition Groups | 0.28226 | 0 | 0 | 1942.5789 | 0.0001453 | 56 | Commercial_2036_Economic_MW_After Competition Groups_56 | Notched V belts for HVAC Systems | 0.01453% | 0 | 0.28226 | Commercial_2036_Economic_MW_After Competition Groups_Notched V belts for HVAC Systems
Commercial | Com ¦ Efficient compressor motor | 2036 | Economic | MW | After Competition Groups | 0.24667 | 0 | 0 | 1942.5789 | 0.00012698 | 57 | Commercial_2036_Economic_MW_After Competition Groups_57 | Efficient compressor motor | 0.0127% | 0 | 0.24667 | Commercial_2036_Economic_MW_After Competition Groups_Efficient compressor motor
Commercial | Com ¦ CEE Tier 2/Energy Star Clothes Washers | 2036 | Economic | MW | After Competition Groups | 0.20227 | 0 | 0 | 1942.5789 | 0.00010413 | 58 | Commercial_2036_Economic_MW_After Competition Groups_58 | CEE Tier 2/Energy Star Clothes Washers | 0.01041% | 0 | 0.20227 | Commercial_2036_Economic_MW_After Competition Groups_CEE Tier 2/Energy Star Clothes Washers
Commercial | Com ¦ Auto Off Time Switch or Time Clock control | 2036 | Economic | MW | After Competition Groups | 0.20035 | 0 | 0 | 1942.5789 | 0.00010314 | 59 | Commercial_2036_Economic_MW_After Competition Groups_59 | Auto Off Time Switch or Time Clock control | 0.01031% | 0 | 0.20035 | Commercial_2036_Economic_MW_After Competition Groups_Auto Off Time Switch or Time Clock control
Commercial | Com ¦ HVAC Optimization | 2036 | Economic | MW | After Competition Groups | 0.14708 | 0 | 0 | 1942.5789 | 7.5715e-05 | 60 | Commercial_2036_Economic_MW_After Competition Groups_60 | HVAC Optimization | 0.007571% | 0 | 0.14708 | Commercial_2036_Economic_MW_After Competition Groups_HVAC Optimization
Commercial | Com ¦ Commercial Hot Food Holding Cabinets | 2036 | Economic | MW | After Competition Groups | 0.13185 | 0 | 0 | 1942.5789 | 6.7873e-05 | 61 | Commercial_2036_Economic_MW_After Competition Groups_61 | Commercial Hot Food Holding Cabinets | 0.006787% | 0 | 0.13185 | Commercial_2036_Economic_MW_After Competition Groups_Commercial Hot Food Holding Cabinets
Commercial | Com ¦ LED RECESSED DOWNLIGHTS | 2036 | Economic | MW | After Competition Groups | 0.12134 | 0 | 0 | 1942.5789 | 6.2466e-05 | 62 | Commercial_2036_Economic_MW_After Competition Groups_62 | LED RECESSED DOWNLIGHTS | 0.006247% | 0 | 0.12134 | Commercial_2036_Economic_MW_After Competition Groups_LED RECESSED DOWNLIGHTS
Commercial | Com ¦ Demand controlled Circulating Systems | 2036 | Economic | MW | After Competition Groups | 0.11832 | 0 | 0 | 1942.5789 | 6.0911e-05 | 63 | Commercial_2036_Economic_MW_After Competition Groups_63 | Demand controlled Circulating Systems | 0.006091% | 0 | 0.11832 | Commercial_2036_Economic_MW_After Competition Groups_Demand controlled Circulating Systems
Commercial | Com ¦ Low Flow Pre-Rinse Spray Nozzle | 2036 | Economic | MW | After Competition Groups | 0.11312 | 0 | 0 | 1942.5789 | 5.823e-05 | 64 | Commercial_2036_Economic_MW_After Competition Groups_64 | Low Flow Pre-Rinse Spray Nozzle | 0.005823% | 0 | 0.11312 | Commercial_2036_Economic_MW_After Competition Groups_Low Flow Pre-Rinse Spray Nozzle
Commercial | Com ¦ Room AC (w/ louvered sides) 14 SEER from 12 SEER code | 2036 | Economic | MW | After Competition Groups | 0.10724 | 0 | 0 | 1942.5789 | 5.5206e-05 | 65 | Commercial_2036_Economic_MW_After Competition Groups_65 | Room AC (w/ louvered sides) 14 SEER from 12 SEER code | 0.005521% | 0 | 0.10724 | Commercial_2036_Economic_MW_After Competition Groups_Room AC (w/ louvered sides) 14 SEER from 12 SEER code
Commercial | Com ¦ Energy Recovery Ventilation and Ventilation (Enhanced) | 2036 | Economic | MW | After Competition Groups | 0.066043 | 0 | 0 | 1942.5789 | 3.3998e-05 | 66 | Commercial_2036_Economic_MW_After Competition Groups_66 | Energy Recovery Ventilation and Ventilation (Enhanced) | 0.0034% | 0 | 0.066043 | Commercial_2036_Economic_MW_After Competition Groups_Energy Recovery Ventilation and Ventilation (Enhanced)
Commercial | Com ¦ Wall Insulation | 2036 | Economic | MW | After Competition Groups | 0.062722 | 0 | 0 | 1942.5789 | 3.2288e-05 | 67 | Commercial_2036_Economic_MW_After Competition Groups_67 | Wall Insulation | 0.003229% | 0 | 0.062722 | Commercial_2036_Economic_MW_After Competition Groups_Wall Insulation
Commercial | Com ¦ High Efficiency Chiller (avg of water and air cooled) | 2036 | Economic | MW | After Competition Groups | 0.053973 | 0 | 0 | 1942.5789 | 2.7784e-05 | 68 | Commercial_2036_Economic_MW_After Competition Groups_68 | High Efficiency Chiller (avg of water and air cooled) | 0.002778% | 0 | 0.053973 | Commercial_2036_Economic_MW_After Competition Groups_High Efficiency Chiller (avg of water and air cooled)
Commercial | Com ¦ Condensing Unit Heaters or other Efficient Unit Heating System | 2036 | Economic | MW | After Competition Groups | 0.041209 | 0 | 0 | 1942.5789 | 2.1214e-05 | 69 | Commercial_2036_Economic_MW_After Competition Groups_69 | Condensing Unit Heaters or other Efficient Unit Heating System | 0.002121% | 0 | 0.041209 | Commercial_2036_Economic_MW_After Competition Groups_Condensing Unit Heaters or other Efficient Unit Heating System
Commercial | Com ¦ VSD Air Compressor | 2036 | Economic | MW | After Competition Groups | 0.03829 | 0 | 0 | 1942.5789 | 1.9711e-05 | 70 | Commercial_2036_Economic_MW_After Competition Groups_70 | VSD Air Compressor | 0.001971% | 0 | 0.03829 | Commercial_2036_Economic_MW_After Competition Groups_VSD Air Compressor
Commercial | Com ¦ EC Plug Fan for Data Center (under cabinet) | 2036 | Economic | MW | After Competition Groups | 0.011853 | 0 | 0 | 1942.5789 | 6.1019e-06 | 71 | Commercial_2036_Economic_MW_After Competition Groups_71 | EC Plug Fan for Data Center (under cabinet) | 0.0006102% | 0 | 0.011853 | Commercial_2036_Economic_MW_After Competition Groups_EC Plug Fan for Data Center (under cabinet)
Commercial | Com ¦ Air Curtains | 2036 | Economic | MW | After Competition Groups | 0.0077794 | 0 | 0 | 1942.5789 | 4.0047e-06 | 72 | Commercial_2036_Economic_MW_After Competition Groups_72 | Air Curtains | 0.0004005% | 0 | 0.0077794 | Commercial_2036_Economic_MW_After Competition Groups_Air Curtains
Commercial | Com ¦ Electric Convection Combination Ovens | 2036 | Economic | MW | After Competition Groups | 0.00047943 | 0 | 0 | 1942.5789 | 2.468e-07 | 73 | Commercial_2036_Economic_MW_After Competition Groups_73 | Electric Convection Combination Ovens | 2.468e-05% | 0 | 0.00047943 | Commercial_2036_Economic_MW_After Competition Groups_Electric Convection Combination Ovens
Commercial | Com ¦ Indoor Daylight Sensors/Photocell Dimming Control | 2036 | Economic | MW | After Competition Groups | 0 | 0 | 0 | 1942.5789 | 0 | 74 | Commercial_2036_Economic_MW_After Competition Groups_74 | Indoor Daylight Sensors/Photocell Dimming Control | 0% | 0 | 0 | Commercial_2036_Economic_MW_After Competition Groups_Indoor Daylight Sensors/Photocell Dimming Control
Commercial | Com ¦ Variable Refrigerant Flow Heat Pump | 2036 | Economic | MW | After Competition Groups | 0 | 0 | 0 | 1942.5789 | 0 | 75 | Commercial_2036_Economic_MW_After Competition Groups_75 | Variable Refrigerant Flow Heat Pump | 0% | 0 | 0 | Commercial_2036_Economic_MW_After Competition Groups_Variable Refrigerant Flow Heat Pump
Commercial | Com ¦ LED Low/High Bay | 2036 | SC A | MW | After Competition Groups | 162.4944 | 0 | 0 | 1188.5279 | 0.13672 | 1 | Commercial_2036_SC A_MW_After Competition Groups_1 | LED Low/High Bay | 13.67% | 0 | 162.4944 | Commercial_2036_SC A_MW_After Competition Groups_LED Low/High Bay
Commercial | Com ¦ LED Troffer/Surface/Suspended | 2036 | SC A | MW | After Competition Groups | 132.6626 | 0 | 0 | 1188.5279 | 0.11162 | 2 | Commercial_2036_SC A_MW_After Competition Groups_2 | LED Troffer/Surface/Suspended | 11.16% | 0 | 132.6626 | Commercial_2036_SC A_MW_After Competition Groups_LED Troffer/Surface/Suspended
Commercial | Com ¦ ENERGY STAR LED LAMPS (REFLECTOR LAMPs/MR16/PAR 16) | 2036 | SC A | MW | After Competition Groups | 128.4978 | 0 | 0 | 1188.5279 | 0.10812 | 3 | Commercial_2036_SC A_MW_After Competition Groups_3 | ENERGY STAR LED LAMPS (REFLECTOR LAMPs/MR16/PAR 16) | 10.81% | 0 | 128.4978 | Commercial_2036_SC A_MW_After Competition Groups_ENERGY STAR LED LAMPS (REFLECTOR LAMPs/MR16/PAR 16)
Commercial | Com ¦ High Efficiency Air Source Heat Pump | 2036 | SC A | MW | After Competition Groups | 87.9435 | 0 | 0 | 1188.5279 | 0.073994 | 4 | Commercial_2036_SC A_MW_After Competition Groups_4 | High Efficiency Air Source Heat Pump | 7.399% | 0 | 87.9435 | Commercial_2036_SC A_MW_After Competition Groups_High Efficiency Air Source Heat Pump
Commercial | Com ¦ LED Replacement Lamp (Tube) | 2036 | SC A | MW | After Competition Groups | 86.1922 | 0 | 0 | 1188.5279 | 0.07252 | 5 | Commercial_2036_SC A_MW_After Competition Groups_5 | LED Replacement Lamp (Tube) | 7.252% | 0 | 86.1922 | Commercial_2036_SC A_MW_After Competition Groups_LED Replacement Lamp (Tube)
Commercial | Com ¦ Building Recommissioning, Operations and Maintenance (O&M) Improvements | 2036 | SC A | MW | After Competition Groups | 85.8345 | 0 | 0 | 1188.5279 | 0.072219 | 6 | Commercial_2036_SC A_MW_After Competition Groups_6 | Building Recommissioning, Operations and Maintenance (O&M) Improvements | 7.222% | 0 | 85.8345 | Commercial_2036_SC A_MW_After Competition Groups_Building Recommissioning, Operations and Maintenance (O&M) Improvements
Commercial | Com ¦ Advanced BAS/Controllers | 2036 | SC A | MW | After Competition Groups | 44.1724 | 0 | 0 | 1188.5279 | 0.037166 | 7 | Commercial_2036_SC A_MW_After Competition Groups_7 | Advanced BAS/Controllers | 3.717% | 0 | 44.1724 | Commercial_2036_SC A_MW_After Competition Groups_Advanced BAS/Controllers
Commercial | Com ¦ Education and Capacity Building/Energy Behavior | 2036 | SC A | MW | After Competition Groups | 36.2149 | 0 | 0 | 1188.5279 | 0.03047 | 8 | Commercial_2036_SC A_MW_After Competition Groups_8 | Education and Capacity Building/Energy Behavior | 3.047% | 0 | 36.2149 | Commercial_2036_SC A_MW_After Competition Groups_Education and Capacity Building/Energy Behavior
Commercial | Com ¦ Reach-in Shaded Pole to ECM/PSC Evaporator Fan Motor | 2036 | SC A | MW | After Competition Groups | 30.1224 | 0 | 0 | 1188.5279 | 0.025344 | 9 | Commercial_2036_SC A_MW_After Competition Groups_9 | Reach-in Shaded Pole to ECM/PSC Evaporator Fan Motor | 2.534% | 0 | 30.1224 | Commercial_2036_SC A_MW_After Competition Groups_Reach-in Shaded Pole to ECM/PSC Evaporator Fan Motor
Commercial | Com ¦ Adaptive Thermostats | 2036 | SC A | MW | After Competition Groups | 29.3139 | 0 | 0 | 1188.5279 | 0.024664 | 10 | Commercial_2036_SC A_MW_After Competition Groups_10 | Adaptive Thermostats | 2.466% | 0 | 29.3139 | Commercial_2036_SC A_MW_After Competition Groups_Adaptive Thermostats
Commercial | Com ¦ Unitary Air-Conditioning Unit | 2036 | SC A | MW | After Competition Groups | 29.2473 | 0 | 0 | 1188.5279 | 0.024608 | 11 | Commercial_2036_SC A_MW_After Competition Groups_11 | Unitary Air-Conditioning Unit | 2.461% | 0 | 29.2473 | Commercial_2036_SC A_MW_After Competition Groups_Unitary Air-Conditioning Unit
Commercial | Com ¦ Data Center Storage/Server Virtualization | 2036 | SC A | MW | After Competition Groups | 27.9539 | 0 | 0 | 1188.5279 | 0.02352 | 12 | Commercial_2036_SC A_MW_After Competition Groups_12 | Data Center Storage/Server Virtualization | 2.352% | 0 | 27.9539 | Commercial_2036_SC A_MW_After Competition Groups_Data Center Storage/Server Virtualization
Commercial | Com ¦ Refrigerated Display Case Doors | 2036 | SC A | MW | After Competition Groups | 27.0771 | 0 | 0 | 1188.5279 | 0.022782 | 13 | Commercial_2036_SC A_MW_After Competition Groups_13 | Refrigerated Display Case Doors | 2.278% | 0 | 27.0771 | Commercial_2036_SC A_MW_After Competition Groups_Refrigerated Display Case Doors
Commercial | Com ¦ Strip Curtains | 2036 | SC A | MW | After Competition Groups | 25.7236 | 0 | 0 | 1188.5279 | 0.021643 | 14 | Commercial_2036_SC A_MW_After Competition Groups_14 | Strip Curtains | 2.164% | 0 | 25.7236 | Commercial_2036_SC A_MW_After Competition Groups_Strip Curtains
Commercial | Com ¦ Furnace Tune-Up | 2036 | SC A | MW | After Competition Groups | 21.9398 | 0 | 0 | 1188.5279 | 0.01846 | 15 | Commercial_2036_SC A_MW_After Competition Groups_15 | Furnace Tune-Up | 1.846% | 0 | 21.9398 | Commercial_2036_SC A_MW_After Competition Groups_Furnace Tune-Up
Commercial | Com ¦ LED or Equivalent Sign Lighting | 2036 | SC A | MW | After Competition Groups | 20.774 | 0 | 0 | 1188.5279 | 0.017479 | 16 | Commercial_2036_SC A_MW_After Competition Groups_16 | LED or Equivalent Sign Lighting | 1.748% | 0 | 20.774 | Commercial_2036_SC A_MW_After Competition Groups_LED or Equivalent Sign Lighting
Commercial | Com ¦ Centrally controlled desktop PC/NETWORK PC POWER MANAGEMENT SOFTWARE | 2036 | SC A | MW | After Competition Groups | 18.4298 | 0 | 0 | 1188.5279 | 0.015506 | 17 | Commercial_2036_SC A_MW_After Competition Groups_17 | Centrally controlled desktop PC/NETWORK PC POWER MANAGEMENT SOFTWARE | 1.551% | 0 | 18.4298 | Commercial_2036_SC A_MW_After Competition Groups_Centrally controlled desktop PC/NETWORK PC POWER MANAGEMENT SOFTWARE
Commercial | Com ¦ Demand Control Ventilation | 2036 | SC A | MW | After Competition Groups | 17.0096 | 0 | 0 | 1188.5279 | 0.014312 | 18 | Commercial_2036_SC A_MW_After Competition Groups_18 | Demand Control Ventilation | 1.431% | 0 | 17.0096 | Commercial_2036_SC A_MW_After Competition Groups_Demand Control Ventilation
Commercial | Com ¦ Chilled Water Optimization | 2036 | SC A | MW | After Competition Groups | 16.5876 | 0 | 0 | 1188.5279 | 0.013956 | 19 | Commercial_2036_SC A_MW_After Competition Groups_19 | Chilled Water Optimization | 1.396% | 0 | 16.5876 | Commercial_2036_SC A_MW_After Competition Groups_Chilled Water Optimization
Commercial | Com ¦ ENERGY STAR LED LAMPS (General Service Lamps) | 2036 | SC A | MW | After Competition Groups | 15.6105 | 0 | 0 | 1188.5279 | 0.013134 | 20 | Commercial_2036_SC A_MW_After Competition Groups_20 | ENERGY STAR LED LAMPS (General Service Lamps) | 1.313% | 0 | 15.6105 | Commercial_2036_SC A_MW_After Competition Groups_ENERGY STAR LED LAMPS (General Service Lamps)
Commercial | Com ¦ Variable Frequency Drive (VFD) | 2036 | SC A | MW | After Competition Groups | 15.4078 | 0 | 0 | 1188.5279 | 0.012964 | 21 | Commercial_2036_SC A_MW_After Competition Groups_21 | Variable Frequency Drive (VFD) | 1.296% | 0 | 15.4078 | Commercial_2036_SC A_MW_After Competition Groups_Variable Frequency Drive (VFD)
Commercial | Com ¦ VFD on Pumps | 2036 | SC A | MW | After Competition Groups | 14.3309 | 0 | 0 | 1188.5279 | 0.012058 | 22 | Commercial_2036_SC A_MW_After Competition Groups_22 | VFD on Pumps | 1.206% | 0 | 14.3309 | Commercial_2036_SC A_MW_After Competition Groups_VFD on Pumps
Commercial | Com ¦ Refrigerated Display Case LED | 2036 | SC A | MW | After Competition Groups | 10.2358 | 0 | 0 | 1188.5279 | 0.0086121 | 23 | Commercial_2036_SC A_MW_After Competition Groups_23 | Refrigerated Display Case LED | 0.8612% | 0 | 10.2358 | Commercial_2036_SC A_MW_After Competition Groups_Refrigerated Display Case LED
Commercial | Com ¦ Door Gasket Freezer/Refrigerator | 2036 | SC A | MW | After Competition Groups | 7.9416 | 0 | 0 | 1188.5279 | 0.0066819 | 24 | Commercial_2036_SC A_MW_After Competition Groups_24 | Door Gasket Freezer/Refrigerator | 0.6682% | 0 | 7.9416 | Commercial_2036_SC A_MW_After Competition Groups_Door Gasket Freezer/Refrigerator
Commercial | Com ¦ ECM MOTORS FOR EVAPORATOR FANS for refrigeration (WALK-IN) | 2036 | SC A | MW | After Competition Groups | 7.9211 | 0 | 0 | 1188.5279 | 0.0066647 | 25 | Commercial_2036_SC A_MW_After Competition Groups_25 | ECM MOTORS FOR EVAPORATOR FANS for refrigeration (WALK-IN) | 0.6665% | 0 | 7.9211 | Commercial_2036_SC A_MW_After Competition Groups_ECM MOTORS FOR EVAPORATOR FANS for refrigeration (WALK-IN)
Commercial | Com ¦ Demand Control Kitchen Ventilation | 2036 | SC A | MW | After Competition Groups | 7.2451 | 0 | 0 | 1188.5279 | 0.0060958 | 26 | Commercial_2036_SC A_MW_After Competition Groups_26 | Demand Control Kitchen Ventilation | 0.6096% | 0 | 7.2451 | Commercial_2036_SC A_MW_After Competition Groups_Demand Control Kitchen Ventilation
Commercial | Com ¦ Air Handler with Dedicated Outdoor Air Systems | 2036 | SC A | MW | After Competition Groups | 6.9719 | 0 | 0 | 1188.5279 | 0.005866 | 27 | Commercial_2036_SC A_MW_After Competition Groups_27 | Air Handler with Dedicated Outdoor Air Systems | 0.5866% | 0 | 6.9719 | Commercial_2036_SC A_MW_After Competition Groups_Air Handler with Dedicated Outdoor Air Systems
Commercial | Com ¦ LED EXTERIOR AREA LIGHTS - LED fixture (200W) | 2036 | SC A | MW | After Competition Groups | 6.8985 | 0 | 0 | 1188.5279 | 0.0058043 | 28 | Commercial_2036_SC A_MW_After Competition Groups_28 | LED EXTERIOR AREA LIGHTS - LED fixture (200W) | 0.5804% | 0 | 6.8985 | Commercial_2036_SC A_MW_After Competition Groups_LED EXTERIOR AREA LIGHTS - LED fixture (200W)
Commercial | Com ¦ Evaporator Fan Controls | 2036 | SC A | MW | After Competition Groups | 6.6614 | 0 | 0 | 1188.5279 | 0.0056047 | 29 | Commercial_2036_SC A_MW_After Competition Groups_29 | Evaporator Fan Controls | 0.5605% | 0 | 6.6614 | Commercial_2036_SC A_MW_After Competition Groups_Evaporator Fan Controls
Commercial | Com ¦ LED parking lot fixture | 2036 | SC A | MW | After Competition Groups | 6.6021 | 0 | 0 | 1188.5279 | 0.0055549 | 30 | Commercial_2036_SC A_MW_After Competition Groups_30 | LED parking lot fixture | 0.5555% | 0 | 6.6021 | Commercial_2036_SC A_MW_After Competition Groups_LED parking lot fixture
Commercial | Com ¦ Freezer Case Light Sensor | 2036 | SC A | MW | After Competition Groups | 5.6933 | 0 | 0 | 1188.5279 | 0.0047902 | 31 | Commercial_2036_SC A_MW_After Competition Groups_31 | Freezer Case Light Sensor | 0.479% | 0 | 5.6933 | Commercial_2036_SC A_MW_After Competition Groups_Freezer Case Light Sensor
Commercial | Com ¦ ENERGY STAR Griddle (74% eff) | 2036 | SC A | MW | After Competition Groups | 5.5995 | 0 | 0 | 1188.5279 | 0.0047113 | 32 | Commercial_2036_SC A_MW_After Competition Groups_32 | ENERGY STAR Griddle (74% eff) | 0.4711% | 0 | 5.5995 | Commercial_2036_SC A_MW_After Competition Groups_ENERGY STAR Griddle (74% eff)
Commercial | Com ¦ Occupancy Sensors | 2036 | SC A | MW | After Competition Groups | 5.1669 | 0 | 0 | 1188.5279 | 0.0043473 | 33 | Commercial_2036_SC A_MW_After Competition Groups_33 | Occupancy Sensors | 0.4347% | 0 | 5.1669 | Commercial_2036_SC A_MW_After Competition Groups_Occupancy Sensors
Commercial | Com ¦ Water Source Heat Pump (4 ton) | 2036 | SC A | MW | After Competition Groups | 4.2502 | 0 | 0 | 1188.5279 | 0.003576 | 34 | Commercial_2036_SC A_MW_After Competition Groups_34 | Water Source Heat Pump (4 ton) | 0.3576% | 0 | 4.2502 | Commercial_2036_SC A_MW_After Competition Groups_Water Source Heat Pump (4 ton)
Commercial | Com ¦ LED street light fixture | 2036 | SC A | MW | After Competition Groups | 4.1681 | 0 | 0 | 1188.5279 | 0.0035069 | 35 | Commercial_2036_SC A_MW_After Competition Groups_35 | LED street light fixture | 0.3507% | 0 | 4.1681 | Commercial_2036_SC A_MW_After Competition Groups_LED street light fixture
Commercial | Com ¦ Duct Insulation, R8 | 2036 | SC A | MW | After Competition Groups | 3.9927 | 0 | 0 | 1188.5279 | 0.0033594 | 36 | Commercial_2036_SC A_MW_After Competition Groups_36 | Duct Insulation, R8 | 0.3359% | 0 | 3.9927 | Commercial_2036_SC A_MW_After Competition Groups_Duct Insulation, R8
Commercial | Com ¦ BEVERAGE VENDING MACHINE CONTROLS | 2036 | SC A | MW | After Competition Groups | 3.0467 | 0 | 0 | 1188.5279 | 0.0025634 | 37 | Commercial_2036_SC A_MW_After Competition Groups_37 | BEVERAGE VENDING MACHINE CONTROLS | 0.2563% | 0 | 3.0467 | Commercial_2036_SC A_MW_After Competition Groups_BEVERAGE VENDING MACHINE CONTROLS
Commercial | Com ¦ Elec Storage WH 2.30 Et | 2036 | SC A | MW | After Competition Groups | 2.7852 | 0 | 0 | 1188.5279 | 0.0023434 | 38 | Commercial_2036_SC A_MW_After Competition Groups_38 | Elec Storage WH 2.30 Et | 0.2343% | 0 | 2.7852 | Commercial_2036_SC A_MW_After Competition Groups_Elec Storage WH 2.30 Et
Commercial | Com ¦ Temperature Adjustment in Commercial Freezers | 2036 | SC A | MW | After Competition Groups | 2.4373 | 0 | 0 | 1188.5279 | 0.0020507 | 39 | Commercial_2036_SC A_MW_After Competition Groups_39 | Temperature Adjustment in Commercial Freezers | 0.2051% | 0 | 2.4373 | Commercial_2036_SC A_MW_After Competition Groups_Temperature Adjustment in Commercial Freezers
Commercial | Com ¦ CO Sensors for parking garage exhaust fans | 2036 | SC A | MW | After Competition Groups | 2.0358 | 0 | 0 | 1188.5279 | 0.0017129 | 40 | Commercial_2036_SC A_MW_After Competition Groups_40 | CO Sensors for parking garage exhaust fans | 0.1713% | 0 | 2.0358 | Commercial_2036_SC A_MW_After Competition Groups_CO Sensors for parking garage exhaust fans
Commercial | Com ¦ Vertical Night Covers | 2036 | SC A | MW | After Competition Groups | 1.9787 | 0 | 0 | 1188.5279 | 0.0016648 | 41 | Commercial_2036_SC A_MW_After Competition Groups_41 | Vertical Night Covers | 0.1665% | 0 | 1.9787 | Commercial_2036_SC A_MW_After Competition Groups_Vertical Night Covers
Commercial | Com ¦ Energy Efficient Laboratory Fume Hood | 2036 | SC A | MW | After Competition Groups | 1.8284 | 0 | 0 | 1188.5279 | 0.0015384 | 42 | Commercial_2036_SC A_MW_After Competition Groups_42 | Energy Efficient Laboratory Fume Hood | 0.1538% | 0 | 1.8284 | Commercial_2036_SC A_MW_After Competition Groups_Energy Efficient Laboratory Fume Hood
Commercial | Com ¦ ENERGY STAR Fryer (84% eff) | 2036 | SC A | MW | After Competition Groups | 1.666 | 0 | 0 | 1188.5279 | 0.0014018 | 43 | Commercial_2036_SC A_MW_After Competition Groups_43 | ENERGY STAR Fryer (84% eff) | 0.1402% | 0 | 1.666 | Commercial_2036_SC A_MW_After Competition Groups_ENERGY STAR Fryer (84% eff)
Commercial | Com ¦ Outside Air Economizer | 2036 | SC A | MW | After Competition Groups | 1.5988 | 0 | 0 | 1188.5279 | 0.0013452 | 44 | Commercial_2036_SC A_MW_After Competition Groups_44 | Outside Air Economizer | 0.1345% | 0 | 1.5988 | Commercial_2036_SC A_MW_After Competition Groups_Outside Air Economizer
Commercial | Com ¦ Water Heating (DHW) Pipe Insulation (Add 3/4\ Foam)" | 2036 | SC A | MW | After Competition Groups | 1.544 | 0 | 0 | 1188.5279 | 0.0012991 | 45 | Commercial_2036_SC A_MW_After Competition Groups_45 | Water Heating (DHW) Pipe Insulation (Add 3/4\ Foam)" | 0.1299% | 0 | 1.544 | Commercial_2036_SC A_MW_After Competition Groups_Water Heating (DHW) Pipe Insulation (Add 3/4\ Foam)"
Commercial | Com ¦ ENERGY STAR Steam Cookers | 2036 | SC A | MW | After Competition Groups | 1.069 | 0 | 0 | 1188.5279 | 0.00089946 | 46 | Commercial_2036_SC A_MW_After Competition Groups_46 | ENERGY STAR Steam Cookers | 0.08995% | 0 | 1.069 | Commercial_2036_SC A_MW_After Competition Groups_ENERGY STAR Steam Cookers
Commercial | Com ¦ Suction Pipe Insulation Freezer/Refrigerator | 2036 | SC A | MW | After Competition Groups | 1.0192 | 0 | 0 | 1188.5279 | 0.00085749 | 47 | Commercial_2036_SC A_MW_After Competition Groups_47 | Suction Pipe Insulation Freezer/Refrigerator | 0.08575% | 0 | 1.0192 | Commercial_2036_SC A_MW_After Competition Groups_Suction Pipe Insulation Freezer/Refrigerator
Commercial | Com ¦ ENERGY STAR Dishwasher | 2036 | SC A | MW | After Competition Groups | 0.77548 | 0 | 0 | 1188.5279 | 0.00065247 | 48 | Commercial_2036_SC A_MW_After Competition Groups_48 | ENERGY STAR Dishwasher | 0.06525% | 0 | 0.77548 | Commercial_2036_SC A_MW_After Competition Groups_ENERGY STAR Dishwasher
Commercial | Com ¦ Thermostat Setback | 2036 | SC A | MW | After Competition Groups | 0.73453 | 0 | 0 | 1188.5279 | 0.00061802 | 49 | Commercial_2036_SC A_MW_After Competition Groups_49 | Thermostat Setback | 0.0618% | 0 | 0.73453 | Commercial_2036_SC A_MW_After Competition Groups_Thermostat Setback
Commercial | Com ¦ Condensing Make Up Air Unit | 2036 | SC A | MW | After Competition Groups | 0.6554 | 0 | 0 | 1188.5279 | 0.00055144 | 50 | Commercial_2036_SC A_MW_After Competition Groups_50 | Condensing Make Up Air Unit | 0.05514% | 0 | 0.6554 | Commercial_2036_SC A_MW_After Competition Groups_Condensing Make Up Air Unit
Commercial | Com ¦ Ozone Laundry Treatment | 2036 | SC A | MW | After Competition Groups | 0.44293 | 0 | 0 | 1188.5279 | 0.00037267 | 51 | Commercial_2036_SC A_MW_After Competition Groups_51 | Ozone Laundry Treatment | 0.03727% | 0 | 0.44293 | Commercial_2036_SC A_MW_After Competition Groups_Ozone Laundry Treatment
Commercial | COM ¦ Ductless Mini-Split Heat Pumps | 2036 | SC A | MW | After Competition Groups | 0.26277 | 0 | 0 | 1188.5279 | 0.00022109 | 52 | Commercial_2036_SC A_MW_After Competition Groups_52 | Ductless Mini-Split Heat Pumps | 0.02211% | 0 | 0.26277 | Commercial_2036_SC A_MW_After Competition Groups_Ductless Mini-Split Heat Pumps
Commercial | Com ¦ ECM MOTORS FOR HVAC APPLICATION (FAN-POWERED VAV BOX) | 2036 | SC A | MW | After Competition Groups | 0.2418 | 0 | 0 | 1188.5279 | 0.00020344 | 53 | Commercial_2036_SC A_MW_After Competition Groups_53 | ECM MOTORS FOR HVAC APPLICATION (FAN-POWERED VAV BOX) | 0.02034% | 0 | 0.2418 | Commercial_2036_SC A_MW_After Competition Groups_ECM MOTORS FOR HVAC APPLICATION (FAN-POWERED VAV BOX)
Commercial | Com ¦ PTAC (12 EER/10,000 BTU) | 2036 | SC A | MW | After Competition Groups | 0.22695 | 0 | 0 | 1188.5279 | 0.00019095 | 54 | Commercial_2036_SC A_MW_After Competition Groups_54 | PTAC (12 EER/10,000 BTU) | 0.0191% | 0 | 0.22695 | Commercial_2036_SC A_MW_After Competition Groups_PTAC (12 EER/10,000 BTU)
Commercial | Com ¦ Solar Water Preheat (Pools/DHW) | 2036 | SC A | MW | After Competition Groups | 0.17403 | 0 | 0 | 1188.5279 | 0.00014642 | 55 | Commercial_2036_SC A_MW_After Competition Groups_55 | Solar Water Preheat (Pools/DHW) | 0.01464% | 0 | 0.17403 | Commercial_2036_SC A_MW_After Competition Groups_Solar Water Preheat (Pools/DHW)
Commercial | Com ¦ CEE Tier 2/Energy Star Clothes Washers | 2036 | SC A | MW | After Competition Groups | 0.14714 | 0 | 0 | 1188.5279 | 0.0001238 | 56 | Commercial_2036_SC A_MW_After Competition Groups_56 | CEE Tier 2/Energy Star Clothes Washers | 0.01238% | 0 | 0.14714 | Commercial_2036_SC A_MW_After Competition Groups_CEE Tier 2/Energy Star Clothes Washers
Commercial | Com ¦ Notched V belts for HVAC Systems | 2036 | SC A | MW | After Competition Groups | 0.13699 | 0 | 0 | 1188.5279 | 0.00011526 | 57 | Commercial_2036_SC A_MW_After Competition Groups_57 | Notched V belts for HVAC Systems | 0.01153% | 0 | 0.13699 | Commercial_2036_SC A_MW_After Competition Groups_Notched V belts for HVAC Systems
Commercial | Com ¦ Auto Off Time Switch or Time Clock control | 2036 | SC A | MW | After Competition Groups | 0.12755 | 0 | 0 | 1188.5279 | 0.00010732 | 58 | Commercial_2036_SC A_MW_After Competition Groups_58 | Auto Off Time Switch or Time Clock control | 0.01073% | 0 | 0.12755 | Commercial_2036_SC A_MW_After Competition Groups_Auto Off Time Switch or Time Clock control
Commercial | Com ¦ HVAC Optimization | 2036 | SC A | MW | After Competition Groups | 0.11284 | 0 | 0 | 1188.5279 | 9.4938e-05 | 59 | Commercial_2036_SC A_MW_After Competition Groups_59 | HVAC Optimization | 0.009494% | 0 | 0.11284 | Commercial_2036_SC A_MW_After Competition Groups_HVAC Optimization
Commercial | Com ¦ Demand controlled Circulating Systems | 2036 | SC A | MW | After Competition Groups | 0.10343 | 0 | 0 | 1188.5279 | 8.702e-05 | 60 | Commercial_2036_SC A_MW_After Competition Groups_60 | Demand controlled Circulating Systems | 0.008702% | 0 | 0.10343 | Commercial_2036_SC A_MW_After Competition Groups_Demand controlled Circulating Systems
Commercial | Com ¦ LED RECESSED DOWNLIGHTS | 2036 | SC A | MW | After Competition Groups | 0.081927 | 0 | 0 | 1188.5279 | 6.8931e-05 | 61 | Commercial_2036_SC A_MW_After Competition Groups_61 | LED RECESSED DOWNLIGHTS | 0.006893% | 0 | 0.081927 | Commercial_2036_SC A_MW_After Competition Groups_LED RECESSED DOWNLIGHTS
Commercial | Com ¦ Low Flow Pre-Rinse Spray Nozzle | 2036 | SC A | MW | After Competition Groups | 0.075221 | 0 | 0 | 1188.5279 | 6.3289e-05 | 62 | Commercial_2036_SC A_MW_After Competition Groups_62 | Low Flow Pre-Rinse Spray Nozzle | 0.006329% | 0 | 0.075221 | Commercial_2036_SC A_MW_After Competition Groups_Low Flow Pre-Rinse Spray Nozzle
Commercial | Com ¦ Commercial Hot Food Holding Cabinets | 2036 | SC A | MW | After Competition Groups | 0.072774 | 0 | 0 | 1188.5279 | 6.123e-05 | 63 | Commercial_2036_SC A_MW_After Competition Groups_63 | Commercial Hot Food Holding Cabinets | 0.006123% | 0 | 0.072774 | Commercial_2036_SC A_MW_After Competition Groups_Commercial Hot Food Holding Cabinets
Commercial | Com ¦ High Efficiency Small Instantaneous Water Heater | 2036 | SC A | MW | After Competition Groups | 0.055687 | 0 | 0 | 1188.5279 | 4.6854e-05 | 64 | Commercial_2036_SC A_MW_After Competition Groups_64 | High Efficiency Small Instantaneous Water Heater | 0.004685% | 0 | 0.055687 | Commercial_2036_SC A_MW_After Competition Groups_High Efficiency Small Instantaneous Water Heater
Commercial | Com ¦ Wall Insulation | 2036 | SC A | MW | After Competition Groups | 0.036169 | 0 | 0 | 1188.5279 | 3.0432e-05 | 65 | Commercial_2036_SC A_MW_After Competition Groups_65 | Wall Insulation | 0.003043% | 0 | 0.036169 | Commercial_2036_SC A_MW_After Competition Groups_Wall Insulation
Commercial | Com ¦ Condensing Unit Heaters or other Efficient Unit Heating System | 2036 | SC A | MW | After Competition Groups | 0.034679 | 0 | 0 | 1188.5279 | 2.9178e-05 | 66 | Commercial_2036_SC A_MW_After Competition Groups_66 | Condensing Unit Heaters or other Efficient Unit Heating System | 0.002918% | 0 | 0.034679 | Commercial_2036_SC A_MW_After Competition Groups_Condensing Unit Heaters or other Efficient Unit Heating System
Commercial | Com ¦ Room AC (w/ louvered sides) 14 SEER from 12 SEER code | 2036 | SC A | MW | After Competition Groups | 0.031199 | 0 | 0 | 1188.5279 | 2.625e-05 | 67 | Commercial_2036_SC A_MW_After Competition Groups_67 | Room AC (w/ louvered sides) 14 SEER from 12 SEER code | 0.002625% | 0 | 0.031199 | Commercial_2036_SC A_MW_After Competition Groups_Room AC (w/ louvered sides) 14 SEER from 12 SEER code
Commercial | Com ¦ Air Curtains | 2036 | SC A | MW | After Competition Groups | 0.027326 | 0 | 0 | 1188.5279 | 2.2991e-05 | 68 | Commercial_2036_SC A_MW_After Competition Groups_68 | Air Curtains | 0.002299% | 0 | 0.027326 | Commercial_2036_SC A_MW_After Competition Groups_Air Curtains
Commercial | Com ¦ VSD Air Compressor | 2036 | SC A | MW | After Competition Groups | 0.025853 | 0 | 0 | 1188.5279 | 2.1753e-05 | 69 | Commercial_2036_SC A_MW_After Competition Groups_69 | VSD Air Compressor | 0.002175% | 0 | 0.025853 | Commercial_2036_SC A_MW_After Competition Groups_VSD Air Compressor
Commercial | Com ¦ Efficient compressor motor | 2036 | SC A | MW | After Competition Groups | 0.01708 | 0 | 0 | 1188.5279 | 1.4371e-05 | 70 | Commercial_2036_SC A_MW_After Competition Groups_70 | Efficient compressor motor | 0.001437% | 0 | 0.01708 | Commercial_2036_SC A_MW_After Competition Groups_Efficient compressor motor
Commercial | Com ¦ Energy Recovery Ventilation and Ventilation (Enhanced) | 2036 | SC A | MW | After Competition Groups | 0.014737 | 0 | 0 | 1188.5279 | 1.24e-05 | 71 | Commercial_2036_SC A_MW_After Competition Groups_71 | Energy Recovery Ventilation and Ventilation (Enhanced) | 0.00124% | 0 | 0.014737 | Commercial_2036_SC A_MW_After Competition Groups_Energy Recovery Ventilation and Ventilation (Enhanced)
Commercial | Com ¦ EC Plug Fan for Data Center (under cabinet) | 2036 | SC A | MW | After Competition Groups | 0.0049941 | 0 | 0 | 1188.5279 | 4.202e-06 | 72 | Commercial_2036_SC A_MW_After Competition Groups_72 | EC Plug Fan for Data Center (under cabinet) | 0.0004202% | 0 | 0.0049941 | Commercial_2036_SC A_MW_After Competition Groups_EC Plug Fan for Data Center (under cabinet)
Commercial | Com ¦ High Efficiency Chiller (avg of water and air cooled) | 2036 | SC A | MW | After Competition Groups | 0.0038793 | 0 | 0 | 1188.5279 | 3.264e-06 | 73 | Commercial_2036_SC A_MW_After Competition Groups_73 | High Efficiency Chiller (avg of water and air cooled) | 0.0003264% | 0 | 0.0038793 | Commercial_2036_SC A_MW_After Competition Groups_High Efficiency Chiller (avg of water and air cooled)
Commercial | Com ¦ LLLC - Low Impact Application | 2036 | SC A | MW | After Competition Groups | 0.0032333 | 0 | 0 | 1188.5279 | 2.7204e-06 | 74 | Commercial_2036_SC A_MW_After Competition Groups_74 | LLLC - Low Impact Application | 0.000272% | 0 | 0.0032333 | Commercial_2036_SC A_MW_After Competition Groups_LLLC - Low Impact Application
Commercial | Com ¦ LLLC - High Impact Application | 2036 | SC A | MW | After Competition Groups | 0.0029087 | 0 | 0 | 1188.5279 | 2.4473e-06 | 75 | Commercial_2036_SC A_MW_After Competition Groups_75 | LLLC - High Impact Application | 0.0002447% | 0 | 0.0029087 | Commercial_2036_SC A_MW_After Competition Groups_LLLC - High Impact Application
Commercial | Com ¦ Electric Convection Combination Ovens | 2036 | SC A | MW | After Competition Groups | 0.00037875 | 0 | 0 | 1188.5279 | 3.1867e-07 | 76 | Commercial_2036_SC A_MW_After Competition Groups_76 | Electric Convection Combination Ovens | 3.187e-05% | 0 | 0.00037875 | Commercial_2036_SC A_MW_After Competition Groups_Electric Convection Combination Ovens
Commercial | Com ¦ Networked/Connected - High Impact Application | 2036 | SC A | MW | After Competition Groups | 6.1734e-05 | 0 | 0 | 1188.5279 | 5.1942e-08 | 77 | Commercial_2036_SC A_MW_After Competition Groups_77 | Networked/Connected - High Impact Application | 5.194e-06% | 0 | 6.1734e-05 | Commercial_2036_SC A_MW_After Competition Groups_Networked/Connected - High Impact Application
Commercial | Com ¦ Networked/Connected - Low Impact Application | 2036 | SC A | MW | After Competition Groups | 2.8364e-06 | 0 | 0 | 1188.5279 | 2.3865e-09 | 78 | Commercial_2036_SC A_MW_After Competition Groups_78 | Networked/Connected - Low Impact Application | 2.386e-07% | 0 | 2.8364e-06 | Commercial_2036_SC A_MW_After Competition Groups_Networked/Connected - Low Impact Application
Commercial | Com ¦ Indoor Daylight Sensors/Photocell Dimming Control | 2036 | SC A | MW | After Competition Groups | 0 | 0 | 0 | 1188.5279 | 0 | 79 | Commercial_2036_SC A_MW_After Competition Groups_79 | Indoor Daylight Sensors/Photocell Dimming Control | 0% | 0 | 0 | Commercial_2036_SC A_MW_After Competition Groups_Indoor Daylight Sensors/Photocell Dimming Control
Commercial | Com ¦ Variable Refrigerant Flow Heat Pump | 2036 | SC A | MW | After Competition Groups | 0 | 0 | 0 | 1188.5279 | 0 | 80 | Commercial_2036_SC A_MW_After Competition Groups_80 | Variable Refrigerant Flow Heat Pump | 0% | 0 | 0 | Commercial_2036_SC A_MW_After Competition Groups_Variable Refrigerant Flow Heat Pump
Commercial | Com ¦ Education and Capacity Building/Energy Behavior | 2036 | SC B | MW | After Competition Groups | 181.0747 | 0 | 0 | 1676.6485 | 0.108 | 1 | Commercial_2036_SC B_MW_After Competition Groups_1 | Education and Capacity Building/Energy Behavior | 10.8% | 0 | 181.0747 | Commercial_2036_SC B_MW_After Competition Groups_Education and Capacity Building/Energy Behavior
Commercial | Com ¦ Building Recommissioning, Operations and Maintenance (O&M) Improvements | 2036 | SC B | MW | After Competition Groups | 178.9011 | 0 | 0 | 1676.6485 | 0.1067 | 2 | Commercial_2036_SC B_MW_After Competition Groups_2 | Building Recommissioning, Operations and Maintenance (O&M) Improvements | 10.67% | 0 | 178.9011 | Commercial_2036_SC B_MW_After Competition Groups_Building Recommissioning, Operations and Maintenance (O&M) Improvements
Commercial | Com ¦ LED Low/High Bay | 2036 | SC B | MW | After Competition Groups | 172.0702 | 0 | 0 | 1676.6485 | 0.10263 | 3 | Commercial_2036_SC B_MW_After Competition Groups_3 | LED Low/High Bay | 10.26% | 0 | 172.0702 | Commercial_2036_SC B_MW_After Competition Groups_LED Low/High Bay
Commercial | Com ¦ LED Troffer/Surface/Suspended | 2036 | SC B | MW | After Competition Groups | 134.4843 | 0 | 0 | 1676.6485 | 0.08021 | 4 | Commercial_2036_SC B_MW_After Competition Groups_4 | LED Troffer/Surface/Suspended | 8.021% | 0 | 134.4843 | Commercial_2036_SC B_MW_After Competition Groups_LED Troffer/Surface/Suspended
Commercial | Com ¦ ENERGY STAR LED LAMPS (REFLECTOR LAMPs/MR16/PAR 16) | 2036 | SC B | MW | After Competition Groups | 128.4978 | 0 | 0 | 1676.6485 | 0.07664 | 5 | Commercial_2036_SC B_MW_After Competition Groups_5 | ENERGY STAR LED LAMPS (REFLECTOR LAMPs/MR16/PAR 16) | 7.664% | 0 | 128.4978 | Commercial_2036_SC B_MW_After Competition Groups_ENERGY STAR LED LAMPS (REFLECTOR LAMPs/MR16/PAR 16)
Commercial | Com ¦ Unitary Air-Conditioning Unit | 2036 | SC B | MW | After Competition Groups | 92.8294 | 0 | 0 | 1676.6485 | 0.055366 | 6 | Commercial_2036_SC B_MW_After Competition Groups_6 | Unitary Air-Conditioning Unit | 5.537% | 0 | 92.8294 | Commercial_2036_SC B_MW_After Competition Groups_Unitary Air-Conditioning Unit
Commercial | Com ¦ High Efficiency Air Source Heat Pump | 2036 | SC B | MW | After Competition Groups | 87.9433 | 0 | 0 | 1676.6485 | 0.052452 | 7 | Commercial_2036_SC B_MW_After Competition Groups_7 | High Efficiency Air Source Heat Pump | 5.245% | 0 | 87.9433 | Commercial_2036_SC B_MW_After Competition Groups_High Efficiency Air Source Heat Pump
Commercial | Com ¦ LED Replacement Lamp (Tube) | 2036 | SC B | MW | After Competition Groups | 86.1922 | 0 | 0 | 1676.6485 | 0.051407 | 8 | Commercial_2036_SC B_MW_After Competition Groups_8 | LED Replacement Lamp (Tube) | 5.141% | 0 | 86.1922 | Commercial_2036_SC B_MW_After Competition Groups_LED Replacement Lamp (Tube)
Commercial | Com ¦ Advanced BAS/Controllers | 2036 | SC B | MW | After Competition Groups | 78.2829 | 0 | 0 | 1676.6485 | 0.04669 | 9 | Commercial_2036_SC B_MW_After Competition Groups_9 | Advanced BAS/Controllers | 4.669% | 0 | 78.2829 | Commercial_2036_SC B_MW_After Competition Groups_Advanced BAS/Controllers
Commercial | Com ¦ Adaptive Thermostats | 2036 | SC B | MW | After Competition Groups | 43.5556 | 0 | 0 | 1676.6485 | 0.025978 | 10 | Commercial_2036_SC B_MW_After Competition Groups_10 | Adaptive Thermostats | 2.598% | 0 | 43.5556 | Commercial_2036_SC B_MW_After Competition Groups_Adaptive Thermostats
Commercial | Com ¦ Refrigerated Display Case Doors | 2036 | SC B | MW | After Competition Groups | 40.7202 | 0 | 0 | 1676.6485 | 0.024287 | 11 | Commercial_2036_SC B_MW_After Competition Groups_11 | Refrigerated Display Case Doors | 2.429% | 0 | 40.7202 | Commercial_2036_SC B_MW_After Competition Groups_Refrigerated Display Case Doors
Commercial | Com ¦ Strip Curtains | 2036 | SC B | MW | After Competition Groups | 33.2641 | 0 | 0 | 1676.6485 | 0.01984 | 12 | Commercial_2036_SC B_MW_After Competition Groups_12 | Strip Curtains | 1.984% | 0 | 33.2641 | Commercial_2036_SC B_MW_After Competition Groups_Strip Curtains
Commercial | Com ¦ Reach-in Shaded Pole to ECM/PSC Evaporator Fan Motor | 2036 | SC B | MW | After Competition Groups | 31.8149 | 0 | 0 | 1676.6485 | 0.018975 | 13 | Commercial_2036_SC B_MW_After Competition Groups_13 | Reach-in Shaded Pole to ECM/PSC Evaporator Fan Motor | 1.898% | 0 | 31.8149 | Commercial_2036_SC B_MW_After Competition Groups_Reach-in Shaded Pole to ECM/PSC Evaporator Fan Motor
Commercial | Com ¦ Demand Control Ventilation | 2036 | SC B | MW | After Competition Groups | 31.7219 | 0 | 0 | 1676.6485 | 0.01892 | 14 | Commercial_2036_SC B_MW_After Competition Groups_14 | Demand Control Ventilation | 1.892% | 0 | 31.7219 | Commercial_2036_SC B_MW_After Competition Groups_Demand Control Ventilation
Commercial | Com ¦ Furnace Tune-Up | 2036 | SC B | MW | After Competition Groups | 31.1432 | 0 | 0 | 1676.6485 | 0.018575 | 15 | Commercial_2036_SC B_MW_After Competition Groups_15 | Furnace Tune-Up | 1.857% | 0 | 31.1432 | Commercial_2036_SC B_MW_After Competition Groups_Furnace Tune-Up
Commercial | Com ¦ Data Center Storage/Server Virtualization | 2036 | SC B | MW | After Competition Groups | 30.1074 | 0 | 0 | 1676.6485 | 0.017957 | 16 | Commercial_2036_SC B_MW_After Competition Groups_16 | Data Center Storage/Server Virtualization | 1.796% | 0 | 30.1074 | Commercial_2036_SC B_MW_After Competition Groups_Data Center Storage/Server Virtualization
Commercial | Com ¦ LED or Equivalent Sign Lighting | 2036 | SC B | MW | After Competition Groups | 27.4972 | 0 | 0 | 1676.6485 | 0.0164 | 17 | Commercial_2036_SC B_MW_After Competition Groups_17 | LED or Equivalent Sign Lighting | 1.64% | 0 | 27.4972 | Commercial_2036_SC B_MW_After Competition Groups_LED or Equivalent Sign Lighting
Commercial | Com ¦ Centrally controlled desktop PC/NETWORK PC POWER MANAGEMENT SOFTWARE | 2036 | SC B | MW | After Competition Groups | 23.4629 | 0 | 0 | 1676.6485 | 0.013994 | 18 | Commercial_2036_SC B_MW_After Competition Groups_18 | Centrally controlled desktop PC/NETWORK PC POWER MANAGEMENT SOFTWARE | 1.399% | 0 | 23.4629 | Commercial_2036_SC B_MW_After Competition Groups_Centrally controlled desktop PC/NETWORK PC POWER MANAGEMENT SOFTWARE
Commercial | Com ¦ Chilled Water Optimization | 2036 | SC B | MW | After Competition Groups | 22.0721 | 0 | 0 | 1676.6485 | 0.013164 | 19 | Commercial_2036_SC B_MW_After Competition Groups_19 | Chilled Water Optimization | 1.316% | 0 | 22.0721 | Commercial_2036_SC B_MW_After Competition Groups_Chilled Water Optimization
Commercial | Com ¦ Variable Frequency Drive (VFD) | 2036 | SC B | MW | After Competition Groups | 21.7225 | 0 | 0 | 1676.6485 | 0.012956 | 20 | Commercial_2036_SC B_MW_After Competition Groups_20 | Variable Frequency Drive (VFD) | 1.296% | 0 | 21.7225 | Commercial_2036_SC B_MW_After Competition Groups_Variable Frequency Drive (VFD)
Commercial | Com ¦ VFD on Pumps | 2036 | SC B | MW | After Competition Groups | 20.3217 | 0 | 0 | 1676.6485 | 0.01212 | 21 | Commercial_2036_SC B_MW_After Competition Groups_21 | VFD on Pumps | 1.212% | 0 | 20.3217 | Commercial_2036_SC B_MW_After Competition Groups_VFD on Pumps
Commercial | Com ¦ Air Handler with Dedicated Outdoor Air Systems | 2036 | SC B | MW | After Competition Groups | 16.5366 | 0 | 0 | 1676.6485 | 0.0098629 | 22 | Commercial_2036_SC B_MW_After Competition Groups_22 | Air Handler with Dedicated Outdoor Air Systems | 0.9863% | 0 | 16.5366 | Commercial_2036_SC B_MW_After Competition Groups_Air Handler with Dedicated Outdoor Air Systems
Commercial | Com ¦ Refrigerated Display Case LED | 2036 | SC B | MW | After Competition Groups | 16.3866 | 0 | 0 | 1676.6485 | 0.0097735 | 23 | Commercial_2036_SC B_MW_After Competition Groups_23 | Refrigerated Display Case LED | 0.9773% | 0 | 16.3866 | Commercial_2036_SC B_MW_After Competition Groups_Refrigerated Display Case LED
Commercial | Com ¦ ENERGY STAR LED LAMPS (General Service Lamps) | 2036 | SC B | MW | After Competition Groups | 15.6105 | 0 | 0 | 1676.6485 | 0.0093106 | 24 | Commercial_2036_SC B_MW_After Competition Groups_24 | ENERGY STAR LED LAMPS (General Service Lamps) | 0.9311% | 0 | 15.6105 | Commercial_2036_SC B_MW_After Competition Groups_ENERGY STAR LED LAMPS (General Service Lamps)
Commercial | Com ¦ Door Gasket Freezer/Refrigerator | 2036 | SC B | MW | After Competition Groups | 12.1058 | 0 | 0 | 1676.6485 | 0.0072202 | 25 | Commercial_2036_SC B_MW_After Competition Groups_25 | Door Gasket Freezer/Refrigerator | 0.722% | 0 | 12.1058 | Commercial_2036_SC B_MW_After Competition Groups_Door Gasket Freezer/Refrigerator
Commercial | Com ¦ ECM MOTORS FOR EVAPORATOR FANS for refrigeration (WALK-IN) | 2036 | SC B | MW | After Competition Groups | 11.2684 | 0 | 0 | 1676.6485 | 0.0067208 | 26 | Commercial_2036_SC B_MW_After Competition Groups_26 | ECM MOTORS FOR EVAPORATOR FANS for refrigeration (WALK-IN) | 0.6721% | 0 | 11.2684 | Commercial_2036_SC B_MW_After Competition Groups_ECM MOTORS FOR EVAPORATOR FANS for refrigeration (WALK-IN)
Commercial | Com ¦ Demand Control Kitchen Ventilation | 2036 | SC B | MW | After Competition Groups | 10.2307 | 0 | 0 | 1676.6485 | 0.0061019 | 27 | Commercial_2036_SC B_MW_After Competition Groups_27 | Demand Control Kitchen Ventilation | 0.6102% | 0 | 10.2307 | Commercial_2036_SC B_MW_After Competition Groups_Demand Control Kitchen Ventilation
Commercial | Com ¦ Freezer Case Light Sensor | 2036 | SC B | MW | After Competition Groups | 9.7441 | 0 | 0 | 1676.6485 | 0.0058117 | 28 | Commercial_2036_SC B_MW_After Competition Groups_28 | Freezer Case Light Sensor | 0.5812% | 0 | 9.7441 | Commercial_2036_SC B_MW_After Competition Groups_Freezer Case Light Sensor
Commercial | Com ¦ Evaporator Fan Controls | 2036 | SC B | MW | After Competition Groups | 9.4933 | 0 | 0 | 1676.6485 | 0.0056621 | 29 | Commercial_2036_SC B_MW_After Competition Groups_29 | Evaporator Fan Controls | 0.5662% | 0 | 9.4933 | Commercial_2036_SC B_MW_After Competition Groups_Evaporator Fan Controls
Commercial | Com ¦ Water Source Heat Pump (4 ton) | 2036 | SC B | MW | After Competition Groups | 7.5677 | 0 | 0 | 1676.6485 | 0.0045136 | 30 | Commercial_2036_SC B_MW_After Competition Groups_30 | Water Source Heat Pump (4 ton) | 0.4514% | 0 | 7.5677 | Commercial_2036_SC B_MW_After Competition Groups_Water Source Heat Pump (4 ton)
Commercial | Com ¦ LED EXTERIOR AREA LIGHTS - LED fixture (200W) | 2036 | SC B | MW | After Competition Groups | 6.9021 | 0 | 0 | 1676.6485 | 0.0041166 | 31 | Commercial_2036_SC B_MW_After Competition Groups_31 | LED EXTERIOR AREA LIGHTS - LED fixture (200W) | 0.4117% | 0 | 6.9021 | Commercial_2036_SC B_MW_After Competition Groups_LED EXTERIOR AREA LIGHTS - LED fixture (200W)
Commercial | Com ¦ LED parking lot fixture | 2036 | SC B | MW | After Competition Groups | 6.6021 | 0 | 0 | 1676.6485 | 0.0039377 | 32 | Commercial_2036_SC B_MW_After Competition Groups_32 | LED parking lot fixture | 0.3938% | 0 | 6.6021 | Commercial_2036_SC B_MW_After Competition Groups_LED parking lot fixture
Commercial | Com ¦ Duct Insulation, R8 | 2036 | SC B | MW | After Competition Groups | 5.7289 | 0 | 0 | 1676.6485 | 0.0034169 | 33 | Commercial_2036_SC B_MW_After Competition Groups_33 | Duct Insulation, R8 | 0.3417% | 0 | 5.7289 | Commercial_2036_SC B_MW_After Competition Groups_Duct Insulation, R8
Commercial | Com ¦ ENERGY STAR Griddle (74% eff) | 2036 | SC B | MW | After Competition Groups | 5.5995 | 0 | 0 | 1676.6485 | 0.0033397 | 34 | Commercial_2036_SC B_MW_After Competition Groups_34 | ENERGY STAR Griddle (74% eff) | 0.334% | 0 | 5.5995 | Commercial_2036_SC B_MW_After Competition Groups_ENERGY STAR Griddle (74% eff)
Commercial | Com ¦ Occupancy Sensors | 2036 | SC B | MW | After Competition Groups | 5.1669 | 0 | 0 | 1676.6485 | 0.0030817 | 35 | Commercial_2036_SC B_MW_After Competition Groups_35 | Occupancy Sensors | 0.3082% | 0 | 5.1669 | Commercial_2036_SC B_MW_After Competition Groups_Occupancy Sensors
Commercial | Com ¦ BEVERAGE VENDING MACHINE CONTROLS | 2036 | SC B | MW | After Competition Groups | 4.4824 | 0 | 0 | 1676.6485 | 0.0026734 | 36 | Commercial_2036_SC B_MW_After Competition Groups_36 | BEVERAGE VENDING MACHINE CONTROLS | 0.2673% | 0 | 4.4824 | Commercial_2036_SC B_MW_After Competition Groups_BEVERAGE VENDING MACHINE CONTROLS
Commercial | Com ¦ LED street light fixture | 2036 | SC B | MW | After Competition Groups | 4.1893 | 0 | 0 | 1676.6485 | 0.0024986 | 37 | Commercial_2036_SC B_MW_After Competition Groups_37 | LED street light fixture | 0.2499% | 0 | 4.1893 | Commercial_2036_SC B_MW_After Competition Groups_LED street light fixture
Commercial | Com ¦ Elec Storage WH 2.30 Et | 2036 | SC B | MW | After Competition Groups | 3.9627 | 0 | 0 | 1676.6485 | 0.0023635 | 38 | Commercial_2036_SC B_MW_After Competition Groups_38 | Elec Storage WH 2.30 Et | 0.2363% | 0 | 3.9627 | Commercial_2036_SC B_MW_After Competition Groups_Elec Storage WH 2.30 Et
Commercial | Com ¦ Temperature Adjustment in Commercial Freezers | 2036 | SC B | MW | After Competition Groups | 3.4714 | 0 | 0 | 1676.6485 | 0.0020704 | 39 | Commercial_2036_SC B_MW_After Competition Groups_39 | Temperature Adjustment in Commercial Freezers | 0.207% | 0 | 3.4714 | Commercial_2036_SC B_MW_After Competition Groups_Temperature Adjustment in Commercial Freezers
Commercial | Com ¦ CO Sensors for parking garage exhaust fans | 2036 | SC B | MW | After Competition Groups | 3.1648 | 0 | 0 | 1676.6485 | 0.0018876 | 40 | Commercial_2036_SC B_MW_After Competition Groups_40 | CO Sensors for parking garage exhaust fans | 0.1888% | 0 | 3.1648 | Commercial_2036_SC B_MW_After Competition Groups_CO Sensors for parking garage exhaust fans
Commercial | Com ¦ Vertical Night Covers | 2036 | SC B | MW | After Competition Groups | 2.8701 | 0 | 0 | 1676.6485 | 0.0017118 | 41 | Commercial_2036_SC B_MW_After Competition Groups_41 | Vertical Night Covers | 0.1712% | 0 | 2.8701 | Commercial_2036_SC B_MW_After Competition Groups_Vertical Night Covers
Commercial | Com ¦ Energy Efficient Laboratory Fume Hood | 2036 | SC B | MW | After Competition Groups | 2.7476 | 0 | 0 | 1676.6485 | 0.0016388 | 42 | Commercial_2036_SC B_MW_After Competition Groups_42 | Energy Efficient Laboratory Fume Hood | 0.1639% | 0 | 2.7476 | Commercial_2036_SC B_MW_After Competition Groups_Energy Efficient Laboratory Fume Hood
Commercial | Com ¦ Water Heating (DHW) Pipe Insulation (Add 3/4\ Foam)" | 2036 | SC B | MW | After Competition Groups | 2.1926 | 0 | 0 | 1676.6485 | 0.0013078 | 43 | Commercial_2036_SC B_MW_After Competition Groups_43 | Water Heating (DHW) Pipe Insulation (Add 3/4\ Foam)" | 0.1308% | 0 | 2.1926 | Commercial_2036_SC B_MW_After Competition Groups_Water Heating (DHW) Pipe Insulation (Add 3/4\ Foam)"
Commercial | Com ¦ Outside Air Economizer | 2036 | SC B | MW | After Competition Groups | 2.0469 | 0 | 0 | 1676.6485 | 0.0012208 | 44 | Commercial_2036_SC B_MW_After Competition Groups_44 | Outside Air Economizer | 0.1221% | 0 | 2.0469 | Commercial_2036_SC B_MW_After Competition Groups_Outside Air Economizer
Commercial | Com ¦ ENERGY STAR Fryer (84% eff) | 2036 | SC B | MW | After Competition Groups | 1.666 | 0 | 0 | 1676.6485 | 0.00099366 | 45 | Commercial_2036_SC B_MW_After Competition Groups_45 | ENERGY STAR Fryer (84% eff) | 0.09937% | 0 | 1.666 | Commercial_2036_SC B_MW_After Competition Groups_ENERGY STAR Fryer (84% eff)
Commercial | Com ¦ Suction Pipe Insulation Freezer/Refrigerator | 2036 | SC B | MW | After Competition Groups | 1.4921 | 0 | 0 | 1676.6485 | 0.00088994 | 46 | Commercial_2036_SC B_MW_After Competition Groups_46 | Suction Pipe Insulation Freezer/Refrigerator | 0.08899% | 0 | 1.4921 | Commercial_2036_SC B_MW_After Competition Groups_Suction Pipe Insulation Freezer/Refrigerator
Commercial | Com ¦ Condensing Make Up Air Unit | 2036 | SC B | MW | After Competition Groups | 1.2624 | 0 | 0 | 1676.6485 | 0.00075291 | 47 | Commercial_2036_SC B_MW_After Competition Groups_47 | Condensing Make Up Air Unit | 0.07529% | 0 | 1.2624 | Commercial_2036_SC B_MW_After Competition Groups_Condensing Make Up Air Unit
Commercial | Com ¦ ENERGY STAR Steam Cookers | 2036 | SC B | MW | After Competition Groups | 1.069 | 0 | 0 | 1676.6485 | 0.0006376 | 48 | Commercial_2036_SC B_MW_After Competition Groups_48 | ENERGY STAR Steam Cookers | 0.06376% | 0 | 1.069 | Commercial_2036_SC B_MW_After Competition Groups_ENERGY STAR Steam Cookers
Commercial | Com ¦ ENERGY STAR Dishwasher | 2036 | SC B | MW | After Competition Groups | 0.92324 | 0 | 0 | 1676.6485 | 0.00055065 | 49 | Commercial_2036_SC B_MW_After Competition Groups_49 | ENERGY STAR Dishwasher | 0.05506% | 0 | 0.92324 | Commercial_2036_SC B_MW_After Competition Groups_ENERGY STAR Dishwasher
Commercial | Com ¦ Ozone Laundry Treatment | 2036 | SC B | MW | After Competition Groups | 0.77404 | 0 | 0 | 1676.6485 | 0.00046166 | 50 | Commercial_2036_SC B_MW_After Competition Groups_50 | Ozone Laundry Treatment | 0.04617% | 0 | 0.77404 | Commercial_2036_SC B_MW_After Competition Groups_Ozone Laundry Treatment
Commercial | Com ¦ Thermostat Setback | 2036 | SC B | MW | After Competition Groups | 0.73806 | 0 | 0 | 1676.6485 | 0.0004402 | 51 | Commercial_2036_SC B_MW_After Competition Groups_51 | Thermostat Setback | 0.04402% | 0 | 0.73806 | Commercial_2036_SC B_MW_After Competition Groups_Thermostat Setback
Commercial | Com ¦ PTAC (12 EER/10,000 BTU) | 2036 | SC B | MW | After Competition Groups | 0.41082 | 0 | 0 | 1676.6485 | 0.00024503 | 52 | Commercial_2036_SC B_MW_After Competition Groups_52 | PTAC (12 EER/10,000 BTU) | 0.0245% | 0 | 0.41082 | Commercial_2036_SC B_MW_After Competition Groups_PTAC (12 EER/10,000 BTU)
Commercial | COM ¦ Ductless Mini-Split Heat Pumps | 2036 | SC B | MW | After Competition Groups | 0.32313 | 0 | 0 | 1676.6485 | 0.00019272 | 53 | Commercial_2036_SC B_MW_After Competition Groups_53 | Ductless Mini-Split Heat Pumps | 0.01927% | 0 | 0.32313 | Commercial_2036_SC B_MW_After Competition Groups_Ductless Mini-Split Heat Pumps
Commercial | Com ¦ ECM MOTORS FOR HVAC APPLICATION (FAN-POWERED VAV BOX) | 2036 | SC B | MW | After Competition Groups | 0.32233 | 0 | 0 | 1676.6485 | 0.00019225 | 54 | Commercial_2036_SC B_MW_After Competition Groups_54 | ECM MOTORS FOR HVAC APPLICATION (FAN-POWERED VAV BOX) | 0.01922% | 0 | 0.32233 | Commercial_2036_SC B_MW_After Competition Groups_ECM MOTORS FOR HVAC APPLICATION (FAN-POWERED VAV BOX)
Commercial | Com ¦ Solar Water Preheat (Pools/DHW) | 2036 | SC B | MW | After Competition Groups | 0.29339 | 0 | 0 | 1676.6485 | 0.00017499 | 55 | Commercial_2036_SC B_MW_After Competition Groups_55 | Solar Water Preheat (Pools/DHW) | 0.0175% | 0 | 0.29339 | Commercial_2036_SC B_MW_After Competition Groups_Solar Water Preheat (Pools/DHW)
Commercial | Com ¦ Notched V belts for HVAC Systems | 2036 | SC B | MW | After Competition Groups | 0.18945 | 0 | 0 | 1676.6485 | 0.000113 | 56 | Commercial_2036_SC B_MW_After Competition Groups_56 | Notched V belts for HVAC Systems | 0.0113% | 0 | 0.18945 | Commercial_2036_SC B_MW_After Competition Groups_Notched V belts for HVAC Systems
Commercial | Com ¦ Auto Off Time Switch or Time Clock control | 2036 | SC B | MW | After Competition Groups | 0.18378 | 0 | 0 | 1676.6485 | 0.00010961 | 57 | Commercial_2036_SC B_MW_After Competition Groups_57 | Auto Off Time Switch or Time Clock control | 0.01096% | 0 | 0.18378 | Commercial_2036_SC B_MW_After Competition Groups_Auto Off Time Switch or Time Clock control
Commercial | Com ¦ CEE Tier 2/Energy Star Clothes Washers | 2036 | SC B | MW | After Competition Groups | 0.16457 | 0 | 0 | 1676.6485 | 9.8157e-05 | 58 | Commercial_2036_SC B_MW_After Competition Groups_58 | CEE Tier 2/Energy Star Clothes Washers | 0.009816% | 0 | 0.16457 | Commercial_2036_SC B_MW_After Competition Groups_CEE Tier 2/Energy Star Clothes Washers
Commercial | Com ¦ Demand controlled Circulating Systems | 2036 | SC B | MW | After Competition Groups | 0.14215 | 0 | 0 | 1676.6485 | 8.4783e-05 | 59 | Commercial_2036_SC B_MW_After Competition Groups_59 | Demand controlled Circulating Systems | 0.008478% | 0 | 0.14215 | Commercial_2036_SC B_MW_After Competition Groups_Demand controlled Circulating Systems
Commercial | Com ¦ Efficient compressor motor | 2036 | SC B | MW | After Competition Groups | 0.14071 | 0 | 0 | 1676.6485 | 8.3924e-05 | 60 | Commercial_2036_SC B_MW_After Competition Groups_60 | Efficient compressor motor | 0.008392% | 0 | 0.14071 | Commercial_2036_SC B_MW_After Competition Groups_Efficient compressor motor
Commercial | Com ¦ HVAC Optimization | 2036 | SC B | MW | After Competition Groups | 0.11284 | 0 | 0 | 1676.6485 | 6.7299e-05 | 61 | Commercial_2036_SC B_MW_After Competition Groups_61 | HVAC Optimization | 0.00673% | 0 | 0.11284 | Commercial_2036_SC B_MW_After Competition Groups_HVAC Optimization
Commercial | Com ¦ High Efficiency Small Instantaneous Water Heater | 2036 | SC B | MW | After Competition Groups | 0.10916 | 0 | 0 | 1676.6485 | 6.5106e-05 | 62 | Commercial_2036_SC B_MW_After Competition Groups_62 | High Efficiency Small Instantaneous Water Heater | 0.006511% | 0 | 0.10916 | Commercial_2036_SC B_MW_After Competition Groups_High Efficiency Small Instantaneous Water Heater
Commercial | Com ¦ LED RECESSED DOWNLIGHTS | 2036 | SC B | MW | After Competition Groups | 0.092388 | 0 | 0 | 1676.6485 | 5.5103e-05 | 63 | Commercial_2036_SC B_MW_After Competition Groups_63 | LED RECESSED DOWNLIGHTS | 0.00551% | 0 | 0.092388 | Commercial_2036_SC B_MW_After Competition Groups_LED RECESSED DOWNLIGHTS
Commercial | Com ¦ Commercial Hot Food Holding Cabinets | 2036 | SC B | MW | After Competition Groups | 0.090736 | 0 | 0 | 1676.6485 | 5.4118e-05 | 64 | Commercial_2036_SC B_MW_After Competition Groups_64 | Commercial Hot Food Holding Cabinets | 0.005412% | 0 | 0.090736 | Commercial_2036_SC B_MW_After Competition Groups_Commercial Hot Food Holding Cabinets
Commercial | Com ¦ Low Flow Pre-Rinse Spray Nozzle | 2036 | SC B | MW | After Competition Groups | 0.085927 | 0 | 0 | 1676.6485 | 5.1249e-05 | 65 | Commercial_2036_SC B_MW_After Competition Groups_65 | Low Flow Pre-Rinse Spray Nozzle | 0.005125% | 0 | 0.085927 | Commercial_2036_SC B_MW_After Competition Groups_Low Flow Pre-Rinse Spray Nozzle
Commercial | Com ¦ Room AC (w/ louvered sides) 14 SEER from 12 SEER code | 2036 | SC B | MW | After Competition Groups | 0.070437 | 0 | 0 | 1676.6485 | 4.2011e-05 | 66 | Commercial_2036_SC B_MW_After Competition Groups_66 | Room AC (w/ louvered sides) 14 SEER from 12 SEER code | 0.004201% | 0 | 0.070437 | Commercial_2036_SC B_MW_After Competition Groups_Room AC (w/ louvered sides) 14 SEER from 12 SEER code
Commercial | Com ¦ Wall Insulation | 2036 | SC B | MW | After Competition Groups | 0.057205 | 0 | 0 | 1676.6485 | 3.4118e-05 | 67 | Commercial_2036_SC B_MW_After Competition Groups_67 | Wall Insulation | 0.003412% | 0 | 0.057205 | Commercial_2036_SC B_MW_After Competition Groups_Wall Insulation
Commercial | Com ¦ Energy Recovery Ventilation and Ventilation (Enhanced) | 2036 | SC B | MW | After Competition Groups | 0.051728 | 0 | 0 | 1676.6485 | 3.0852e-05 | 68 | Commercial_2036_SC B_MW_After Competition Groups_68 | Energy Recovery Ventilation and Ventilation (Enhanced) | 0.003085% | 0 | 0.051728 | Commercial_2036_SC B_MW_After Competition Groups_Energy Recovery Ventilation and Ventilation (Enhanced)
Commercial | Com ¦ Condensing Unit Heaters or other Efficient Unit Heating System | 2036 | SC B | MW | After Competition Groups | 0.049055 | 0 | 0 | 1676.6485 | 2.9258e-05 | 69 | Commercial_2036_SC B_MW_After Competition Groups_69 | Condensing Unit Heaters or other Efficient Unit Heating System | 0.002926% | 0 | 0.049055 | Commercial_2036_SC B_MW_After Competition Groups_Condensing Unit Heaters or other Efficient Unit Heating System
Commercial | Com ¦ High Efficiency Chiller (avg of water and air cooled) | 2036 | SC B | MW | After Competition Groups | 0.039427 | 0 | 0 | 1676.6485 | 2.3515e-05 | 70 | Commercial_2036_SC B_MW_After Competition Groups_70 | High Efficiency Chiller (avg of water and air cooled) | 0.002352% | 0 | 0.039427 | Commercial_2036_SC B_MW_After Competition Groups_High Efficiency Chiller (avg of water and air cooled)
Commercial | Com ¦ VSD Air Compressor | 2036 | SC B | MW | After Competition Groups | 0.028828 | 0 | 0 | 1676.6485 | 1.7194e-05 | 71 | Commercial_2036_SC B_MW_After Competition Groups_71 | VSD Air Compressor | 0.001719% | 0 | 0.028828 | Commercial_2036_SC B_MW_After Competition Groups_VSD Air Compressor
Commercial | Com ¦ Air Curtains | 2036 | SC B | MW | After Competition Groups | 0.0073109 | 0 | 0 | 1676.6485 | 4.3604e-06 | 72 | Commercial_2036_SC B_MW_After Competition Groups_72 | Air Curtains | 0.000436% | 0 | 0.0073109 | Commercial_2036_SC B_MW_After Competition Groups_Air Curtains
Commercial | Com ¦ EC Plug Fan for Data Center (under cabinet) | 2036 | SC B | MW | After Competition Groups | 0.0070636 | 0 | 0 | 1676.6485 | 4.2129e-06 | 73 | Commercial_2036_SC B_MW_After Competition Groups_73 | EC Plug Fan for Data Center (under cabinet) | 0.0004213% | 0 | 0.0070636 | Commercial_2036_SC B_MW_After Competition Groups_EC Plug Fan for Data Center (under cabinet)
Commercial | Com ¦ Electric Convection Combination Ovens | 2036 | SC B | MW | After Competition Groups | 0.00039875 | 0 | 0 | 1676.6485 | 2.3783e-07 | 74 | Commercial_2036_SC B_MW_After Competition Groups_74 | Electric Convection Combination Ovens | 2.378e-05% | 0 | 0.00039875 | Commercial_2036_SC B_MW_After Competition Groups_Electric Convection Combination Ovens
Commercial | Com ¦ LLLC - Low Impact Application | 2036 | SC B | MW | After Competition Groups | 4.152e-19 | 0 | 0 | 1676.6485 | 2.4763e-22 | 75 | Commercial_2036_SC B_MW_After Competition Groups_75 | LLLC - Low Impact Application | 2.476e-20% | 0 | 4.152e-19 | Commercial_2036_SC B_MW_After Competition Groups_LLLC - Low Impact Application
Commercial | Com ¦ LLLC - High Impact Application | 2036 | SC B | MW | After Competition Groups | 1.4576e-19 | 0 | 0 | 1676.6485 | 8.6936e-23 | 76 | Commercial_2036_SC B_MW_After Competition Groups_76 | LLLC - High Impact Application | 8.694e-21% | 0 | 1.4576e-19 | Commercial_2036_SC B_MW_After Competition Groups_LLLC - High Impact Application
Commercial | Com ¦ Networked/Connected - High Impact Application | 2036 | SC B | MW | After Competition Groups | 1.6083e-21 | 0 | 0 | 1676.6485 | 9.5926e-25 | 77 | Commercial_2036_SC B_MW_After Competition Groups_77 | Networked/Connected - High Impact Application | 9.593e-23% | 0 | 1.6083e-21 | Commercial_2036_SC B_MW_After Competition Groups_Networked/Connected - High Impact Application
Commercial | Com ¦ Networked/Connected - Low Impact Application | 2036 | SC B | MW | After Competition Groups | 9.2531e-22 | 0 | 0 | 1676.6485 | 5.5188e-25 | 78 | Commercial_2036_SC B_MW_After Competition Groups_78 | Networked/Connected - Low Impact Application | 5.519e-23% | 0 | 9.2531e-22 | Commercial_2036_SC B_MW_After Competition Groups_Networked/Connected - Low Impact Application
Commercial | Com ¦ Indoor Daylight Sensors/Photocell Dimming Control | 2036 | SC B | MW | After Competition Groups | 0 | 0 | 0 | 1676.6485 | 0 | 79 | Commercial_2036_SC B_MW_After Competition Groups_79 | Indoor Daylight Sensors/Photocell Dimming Control | 0% | 0 | 0 | Commercial_2036_SC B_MW_After Competition Groups_Indoor Daylight Sensors/Photocell Dimming Control
Commercial | Com ¦ Variable Refrigerant Flow Heat Pump | 2036 | SC B | MW | After Competition Groups | 0 | 0 | 0 | 1676.6485 | 0 | 80 | Commercial_2036_SC B_MW_After Competition Groups_80 | Variable Refrigerant Flow Heat Pump | 0% | 0 | 0 | Commercial_2036_SC B_MW_After Competition Groups_Variable Refrigerant Flow Heat Pump
Commercial | Com ¦ LED Low/High Bay | 2036 | SC C | MW | After Competition Groups | 171.9313 | 0 | 0 | 1284.201 | 0.13388 | 1 | Commercial_2036_SC C_MW_After Competition Groups_1 | LED Low/High Bay | 13.39% | 0 | 171.9313 | Commercial_2036_SC C_MW_After Competition Groups_LED Low/High Bay
Commercial | Com ¦ LED Troffer/Surface/Suspended | 2036 | SC C | MW | After Competition Groups | 134.371 | 0 | 0 | 1284.201 | 0.10463 | 2 | Commercial_2036_SC C_MW_After Competition Groups_2 | LED Troffer/Surface/Suspended | 10.46% | 0 | 134.371 | Commercial_2036_SC C_MW_After Competition Groups_LED Troffer/Surface/Suspended
Commercial | Com ¦ ENERGY STAR LED LAMPS (REFLECTOR LAMPs/MR16/PAR 16) | 2036 | SC C | MW | After Competition Groups | 128.4978 | 0 | 0 | 1284.201 | 0.10006 | 3 | Commercial_2036_SC C_MW_After Competition Groups_3 | ENERGY STAR LED LAMPS (REFLECTOR LAMPs/MR16/PAR 16) | 10.01% | 0 | 128.4978 | Commercial_2036_SC C_MW_After Competition Groups_ENERGY STAR LED LAMPS (REFLECTOR LAMPs/MR16/PAR 16)
Commercial | Com ¦ Building Recommissioning, Operations and Maintenance (O&M) Improvements | 2036 | SC C | MW | After Competition Groups | 88.6374 | 0 | 0 | 1284.201 | 0.069021 | 4 | Commercial_2036_SC C_MW_After Competition Groups_4 | Building Recommissioning, Operations and Maintenance (O&M) Improvements | 6.902% | 0 | 88.6374 | Commercial_2036_SC C_MW_After Competition Groups_Building Recommissioning, Operations and Maintenance (O&M) Improvements
Commercial | Com ¦ High Efficiency Air Source Heat Pump | 2036 | SC C | MW | After Competition Groups | 87.9435 | 0 | 0 | 1284.201 | 0.068481 | 5 | Commercial_2036_SC C_MW_After Competition Groups_5 | High Efficiency Air Source Heat Pump | 6.848% | 0 | 87.9435 | Commercial_2036_SC C_MW_After Competition Groups_High Efficiency Air Source Heat Pump
Commercial | Com ¦ LED Replacement Lamp (Tube) | 2036 | SC C | MW | After Competition Groups | 86.1922 | 0 | 0 | 1284.201 | 0.067117 | 6 | Commercial_2036_SC C_MW_After Competition Groups_6 | LED Replacement Lamp (Tube) | 6.712% | 0 | 86.1922 | Commercial_2036_SC C_MW_After Competition Groups_LED Replacement Lamp (Tube)
Commercial | Com ¦ Unitary Air-Conditioning Unit | 2036 | SC C | MW | After Competition Groups | 71.1995 | 0 | 0 | 1284.201 | 0.055443 | 7 | Commercial_2036_SC C_MW_After Competition Groups_7 | Unitary Air-Conditioning Unit | 5.544% | 0 | 71.1995 | Commercial_2036_SC C_MW_After Competition Groups_Unitary Air-Conditioning Unit
Commercial | Com ¦ Advanced BAS/Controllers | 2036 | SC C | MW | After Competition Groups | 46.991 | 0 | 0 | 1284.201 | 0.036592 | 8 | Commercial_2036_SC C_MW_After Competition Groups_8 | Advanced BAS/Controllers | 3.659% | 0 | 46.991 | Commercial_2036_SC C_MW_After Competition Groups_Advanced BAS/Controllers
Commercial | Com ¦ Education and Capacity Building/Energy Behavior | 2036 | SC C | MW | After Competition Groups | 36.2149 | 0 | 0 | 1284.201 | 0.0282 | 9 | Commercial_2036_SC C_MW_After Competition Groups_9 | Education and Capacity Building/Energy Behavior | 2.82% | 0 | 36.2149 | Commercial_2036_SC C_MW_After Competition Groups_Education and Capacity Building/Energy Behavior
Commercial | Com ¦ Refrigerated Display Case Doors | 2036 | SC C | MW | After Competition Groups | 34.7426 | 0 | 0 | 1284.201 | 0.027054 | 10 | Commercial_2036_SC C_MW_After Competition Groups_10 | Refrigerated Display Case Doors | 2.705% | 0 | 34.7426 | Commercial_2036_SC C_MW_After Competition Groups_Refrigerated Display Case Doors
Commercial | Com ¦ Adaptive Thermostats | 2036 | SC C | MW | After Competition Groups | 32.3701 | 0 | 0 | 1284.201 | 0.025206 | 11 | Commercial_2036_SC C_MW_After Competition Groups_11 | Adaptive Thermostats | 2.521% | 0 | 32.3701 | Commercial_2036_SC C_MW_After Competition Groups_Adaptive Thermostats
Commercial | Com ¦ Reach-in Shaded Pole to ECM/PSC Evaporator Fan Motor | 2036 | SC C | MW | After Competition Groups | 30.1224 | 0 | 0 | 1284.201 | 0.023456 | 12 | Commercial_2036_SC C_MW_After Competition Groups_12 | Reach-in Shaded Pole to ECM/PSC Evaporator Fan Motor | 2.346% | 0 | 30.1224 | Commercial_2036_SC C_MW_After Competition Groups_Reach-in Shaded Pole to ECM/PSC Evaporator Fan Motor
Commercial | Com ¦ Data Center Storage/Server Virtualization | 2036 | SC C | MW | After Competition Groups | 27.9539 | 0 | 0 | 1284.201 | 0.021768 | 13 | Commercial_2036_SC C_MW_After Competition Groups_13 | Data Center Storage/Server Virtualization | 2.177% | 0 | 27.9539 | Commercial_2036_SC C_MW_After Competition Groups_Data Center Storage/Server Virtualization
Commercial | Com ¦ LED or Equivalent Sign Lighting | 2036 | SC C | MW | After Competition Groups | 27.4972 | 0 | 0 | 1284.201 | 0.021412 | 14 | Commercial_2036_SC C_MW_After Competition Groups_14 | LED or Equivalent Sign Lighting | 2.141% | 0 | 27.4972 | Commercial_2036_SC C_MW_After Competition Groups_LED or Equivalent Sign Lighting
Commercial | Com ¦ Strip Curtains | 2036 | SC C | MW | After Competition Groups | 25.7243 | 0 | 0 | 1284.201 | 0.020031 | 15 | Commercial_2036_SC C_MW_After Competition Groups_15 | Strip Curtains | 2.003% | 0 | 25.7243 | Commercial_2036_SC C_MW_After Competition Groups_Strip Curtains
Commercial | Com ¦ Chilled Water Optimization | 2036 | SC C | MW | After Competition Groups | 22.0728 | 0 | 0 | 1284.201 | 0.017188 | 16 | Commercial_2036_SC C_MW_After Competition Groups_16 | Chilled Water Optimization | 1.719% | 0 | 22.0728 | Commercial_2036_SC C_MW_After Competition Groups_Chilled Water Optimization
Commercial | Com ¦ Furnace Tune-Up | 2036 | SC C | MW | After Competition Groups | 21.9398 | 0 | 0 | 1284.201 | 0.017084 | 17 | Commercial_2036_SC C_MW_After Competition Groups_17 | Furnace Tune-Up | 1.708% | 0 | 21.9398 | Commercial_2036_SC C_MW_After Competition Groups_Furnace Tune-Up
Commercial | Com ¦ Demand Control Ventilation | 2036 | SC C | MW | After Competition Groups | 21.267 | 0 | 0 | 1284.201 | 0.016561 | 18 | Commercial_2036_SC C_MW_After Competition Groups_18 | Demand Control Ventilation | 1.656% | 0 | 21.267 | Commercial_2036_SC C_MW_After Competition Groups_Demand Control Ventilation
Commercial | Com ¦ Centrally controlled desktop PC/NETWORK PC POWER MANAGEMENT SOFTWARE | 2036 | SC C | MW | After Competition Groups | 18.4298 | 0 | 0 | 1284.201 | 0.014351 | 19 | Commercial_2036_SC C_MW_After Competition Groups_19 | Centrally controlled desktop PC/NETWORK PC POWER MANAGEMENT SOFTWARE | 1.435% | 0 | 18.4298 | Commercial_2036_SC C_MW_After Competition Groups_Centrally controlled desktop PC/NETWORK PC POWER MANAGEMENT SOFTWARE
Commercial | Com ¦ ENERGY STAR LED LAMPS (General Service Lamps) | 2036 | SC C | MW | After Competition Groups | 15.6105 | 0 | 0 | 1284.201 | 0.012156 | 20 | Commercial_2036_SC C_MW_After Competition Groups_20 | ENERGY STAR LED LAMPS (General Service Lamps) | 1.216% | 0 | 15.6105 | Commercial_2036_SC C_MW_After Competition Groups_ENERGY STAR LED LAMPS (General Service Lamps)
Commercial | Com ¦ Variable Frequency Drive (VFD) | 2036 | SC C | MW | After Competition Groups | 15.4078 | 0 | 0 | 1284.201 | 0.011998 | 21 | Commercial_2036_SC C_MW_After Competition Groups_21 | Variable Frequency Drive (VFD) | 1.2% | 0 | 15.4078 | Commercial_2036_SC C_MW_After Competition Groups_Variable Frequency Drive (VFD)
Commercial | Com ¦ VFD on Pumps | 2036 | SC C | MW | After Competition Groups | 14.3965 | 0 | 0 | 1284.201 | 0.01121 | 22 | Commercial_2036_SC C_MW_After Competition Groups_22 | VFD on Pumps | 1.121% | 0 | 14.3965 | Commercial_2036_SC C_MW_After Competition Groups_VFD on Pumps
Commercial | Com ¦ Refrigerated Display Case LED | 2036 | SC C | MW | After Competition Groups | 13.0529 | 0 | 0 | 1284.201 | 0.010164 | 23 | Commercial_2036_SC C_MW_After Competition Groups_23 | Refrigerated Display Case LED | 1.016% | 0 | 13.0529 | Commercial_2036_SC C_MW_After Competition Groups_Refrigerated Display Case LED
Commercial | Com ¦ Air Handler with Dedicated Outdoor Air Systems | 2036 | SC C | MW | After Competition Groups | 8.813 | 0 | 0 | 1284.201 | 0.0068626 | 24 | Commercial_2036_SC C_MW_After Competition Groups_24 | Air Handler with Dedicated Outdoor Air Systems | 0.6863% | 0 | 8.813 | Commercial_2036_SC C_MW_After Competition Groups_Air Handler with Dedicated Outdoor Air Systems
Commercial | Com ¦ Door Gasket Freezer/Refrigerator | 2036 | SC C | MW | After Competition Groups | 8.5188 | 0 | 0 | 1284.201 | 0.0066335 | 25 | Commercial_2036_SC C_MW_After Competition Groups_25 | Door Gasket Freezer/Refrigerator | 0.6634% | 0 | 8.5188 | Commercial_2036_SC C_MW_After Competition Groups_Door Gasket Freezer/Refrigerator
Commercial | Com ¦ ECM MOTORS FOR EVAPORATOR FANS for refrigeration (WALK-IN) | 2036 | SC C | MW | After Competition Groups | 7.9211 | 0 | 0 | 1284.201 | 0.0061681 | 26 | Commercial_2036_SC C_MW_After Competition Groups_26 | ECM MOTORS FOR EVAPORATOR FANS for refrigeration (WALK-IN) | 0.6168% | 0 | 7.9211 | Commercial_2036_SC C_MW_After Competition Groups_ECM MOTORS FOR EVAPORATOR FANS for refrigeration (WALK-IN)
Commercial | Com ¦ Demand Control Kitchen Ventilation | 2036 | SC C | MW | After Competition Groups | 7.5577 | 0 | 0 | 1284.201 | 0.0058852 | 27 | Commercial_2036_SC C_MW_After Competition Groups_27 | Demand Control Kitchen Ventilation | 0.5885% | 0 | 7.5577 | Commercial_2036_SC C_MW_After Competition Groups_Demand Control Kitchen Ventilation
Commercial | Com ¦ LED EXTERIOR AREA LIGHTS - LED fixture (200W) | 2036 | SC C | MW | After Competition Groups | 6.8986 | 0 | 0 | 1284.201 | 0.0053719 | 28 | Commercial_2036_SC C_MW_After Competition Groups_28 | LED EXTERIOR AREA LIGHTS - LED fixture (200W) | 0.5372% | 0 | 6.8986 | Commercial_2036_SC C_MW_After Competition Groups_LED EXTERIOR AREA LIGHTS - LED fixture (200W)
Commercial | Com ¦ Freezer Case Light Sensor | 2036 | SC C | MW | After Competition Groups | 6.8374 | 0 | 0 | 1284.201 | 0.0053243 | 29 | Commercial_2036_SC C_MW_After Competition Groups_29 | Freezer Case Light Sensor | 0.5324% | 0 | 6.8374 | Commercial_2036_SC C_MW_After Competition Groups_Freezer Case Light Sensor
Commercial | Com ¦ Evaporator Fan Controls | 2036 | SC C | MW | After Competition Groups | 6.6614 | 0 | 0 | 1284.201 | 0.0051872 | 30 | Commercial_2036_SC C_MW_After Competition Groups_30 | Evaporator Fan Controls | 0.5187% | 0 | 6.6614 | Commercial_2036_SC C_MW_After Competition Groups_Evaporator Fan Controls
Commercial | Com ¦ LED parking lot fixture | 2036 | SC C | MW | After Competition Groups | 6.6021 | 0 | 0 | 1284.201 | 0.005141 | 31 | Commercial_2036_SC C_MW_After Competition Groups_31 | LED parking lot fixture | 0.5141% | 0 | 6.6021 | Commercial_2036_SC C_MW_After Competition Groups_LED parking lot fixture
Commercial | Com ¦ Water Source Heat Pump (4 ton) | 2036 | SC C | MW | After Competition Groups | 5.8047 | 0 | 0 | 1284.201 | 0.0045201 | 32 | Commercial_2036_SC C_MW_After Competition Groups_32 | Water Source Heat Pump (4 ton) | 0.452% | 0 | 5.8047 | Commercial_2036_SC C_MW_After Competition Groups_Water Source Heat Pump (4 ton)
Commercial | Com ¦ ENERGY STAR Griddle (74% eff) | 2036 | SC C | MW | After Competition Groups | 5.5995 | 0 | 0 | 1284.201 | 0.0043603 | 33 | Commercial_2036_SC C_MW_After Competition Groups_33 | ENERGY STAR Griddle (74% eff) | 0.436% | 0 | 5.5995 | Commercial_2036_SC C_MW_After Competition Groups_ENERGY STAR Griddle (74% eff)
Commercial | Com ¦ Occupancy Sensors | 2036 | SC C | MW | After Competition Groups | 5.1669 | 0 | 0 | 1284.201 | 0.0040234 | 34 | Commercial_2036_SC C_MW_After Competition Groups_34 | Occupancy Sensors | 0.4023% | 0 | 5.1669 | Commercial_2036_SC C_MW_After Competition Groups_Occupancy Sensors
Commercial | Com ¦ LED street light fixture | 2036 | SC C | MW | After Competition Groups | 4.1893 | 0 | 0 | 1284.201 | 0.0032622 | 35 | Commercial_2036_SC C_MW_After Competition Groups_35 | LED street light fixture | 0.3262% | 0 | 4.1893 | Commercial_2036_SC C_MW_After Competition Groups_LED street light fixture
Commercial | Com ¦ Duct Insulation, R8 | 2036 | SC C | MW | After Competition Groups | 4.0607 | 0 | 0 | 1284.201 | 0.003162 | 36 | Commercial_2036_SC C_MW_After Competition Groups_36 | Duct Insulation, R8 | 0.3162% | 0 | 4.0607 | Commercial_2036_SC C_MW_After Competition Groups_Duct Insulation, R8
Commercial | Com ¦ BEVERAGE VENDING MACHINE CONTROLS | 2036 | SC C | MW | After Competition Groups | 3.0926 | 0 | 0 | 1284.201 | 0.0024082 | 37 | Commercial_2036_SC C_MW_After Competition Groups_37 | BEVERAGE VENDING MACHINE CONTROLS | 0.2408% | 0 | 3.0926 | Commercial_2036_SC C_MW_After Competition Groups_BEVERAGE VENDING MACHINE CONTROLS
Commercial | Com ¦ Elec Storage WH 2.30 Et | 2036 | SC C | MW | After Competition Groups | 2.7899 | 0 | 0 | 1284.201 | 0.0021724 | 38 | Commercial_2036_SC C_MW_After Competition Groups_38 | Elec Storage WH 2.30 Et | 0.2172% | 0 | 2.7899 | Commercial_2036_SC C_MW_After Competition Groups_Elec Storage WH 2.30 Et
Commercial | Com ¦ Temperature Adjustment in Commercial Freezers | 2036 | SC C | MW | After Competition Groups | 2.4373 | 0 | 0 | 1284.201 | 0.0018979 | 39 | Commercial_2036_SC C_MW_After Competition Groups_39 | Temperature Adjustment in Commercial Freezers | 0.1898% | 0 | 2.4373 | Commercial_2036_SC C_MW_After Competition Groups_Temperature Adjustment in Commercial Freezers
Commercial | Com ¦ CO Sensors for parking garage exhaust fans | 2036 | SC C | MW | After Competition Groups | 2.2702 | 0 | 0 | 1284.201 | 0.0017678 | 40 | Commercial_2036_SC C_MW_After Competition Groups_40 | CO Sensors for parking garage exhaust fans | 0.1768% | 0 | 2.2702 | Commercial_2036_SC C_MW_After Competition Groups_CO Sensors for parking garage exhaust fans
Commercial | Com ¦ Vertical Night Covers | 2036 | SC C | MW | After Competition Groups | 2.014 | 0 | 0 | 1284.201 | 0.0015683 | 41 | Commercial_2036_SC C_MW_After Competition Groups_41 | Vertical Night Covers | 0.1568% | 0 | 2.014 | Commercial_2036_SC C_MW_After Competition Groups_Vertical Night Covers
Commercial | Com ¦ Energy Efficient Laboratory Fume Hood | 2036 | SC C | MW | After Competition Groups | 1.9616 | 0 | 0 | 1284.201 | 0.0015275 | 42 | Commercial_2036_SC C_MW_After Competition Groups_42 | Energy Efficient Laboratory Fume Hood | 0.1528% | 0 | 1.9616 | Commercial_2036_SC C_MW_After Competition Groups_Energy Efficient Laboratory Fume Hood
Commercial | Com ¦ ENERGY STAR Fryer (84% eff) | 2036 | SC C | MW | After Competition Groups | 1.666 | 0 | 0 | 1284.201 | 0.0012973 | 43 | Commercial_2036_SC C_MW_After Competition Groups_43 | ENERGY STAR Fryer (84% eff) | 0.1297% | 0 | 1.666 | Commercial_2036_SC C_MW_After Competition Groups_ENERGY STAR Fryer (84% eff)
Commercial | Com ¦ Outside Air Economizer | 2036 | SC C | MW | After Competition Groups | 1.5988 | 0 | 0 | 1284.201 | 0.001245 | 44 | Commercial_2036_SC C_MW_After Competition Groups_44 | Outside Air Economizer | 0.1245% | 0 | 1.5988 | Commercial_2036_SC C_MW_After Competition Groups_Outside Air Economizer
Commercial | Com ¦ Water Heating (DHW) Pipe Insulation (Add 3/4\ Foam)" | 2036 | SC C | MW | After Competition Groups | 1.544 | 0 | 0 | 1284.201 | 0.0012023 | 45 | Commercial_2036_SC C_MW_After Competition Groups_45 | Water Heating (DHW) Pipe Insulation (Add 3/4\ Foam)" | 0.1202% | 0 | 1.544 | Commercial_2036_SC C_MW_After Competition Groups_Water Heating (DHW) Pipe Insulation (Add 3/4\ Foam)"
Commercial | Com ¦ Condensing Make Up Air Unit | 2036 | SC C | MW | After Competition Groups | 1.0691 | 0 | 0 | 1284.201 | 0.00083247 | 46 | Commercial_2036_SC C_MW_After Competition Groups_46 | Condensing Make Up Air Unit | 0.08325% | 0 | 1.0691 | Commercial_2036_SC C_MW_After Competition Groups_Condensing Make Up Air Unit
Commercial | Com ¦ ENERGY STAR Steam Cookers | 2036 | SC C | MW | After Competition Groups | 1.069 | 0 | 0 | 1284.201 | 0.00083245 | 47 | Commercial_2036_SC C_MW_After Competition Groups_47 | ENERGY STAR Steam Cookers | 0.08325% | 0 | 1.069 | Commercial_2036_SC C_MW_After Competition Groups_ENERGY STAR Steam Cookers
Commercial | Com ¦ Suction Pipe Insulation Freezer/Refrigerator | 2036 | SC C | MW | After Competition Groups | 1.048 | 0 | 0 | 1284.201 | 0.00081607 | 48 | Commercial_2036_SC C_MW_After Competition Groups_48 | Suction Pipe Insulation Freezer/Refrigerator | 0.08161% | 0 | 1.048 | Commercial_2036_SC C_MW_After Competition Groups_Suction Pipe Insulation Freezer/Refrigerator
Commercial | Com ¦ ENERGY STAR Dishwasher | 2036 | SC C | MW | After Competition Groups | 0.85217 | 0 | 0 | 1284.201 | 0.00066358 | 49 | Commercial_2036_SC C_MW_After Competition Groups_49 | ENERGY STAR Dishwasher | 0.06636% | 0 | 0.85217 | Commercial_2036_SC C_MW_After Competition Groups_ENERGY STAR Dishwasher
Commercial | Com ¦ Thermostat Setback | 2036 | SC C | MW | After Competition Groups | 0.73453 | 0 | 0 | 1284.201 | 0.00057198 | 50 | Commercial_2036_SC C_MW_After Competition Groups_50 | Thermostat Setback | 0.0572% | 0 | 0.73453 | Commercial_2036_SC C_MW_After Competition Groups_Thermostat Setback
Commercial | Com ¦ Ozone Laundry Treatment | 2036 | SC C | MW | After Competition Groups | 0.55119 | 0 | 0 | 1284.201 | 0.0004292 | 51 | Commercial_2036_SC C_MW_After Competition Groups_51 | Ozone Laundry Treatment | 0.04292% | 0 | 0.55119 | Commercial_2036_SC C_MW_After Competition Groups_Ozone Laundry Treatment
Commercial | COM ¦ Ductless Mini-Split Heat Pumps | 2036 | SC C | MW | After Competition Groups | 0.26277 | 0 | 0 | 1284.201 | 0.00020462 | 52 | Commercial_2036_SC C_MW_After Competition Groups_52 | Ductless Mini-Split Heat Pumps | 0.02046% | 0 | 0.26277 | Commercial_2036_SC C_MW_After Competition Groups_Ductless Mini-Split Heat Pumps
Commercial | Com ¦ PTAC (12 EER/10,000 BTU) | 2036 | SC C | MW | After Competition Groups | 0.24491 | 0 | 0 | 1284.201 | 0.00019071 | 53 | Commercial_2036_SC C_MW_After Competition Groups_53 | PTAC (12 EER/10,000 BTU) | 0.01907% | 0 | 0.24491 | Commercial_2036_SC C_MW_After Competition Groups_PTAC (12 EER/10,000 BTU)
Commercial | Com ¦ ECM MOTORS FOR HVAC APPLICATION (FAN-POWERED VAV BOX) | 2036 | SC C | MW | After Competition Groups | 0.24421 | 0 | 0 | 1284.201 | 0.00019017 | 54 | Commercial_2036_SC C_MW_After Competition Groups_54 | ECM MOTORS FOR HVAC APPLICATION (FAN-POWERED VAV BOX) | 0.01902% | 0 | 0.24421 | Commercial_2036_SC C_MW_After Competition Groups_ECM MOTORS FOR HVAC APPLICATION (FAN-POWERED VAV BOX)
Commercial | Com ¦ Solar Water Preheat (Pools/DHW) | 2036 | SC C | MW | After Competition Groups | 0.17403 | 0 | 0 | 1284.201 | 0.00013551 | 55 | Commercial_2036_SC C_MW_After Competition Groups_55 | Solar Water Preheat (Pools/DHW) | 0.01355% | 0 | 0.17403 | Commercial_2036_SC C_MW_After Competition Groups_Solar Water Preheat (Pools/DHW)
Commercial | Com ¦ CEE Tier 2/Energy Star Clothes Washers | 2036 | SC C | MW | After Competition Groups | 0.15144 | 0 | 0 | 1284.201 | 0.00011792 | 56 | Commercial_2036_SC C_MW_After Competition Groups_56 | CEE Tier 2/Energy Star Clothes Washers | 0.01179% | 0 | 0.15144 | Commercial_2036_SC C_MW_After Competition Groups_CEE Tier 2/Energy Star Clothes Washers
Commercial | Com ¦ Notched V belts for HVAC Systems | 2036 | SC C | MW | After Competition Groups | 0.14125 | 0 | 0 | 1284.201 | 0.00010999 | 57 | Commercial_2036_SC C_MW_After Competition Groups_57 | Notched V belts for HVAC Systems | 0.011% | 0 | 0.14125 | Commercial_2036_SC C_MW_After Competition Groups_Notched V belts for HVAC Systems
Commercial | Com ¦ Auto Off Time Switch or Time Clock control | 2036 | SC C | MW | After Competition Groups | 0.12755 | 0 | 0 | 1284.201 | 9.9324e-05 | 58 | Commercial_2036_SC C_MW_After Competition Groups_58 | Auto Off Time Switch or Time Clock control | 0.009932% | 0 | 0.12755 | Commercial_2036_SC C_MW_After Competition Groups_Auto Off Time Switch or Time Clock control
Commercial | Com ¦ HVAC Optimization | 2036 | SC C | MW | After Competition Groups | 0.11284 | 0 | 0 | 1284.201 | 8.7865e-05 | 59 | Commercial_2036_SC C_MW_After Competition Groups_59 | HVAC Optimization | 0.008787% | 0 | 0.11284 | Commercial_2036_SC C_MW_After Competition Groups_HVAC Optimization
Commercial | Com ¦ Demand controlled Circulating Systems | 2036 | SC C | MW | After Competition Groups | 0.10344 | 0 | 0 | 1284.201 | 8.0549e-05 | 60 | Commercial_2036_SC C_MW_After Competition Groups_60 | Demand controlled Circulating Systems | 0.008055% | 0 | 0.10344 | Commercial_2036_SC C_MW_After Competition Groups_Demand controlled Circulating Systems
Commercial | Com ¦ LED RECESSED DOWNLIGHTS | 2036 | SC C | MW | After Competition Groups | 0.092388 | 0 | 0 | 1284.201 | 7.1942e-05 | 61 | Commercial_2036_SC C_MW_After Competition Groups_61 | LED RECESSED DOWNLIGHTS | 0.007194% | 0 | 0.092388 | Commercial_2036_SC C_MW_After Competition Groups_LED RECESSED DOWNLIGHTS
Commercial | Com ¦ LLLC - High Impact Application | 2036 | SC C | MW | After Competition Groups | 0.086433 | 0 | 0 | 1284.201 | 6.7305e-05 | 62 | Commercial_2036_SC C_MW_After Competition Groups_62 | LLLC - High Impact Application | 0.00673% | 0 | 0.086433 | Commercial_2036_SC C_MW_After Competition Groups_LLLC - High Impact Application
Commercial | Com ¦ Low Flow Pre-Rinse Spray Nozzle | 2036 | SC C | MW | After Competition Groups | 0.075221 | 0 | 0 | 1284.201 | 5.8574e-05 | 63 | Commercial_2036_SC C_MW_After Competition Groups_63 | Low Flow Pre-Rinse Spray Nozzle | 0.005857% | 0 | 0.075221 | Commercial_2036_SC C_MW_After Competition Groups_Low Flow Pre-Rinse Spray Nozzle
Commercial | Com ¦ Commercial Hot Food Holding Cabinets | 2036 | SC C | MW | After Competition Groups | 0.072774 | 0 | 0 | 1284.201 | 5.6668e-05 | 64 | Commercial_2036_SC C_MW_After Competition Groups_64 | Commercial Hot Food Holding Cabinets | 0.005667% | 0 | 0.072774 | Commercial_2036_SC C_MW_After Competition Groups_Commercial Hot Food Holding Cabinets
Commercial | Com ¦ High Efficiency Small Instantaneous Water Heater | 2036 | SC C | MW | After Competition Groups | 0.061519 | 0 | 0 | 1284.201 | 4.7904e-05 | 65 | Commercial_2036_SC C_MW_After Competition Groups_65 | High Efficiency Small Instantaneous Water Heater | 0.00479% | 0 | 0.061519 | Commercial_2036_SC C_MW_After Competition Groups_High Efficiency Small Instantaneous Water Heater
Commercial | Com ¦ Efficient compressor motor | 2036 | SC C | MW | After Competition Groups | 0.058029 | 0 | 0 | 1284.201 | 4.5187e-05 | 66 | Commercial_2036_SC C_MW_After Competition Groups_66 | Efficient compressor motor | 0.004519% | 0 | 0.058029 | Commercial_2036_SC C_MW_After Competition Groups_Efficient compressor motor
Commercial | Com ¦ LLLC - Low Impact Application | 2036 | SC C | MW | After Competition Groups | 0.057347 | 0 | 0 | 1284.201 | 4.4655e-05 | 67 | Commercial_2036_SC C_MW_After Competition Groups_67 | LLLC - Low Impact Application | 0.004466% | 0 | 0.057347 | Commercial_2036_SC C_MW_After Competition Groups_LLLC - Low Impact Application
Commercial | Com ¦ Room AC (w/ louvered sides) 14 SEER from 12 SEER code | 2036 | SC C | MW | After Competition Groups | 0.043598 | 0 | 0 | 1284.201 | 3.3949e-05 | 68 | Commercial_2036_SC C_MW_After Competition Groups_68 | Room AC (w/ louvered sides) 14 SEER from 12 SEER code | 0.003395% | 0 | 0.043598 | Commercial_2036_SC C_MW_After Competition Groups_Room AC (w/ louvered sides) 14 SEER from 12 SEER code
Commercial | Com ¦ High Efficiency Chiller (avg of water and air cooled) | 2036 | SC C | MW | After Competition Groups | 0.03943 | 0 | 0 | 1284.201 | 3.0704e-05 | 69 | Commercial_2036_SC C_MW_After Competition Groups_69 | High Efficiency Chiller (avg of water and air cooled) | 0.00307% | 0 | 0.03943 | Commercial_2036_SC C_MW_After Competition Groups_High Efficiency Chiller (avg of water and air cooled)
Commercial | Com ¦ Wall Insulation | 2036 | SC C | MW | After Competition Groups | 0.039058 | 0 | 0 | 1284.201 | 3.0414e-05 | 70 | Commercial_2036_SC C_MW_After Competition Groups_70 | Wall Insulation | 0.003041% | 0 | 0.039058 | Commercial_2036_SC C_MW_After Competition Groups_Wall Insulation
Commercial | Com ¦ Condensing Unit Heaters or other Efficient Unit Heating System | 2036 | SC C | MW | After Competition Groups | 0.034679 | 0 | 0 | 1284.201 | 2.7004e-05 | 71 | Commercial_2036_SC C_MW_After Competition Groups_71 | Condensing Unit Heaters or other Efficient Unit Heating System | 0.0027% | 0 | 0.034679 | Commercial_2036_SC C_MW_After Competition Groups_Condensing Unit Heaters or other Efficient Unit Heating System
Commercial | Com ¦ Air Curtains | 2036 | SC C | MW | After Competition Groups | 0.028894 | 0 | 0 | 1284.201 | 2.25e-05 | 72 | Commercial_2036_SC C_MW_After Competition Groups_72 | Air Curtains | 0.00225% | 0 | 0.028894 | Commercial_2036_SC C_MW_After Competition Groups_Air Curtains
Commercial | Com ¦ VSD Air Compressor | 2036 | SC C | MW | After Competition Groups | 0.025853 | 0 | 0 | 1284.201 | 2.0132e-05 | 73 | Commercial_2036_SC C_MW_After Competition Groups_73 | VSD Air Compressor | 0.002013% | 0 | 0.025853 | Commercial_2036_SC C_MW_After Competition Groups_VSD Air Compressor
Commercial | Com ¦ Energy Recovery Ventilation and Ventilation (Enhanced) | 2036 | SC C | MW | After Competition Groups | 0.021648 | 0 | 0 | 1284.201 | 1.6857e-05 | 74 | Commercial_2036_SC C_MW_After Competition Groups_74 | Energy Recovery Ventilation and Ventilation (Enhanced) | 0.001686% | 0 | 0.021648 | Commercial_2036_SC C_MW_After Competition Groups_Energy Recovery Ventilation and Ventilation (Enhanced)
Commercial | Com ¦ EC Plug Fan for Data Center (under cabinet) | 2036 | SC C | MW | After Competition Groups | 0.0052089 | 0 | 0 | 1284.201 | 4.0562e-06 | 75 | Commercial_2036_SC C_MW_After Competition Groups_75 | EC Plug Fan for Data Center (under cabinet) | 0.0004056% | 0 | 0.0052089 | Commercial_2036_SC C_MW_After Competition Groups_EC Plug Fan for Data Center (under cabinet)
Commercial | Com ¦ Electric Convection Combination Ovens | 2036 | SC C | MW | After Competition Groups | 0.00037875 | 0 | 0 | 1284.201 | 2.9493e-07 | 76 | Commercial_2036_SC C_MW_After Competition Groups_76 | Electric Convection Combination Ovens | 2.949e-05% | 0 | 0.00037875 | Commercial_2036_SC C_MW_After Competition Groups_Electric Convection Combination Ovens
Commercial | Com ¦ Networked/Connected - High Impact Application | 2036 | SC C | MW | After Competition Groups | 0.00024708 | 0 | 0 | 1284.201 | 1.924e-07 | 77 | Commercial_2036_SC C_MW_After Competition Groups_77 | Networked/Connected - High Impact Application | 1.924e-05% | 0 | 0.00024708 | Commercial_2036_SC C_MW_After Competition Groups_Networked/Connected - High Impact Application
Commercial | Com ¦ Networked/Connected - Low Impact Application | 2036 | SC C | MW | After Competition Groups | 1.2074e-05 | 0 | 0 | 1284.201 | 9.4023e-09 | 78 | Commercial_2036_SC C_MW_After Competition Groups_78 | Networked/Connected - Low Impact Application | 9.402e-07% | 0 | 1.2074e-05 | Commercial_2036_SC C_MW_After Competition Groups_Networked/Connected - Low Impact Application
Commercial | Com ¦ Indoor Daylight Sensors/Photocell Dimming Control | 2036 | SC C | MW | After Competition Groups | 0 | 0 | 0 | 1284.201 | 0 | 79 | Commercial_2036_SC C_MW_After Competition Groups_79 | Indoor Daylight Sensors/Photocell Dimming Control | 0% | 0 | 0 | Commercial_2036_SC C_MW_After Competition Groups_Indoor Daylight Sensors/Photocell Dimming Control
Commercial | Com ¦ Variable Refrigerant Flow Heat Pump | 2036 | SC C | MW | After Competition Groups | 0 | 0 | 0 | 1284.201 | 0 | 80 | Commercial_2036_SC C_MW_After Competition Groups_80 | Variable Refrigerant Flow Heat Pump | 0% | 0 | 0 | Commercial_2036_SC C_MW_After Competition Groups_Variable Refrigerant Flow Heat Pump
Commercial | Com ¦ LED Low/High Bay | 2036 | SC D | MW | After Competition Groups | 150.9509 | 18776996.2974 | 18.777 | 1209.0769 | 0.12485 | 1 | Commercial_2036_SC D_MW_After Competition Groups_1 | LED Low/High Bay | 12.48% | 18.777 | 150.9509 | Commercial_2036_SC D_MW_After Competition Groups_LED Low/High Bay
Commercial | Com ¦ ENERGY STAR LED LAMPS (REFLECTOR LAMPs/MR16/PAR 16) | 2036 | SC D | MW | After Competition Groups | 128.4974 | 902041.5124 | 0.90204 | 1209.0769 | 0.10628 | 2 | Commercial_2036_SC D_MW_After Competition Groups_2 | ENERGY STAR LED LAMPS (REFLECTOR LAMPs/MR16/PAR 16) | 10.63% | 0.90204 | 128.4974 | Commercial_2036_SC D_MW_After Competition Groups_ENERGY STAR LED LAMPS (REFLECTOR LAMPs/MR16/PAR 16)
Commercial | Com ¦ LED Troffer/Surface/Suspended | 2036 | SC D | MW | After Competition Groups | 126.8544 | 13375046.5661 | 13.375 | 1209.0769 | 0.10492 | 3 | Commercial_2036_SC D_MW_After Competition Groups_3 | LED Troffer/Surface/Suspended | 10.49% | 13.375 | 126.8544 | Commercial_2036_SC D_MW_After Competition Groups_LED Troffer/Surface/Suspended
Commercial | Com ¦ Building Recommissioning, Operations and Maintenance (O&M) Improvements | 2036 | SC D | MW | After Competition Groups | 88.1035 | 7077088.1621 | 7.0771 | 1209.0769 | 0.072868 | 4 | Commercial_2036_SC D_MW_After Competition Groups_4 | Building Recommissioning, Operations and Maintenance (O&M) Improvements | 7.287% | 7.0771 | 88.1035 | Commercial_2036_SC D_MW_After Competition Groups_Building Recommissioning, Operations and Maintenance (O&M) Improvements
Commercial | Com ¦ High Efficiency Air Source Heat Pump | 2036 | SC D | MW | After Competition Groups | 87.9435 | 1422203.9226 | 1.4222 | 1209.0769 | 0.072736 | 5 | Commercial_2036_SC D_MW_After Competition Groups_5 | High Efficiency Air Source Heat Pump | 7.274% | 1.4222 | 87.9435 | Commercial_2036_SC D_MW_After Competition Groups_High Efficiency Air Source Heat Pump
Commercial | Com ¦ LED Replacement Lamp (Tube) | 2036 | SC D | MW | After Competition Groups | 86.1922 | 0 | 0 | 1209.0769 | 0.071288 | 6 | Commercial_2036_SC D_MW_After Competition Groups_6 | LED Replacement Lamp (Tube) | 7.129% | 0 | 86.1922 | Commercial_2036_SC D_MW_After Competition Groups_LED Replacement Lamp (Tube)
Commercial | Com ¦ Unitary Air-Conditioning Unit | 2036 | SC D | MW | After Competition Groups | 60.768 | 7350306.5881 | 7.3503 | 1209.0769 | 0.05026 | 7 | Commercial_2036_SC D_MW_After Competition Groups_7 | Unitary Air-Conditioning Unit | 5.026% | 7.3503 | 60.768 | Commercial_2036_SC D_MW_After Competition Groups_Unitary Air-Conditioning Unit
Commercial | Com ¦ Advanced BAS/Controllers | 2036 | SC D | MW | After Competition Groups | 49.9892 | 5538867.8387 | 5.5389 | 1209.0769 | 0.041345 | 8 | Commercial_2036_SC D_MW_After Competition Groups_8 | Advanced BAS/Controllers | 4.134% | 5.5389 | 49.9892 | Commercial_2036_SC D_MW_After Competition Groups_Advanced BAS/Controllers
Commercial | Com ¦ Education and Capacity Building/Energy Behavior | 2036 | SC D | MW | After Competition Groups | 36.2149 | 10034871.7993 | 10.0349 | 1209.0769 | 0.029953 | 9 | Commercial_2036_SC D_MW_After Competition Groups_9 | Education and Capacity Building/Energy Behavior | 2.995% | 10.0349 | 36.2149 | Commercial_2036_SC D_MW_After Competition Groups_Education and Capacity Building/Energy Behavior
Commercial | Com ¦ Adaptive Thermostats | 2036 | SC D | MW | After Competition Groups | 31.1102 | 3112155.2034 | 3.1122 | 1209.0769 | 0.025731 | 10 | Commercial_2036_SC D_MW_After Competition Groups_10 | Adaptive Thermostats | 2.573% | 3.1122 | 31.1102 | Commercial_2036_SC D_MW_After Competition Groups_Adaptive Thermostats
Commercial | Com ¦ Reach-in Shaded Pole to ECM/PSC Evaporator Fan Motor | 2036 | SC D | MW | After Competition Groups | 30.1224 | 2344849.4628 | 2.3448 | 1209.0769 | 0.024914 | 11 | Commercial_2036_SC D_MW_After Competition Groups_11 | Reach-in Shaded Pole to ECM/PSC Evaporator Fan Motor | 2.491% | 2.3448 | 30.1224 | Commercial_2036_SC D_MW_After Competition Groups_Reach-in Shaded Pole to ECM/PSC Evaporator Fan Motor
Commercial | Com ¦ Data Center Storage/Server Virtualization | 2036 | SC D | MW | After Competition Groups | 27.9539 | 0 | 0 | 1209.0769 | 0.02312 | 12 | Commercial_2036_SC D_MW_After Competition Groups_12 | Data Center Storage/Server Virtualization | 2.312% | 0 | 27.9539 | Commercial_2036_SC D_MW_After Competition Groups_Data Center Storage/Server Virtualization
Commercial | Com ¦ Strip Curtains | 2036 | SC D | MW | After Competition Groups | 25.7145 | 161264.2969 | 0.16126 | 1209.0769 | 0.021268 | 13 | Commercial_2036_SC D_MW_After Competition Groups_13 | Strip Curtains | 2.127% | 0.16126 | 25.7145 | Commercial_2036_SC D_MW_After Competition Groups_Strip Curtains
Commercial | Com ¦ Refrigerated Display Case Doors | 2036 | SC D | MW | After Competition Groups | 24.9458 | 2329335.7136 | 2.3293 | 1209.0769 | 0.020632 | 14 | Commercial_2036_SC D_MW_After Competition Groups_14 | Refrigerated Display Case Doors | 2.063% | 2.3293 | 24.9458 | Commercial_2036_SC D_MW_After Competition Groups_Refrigerated Display Case Doors
Commercial | Com ¦ Chilled Water Optimization | 2036 | SC D | MW | After Competition Groups | 22.0728 | 1854472.4695 | 1.8545 | 1209.0769 | 0.018256 | 15 | Commercial_2036_SC D_MW_After Competition Groups_15 | Chilled Water Optimization | 1.826% | 1.8545 | 22.0728 | Commercial_2036_SC D_MW_After Competition Groups_Chilled Water Optimization
Commercial | Com ¦ Furnace Tune-Up | 2036 | SC D | MW | After Competition Groups | 21.9397 | 87070.2169 | 0.08707 | 1209.0769 | 0.018146 | 16 | Commercial_2036_SC D_MW_After Competition Groups_16 | Furnace Tune-Up | 1.815% | 0.08707 | 21.9397 | Commercial_2036_SC D_MW_After Competition Groups_Furnace Tune-Up
Commercial | Com ¦ Centrally controlled desktop PC/NETWORK PC POWER MANAGEMENT SOFTWARE | 2036 | SC D | MW | After Competition Groups | 18.4109 | 738520.082 | 0.73852 | 1209.0769 | 0.015227 | 17 | Commercial_2036_SC D_MW_After Competition Groups_17 | Centrally controlled desktop PC/NETWORK PC POWER MANAGEMENT SOFTWARE | 1.523% | 0.73852 | 18.4109 | Commercial_2036_SC D_MW_After Competition Groups_Centrally controlled desktop PC/NETWORK PC POWER MANAGEMENT SOFTWARE
Commercial | Com ¦ LED or Equivalent Sign Lighting | 2036 | SC D | MW | After Competition Groups | 18.2391 | 766625.0163 | 0.76663 | 1209.0769 | 0.015085 | 18 | Commercial_2036_SC D_MW_After Competition Groups_18 | LED or Equivalent Sign Lighting | 1.509% | 0.76663 | 18.2391 | Commercial_2036_SC D_MW_After Competition Groups_LED or Equivalent Sign Lighting
Commercial | Com ¦ Demand Control Ventilation | 2036 | SC D | MW | After Competition Groups | 16.4955 | 1375850.4017 | 1.3759 | 1209.0769 | 0.013643 | 19 | Commercial_2036_SC D_MW_After Competition Groups_19 | Demand Control Ventilation | 1.364% | 1.3759 | 16.4955 | Commercial_2036_SC D_MW_After Competition Groups_Demand Control Ventilation
Commercial | Com ¦ ENERGY STAR LED LAMPS (General Service Lamps) | 2036 | SC D | MW | After Competition Groups | 15.6102 | 156509.2989 | 0.15651 | 1209.0769 | 0.012911 | 20 | Commercial_2036_SC D_MW_After Competition Groups_20 | ENERGY STAR LED LAMPS (General Service Lamps) | 1.291% | 0.15651 | 15.6102 | Commercial_2036_SC D_MW_After Competition Groups_ENERGY STAR LED LAMPS (General Service Lamps)
Commercial | Com ¦ Variable Frequency Drive (VFD) | 2036 | SC D | MW | After Competition Groups | 15.029 | 1127739.5278 | 1.1277 | 1209.0769 | 0.01243 | 21 | Commercial_2036_SC D_MW_After Competition Groups_21 | Variable Frequency Drive (VFD) | 1.243% | 1.1277 | 15.029 | Commercial_2036_SC D_MW_After Competition Groups_Variable Frequency Drive (VFD)
Commercial | Com ¦ VFD on Pumps | 2036 | SC D | MW | After Competition Groups | 13.9594 | 1094852.5329 | 1.0949 | 1209.0769 | 0.011546 | 22 | Commercial_2036_SC D_MW_After Competition Groups_22 | VFD on Pumps | 1.155% | 1.0949 | 13.9594 | Commercial_2036_SC D_MW_After Competition Groups_VFD on Pumps
Commercial | Com ¦ Refrigerated Display Case LED | 2036 | SC D | MW | After Competition Groups | 10.4318 | 800973.7172 | 0.80097 | 1209.0769 | 0.0086279 | 23 | Commercial_2036_SC D_MW_After Competition Groups_23 | Refrigerated Display Case LED | 0.8628% | 0.80097 | 10.4318 | Commercial_2036_SC D_MW_After Competition Groups_Refrigerated Display Case LED
Commercial | Com ¦ ECM MOTORS FOR EVAPORATOR FANS for refrigeration (WALK-IN) | 2036 | SC D | MW | After Competition Groups | 7.8473 | 886720.4944 | 0.88672 | 1209.0769 | 0.0064904 | 24 | Commercial_2036_SC D_MW_After Competition Groups_24 | ECM MOTORS FOR EVAPORATOR FANS for refrigeration (WALK-IN) | 0.649% | 0.88672 | 7.8473 | Commercial_2036_SC D_MW_After Competition Groups_ECM MOTORS FOR EVAPORATOR FANS for refrigeration (WALK-IN)
Commercial | Com ¦ Door Gasket Freezer/Refrigerator | 2036 | SC D | MW | After Competition Groups | 7.7381 | 321854.9443 | 0.32185 | 1209.0769 | 0.0064 | 25 | Commercial_2036_SC D_MW_After Competition Groups_25 | Door Gasket Freezer/Refrigerator | 0.64% | 0.32185 | 7.7381 | Commercial_2036_SC D_MW_After Competition Groups_Door Gasket Freezer/Refrigerator
Commercial | Com ¦ Demand Control Kitchen Ventilation | 2036 | SC D | MW | After Competition Groups | 7.1147 | 1014530.6678 | 1.0145 | 1209.0769 | 0.0058844 | 26 | Commercial_2036_SC D_MW_After Competition Groups_26 | Demand Control Kitchen Ventilation | 0.5884% | 1.0145 | 7.1147 | Commercial_2036_SC D_MW_After Competition Groups_Demand Control Kitchen Ventilation
Commercial | Com ¦ LED EXTERIOR AREA LIGHTS - LED fixture (200W) | 2036 | SC D | MW | After Competition Groups | 6.8601 | 0 | 0 | 1209.0769 | 0.0056738 | 27 | Commercial_2036_SC D_MW_After Competition Groups_27 | LED EXTERIOR AREA LIGHTS - LED fixture (200W) | 0.5674% | 0 | 6.8601 | Commercial_2036_SC D_MW_After Competition Groups_LED EXTERIOR AREA LIGHTS - LED fixture (200W)
Commercial | Com ¦ Evaporator Fan Controls | 2036 | SC D | MW | After Competition Groups | 6.6614 | 151062.7909 | 0.15106 | 1209.0769 | 0.0055095 | 28 | Commercial_2036_SC D_MW_After Competition Groups_28 | Evaporator Fan Controls | 0.5509% | 0.15106 | 6.6614 | Commercial_2036_SC D_MW_After Competition Groups_Evaporator Fan Controls
Commercial | Com ¦ LED parking lot fixture | 2036 | SC D | MW | After Competition Groups | 6.6021 | 1209561.6234 | 1.2096 | 1209.0769 | 0.0054605 | 29 | Commercial_2036_SC D_MW_After Competition Groups_29 | LED parking lot fixture | 0.546% | 1.2096 | 6.6021 | Commercial_2036_SC D_MW_After Competition Groups_LED parking lot fixture
Commercial | Com ¦ Air Handler with Dedicated Outdoor Air Systems | 2036 | SC D | MW | After Competition Groups | 6.5674 | 220070.2955 | 0.22007 | 1209.0769 | 0.0054317 | 30 | Commercial_2036_SC D_MW_After Competition Groups_30 | Air Handler with Dedicated Outdoor Air Systems | 0.5432% | 0.22007 | 6.5674 | Commercial_2036_SC D_MW_After Competition Groups_Air Handler with Dedicated Outdoor Air Systems
Commercial | Com ¦ ENERGY STAR Griddle (74% eff) | 2036 | SC D | MW | After Competition Groups | 5.5995 | 218496.7633 | 0.2185 | 1209.0769 | 0.0046313 | 31 | Commercial_2036_SC D_MW_After Competition Groups_31 | ENERGY STAR Griddle (74% eff) | 0.4631% | 0.2185 | 5.5995 | Commercial_2036_SC D_MW_After Competition Groups_ENERGY STAR Griddle (74% eff)
Commercial | Com ¦ Occupancy Sensors | 2036 | SC D | MW | After Competition Groups | 5.1669 | 8056.5097 | 0.0080565 | 1209.0769 | 0.0042734 | 32 | Commercial_2036_SC D_MW_After Competition Groups_32 | Occupancy Sensors | 0.4273% | 0.0080565 | 5.1669 | Commercial_2036_SC D_MW_After Competition Groups_Occupancy Sensors
Commercial | Com ¦ Water Source Heat Pump (4 ton) | 2036 | SC D | MW | After Competition Groups | 4.756 | 634832.8411 | 0.63483 | 1209.0769 | 0.0039336 | 33 | Commercial_2036_SC D_MW_After Competition Groups_33 | Water Source Heat Pump (4 ton) | 0.3934% | 0.63483 | 4.756 | Commercial_2036_SC D_MW_After Competition Groups_Water Source Heat Pump (4 ton)
Commercial | Com ¦ Freezer Case Light Sensor | 2036 | SC D | MW | After Competition Groups | 4.7433 | 671109.5477 | 0.67111 | 1209.0769 | 0.0039231 | 34 | Commercial_2036_SC D_MW_After Competition Groups_34 | Freezer Case Light Sensor | 0.3923% | 0.67111 | 4.7433 | Commercial_2036_SC D_MW_After Competition Groups_Freezer Case Light Sensor
Commercial | Com ¦ Duct Insulation, R8 | 2036 | SC D | MW | After Competition Groups | 4.0405 | 284329.0181 | 0.28433 | 1209.0769 | 0.0033418 | 35 | Commercial_2036_SC D_MW_After Competition Groups_35 | Duct Insulation, R8 | 0.3342% | 0.28433 | 4.0405 | Commercial_2036_SC D_MW_After Competition Groups_Duct Insulation, R8
Commercial | Com ¦ LED street light fixture | 2036 | SC D | MW | After Competition Groups | 3.3643 | 0 | 0 | 1209.0769 | 0.0027826 | 36 | Commercial_2036_SC D_MW_After Competition Groups_36 | LED street light fixture | 0.2783% | 0 | 3.3643 | Commercial_2036_SC D_MW_After Competition Groups_LED street light fixture
Commercial | Com ¦ BEVERAGE VENDING MACHINE CONTROLS | 2036 | SC D | MW | After Competition Groups | 2.9784 | 160893.1792 | 0.16089 | 1209.0769 | 0.0024634 | 37 | Commercial_2036_SC D_MW_After Competition Groups_37 | BEVERAGE VENDING MACHINE CONTROLS | 0.2463% | 0.16089 | 2.9784 | Commercial_2036_SC D_MW_After Competition Groups_BEVERAGE VENDING MACHINE CONTROLS
Commercial | Com ¦ Elec Storage WH 2.30 Et | 2036 | SC D | MW | After Competition Groups | 2.5486 | 302461.9821 | 0.30246 | 1209.0769 | 0.0021079 | 38 | Commercial_2036_SC D_MW_After Competition Groups_38 | Elec Storage WH 2.30 Et | 0.2108% | 0.30246 | 2.5486 | Commercial_2036_SC D_MW_After Competition Groups_Elec Storage WH 2.30 Et
Commercial | Com ¦ Temperature Adjustment in Commercial Freezers | 2036 | SC D | MW | After Competition Groups | 2.4373 | 0 | 0 | 1209.0769 | 0.0020158 | 39 | Commercial_2036_SC D_MW_After Competition Groups_39 | Temperature Adjustment in Commercial Freezers | 0.2016% | 0 | 2.4373 | Commercial_2036_SC D_MW_After Competition Groups_Temperature Adjustment in Commercial Freezers
Commercial | Com ¦ Vertical Night Covers | 2036 | SC D | MW | After Competition Groups | 1.9325 | 74583.2132 | 0.074583 | 1209.0769 | 0.0015984 | 40 | Commercial_2036_SC D_MW_After Competition Groups_40 | Vertical Night Covers | 0.1598% | 0.074583 | 1.9325 | Commercial_2036_SC D_MW_After Competition Groups_Vertical Night Covers
Commercial | Com ¦ CO Sensors for parking garage exhaust fans | 2036 | SC D | MW | After Competition Groups | 1.8053 | 199411.9673 | 0.19941 | 1209.0769 | 0.0014931 | 41 | Commercial_2036_SC D_MW_After Competition Groups_41 | CO Sensors for parking garage exhaust fans | 0.1493% | 0.19941 | 1.8053 | Commercial_2036_SC D_MW_After Competition Groups_CO Sensors for parking garage exhaust fans
Commercial | Com ¦ ENERGY STAR Fryer (84% eff) | 2036 | SC D | MW | After Competition Groups | 1.6534 | 115449.9237 | 0.11545 | 1209.0769 | 0.0013675 | 42 | Commercial_2036_SC D_MW_After Competition Groups_42 | ENERGY STAR Fryer (84% eff) | 0.1367% | 0.11545 | 1.6534 | Commercial_2036_SC D_MW_After Competition Groups_ENERGY STAR Fryer (84% eff)
Commercial | Com ¦ Energy Efficient Laboratory Fume Hood | 2036 | SC D | MW | After Competition Groups | 1.6319 | 171720.3629 | 0.17172 | 1209.0769 | 0.0013497 | 43 | Commercial_2036_SC D_MW_After Competition Groups_43 | Energy Efficient Laboratory Fume Hood | 0.135% | 0.17172 | 1.6319 | Commercial_2036_SC D_MW_After Competition Groups_Energy Efficient Laboratory Fume Hood
Commercial | Com ¦ Outside Air Economizer | 2036 | SC D | MW | After Competition Groups | 1.5988 | 108881.1341 | 0.10888 | 1209.0769 | 0.0013223 | 44 | Commercial_2036_SC D_MW_After Competition Groups_44 | Outside Air Economizer | 0.1322% | 0.10888 | 1.5988 | Commercial_2036_SC D_MW_After Competition Groups_Outside Air Economizer
Commercial | Com ¦ Water Heating (DHW) Pipe Insulation (Add 3/4\ Foam)" | 2036 | SC D | MW | After Competition Groups | 1.4757 | 130438.2202 | 0.13044 | 1209.0769 | 0.0012206 | 45 | Commercial_2036_SC D_MW_After Competition Groups_45 | Water Heating (DHW) Pipe Insulation (Add 3/4\ Foam)" | 0.1221% | 0.13044 | 1.4757 | Commercial_2036_SC D_MW_After Competition Groups_Water Heating (DHW) Pipe Insulation (Add 3/4\ Foam)"
Commercial | Com ¦ ENERGY STAR Steam Cookers | 2036 | SC D | MW | After Competition Groups | 1.0635 | 73636.7253 | 0.073637 | 1209.0769 | 0.00087959 | 46 | Commercial_2036_SC D_MW_After Competition Groups_46 | ENERGY STAR Steam Cookers | 0.08796% | 0.073637 | 1.0635 | Commercial_2036_SC D_MW_After Competition Groups_ENERGY STAR Steam Cookers
Commercial | Com ¦ Suction Pipe Insulation Freezer/Refrigerator | 2036 | SC D | MW | After Competition Groups | 0.97504 | 72147.2892 | 0.072147 | 1209.0769 | 0.00080644 | 47 | Commercial_2036_SC D_MW_After Competition Groups_47 | Suction Pipe Insulation Freezer/Refrigerator | 0.08064% | 0.072147 | 0.97504 | Commercial_2036_SC D_MW_After Competition Groups_Suction Pipe Insulation Freezer/Refrigerator
Commercial | Com ¦ ENERGY STAR Dishwasher | 2036 | SC D | MW | After Competition Groups | 0.7533 | 38787.1967 | 0.038787 | 1209.0769 | 0.00062304 | 48 | Commercial_2036_SC D_MW_After Competition Groups_48 | ENERGY STAR Dishwasher | 0.0623% | 0.038787 | 0.7533 | Commercial_2036_SC D_MW_After Competition Groups_ENERGY STAR Dishwasher
Commercial | Com ¦ Thermostat Setback | 2036 | SC D | MW | After Competition Groups | 0.73453 | 0 | 0 | 1209.0769 | 0.00060751 | 49 | Commercial_2036_SC D_MW_After Competition Groups_49 | Thermostat Setback | 0.06075% | 0 | 0.73453 | Commercial_2036_SC D_MW_After Competition Groups_Thermostat Setback
Commercial | Com ¦ Condensing Make Up Air Unit | 2036 | SC D | MW | After Competition Groups | 0.49 | 77933.9855 | 0.077934 | 1209.0769 | 0.00040527 | 50 | Commercial_2036_SC D_MW_After Competition Groups_50 | Condensing Make Up Air Unit | 0.04053% | 0.077934 | 0.49 | Commercial_2036_SC D_MW_After Competition Groups_Condensing Make Up Air Unit
Commercial | Com ¦ Ozone Laundry Treatment | 2036 | SC D | MW | After Competition Groups | 0.38862 | 41422.0306 | 0.041422 | 1209.0769 | 0.00032142 | 51 | Commercial_2036_SC D_MW_After Competition Groups_51 | Ozone Laundry Treatment | 0.03214% | 0.041422 | 0.38862 | Commercial_2036_SC D_MW_After Competition Groups_Ozone Laundry Treatment
Commercial | COM ¦ Ductless Mini-Split Heat Pumps | 2036 | SC D | MW | After Competition Groups | 0.26277 | 243.6592 | 0.00024366 | 1209.0769 | 0.00021733 | 52 | Commercial_2036_SC D_MW_After Competition Groups_52 | Ductless Mini-Split Heat Pumps | 0.02173% | 0.00024366 | 0.26277 | Commercial_2036_SC D_MW_After Competition Groups_Ductless Mini-Split Heat Pumps
Commercial | Com ¦ PTAC (12 EER/10,000 BTU) | 2036 | SC D | MW | After Competition Groups | 0.23537 | 22300.4209 | 0.0223 | 1209.0769 | 0.00019467 | 53 | Commercial_2036_SC D_MW_After Competition Groups_53 | PTAC (12 EER/10,000 BTU) | 0.01947% | 0.0223 | 0.23537 | Commercial_2036_SC D_MW_After Competition Groups_PTAC (12 EER/10,000 BTU)
Commercial | Com ¦ ECM MOTORS FOR HVAC APPLICATION (FAN-POWERED VAV BOX) | 2036 | SC D | MW | After Competition Groups | 0.23201 | 24225.499 | 0.024225 | 1209.0769 | 0.00019189 | 54 | Commercial_2036_SC D_MW_After Competition Groups_54 | ECM MOTORS FOR HVAC APPLICATION (FAN-POWERED VAV BOX) | 0.01919% | 0.024225 | 0.23201 | Commercial_2036_SC D_MW_After Competition Groups_ECM MOTORS FOR HVAC APPLICATION (FAN-POWERED VAV BOX)
Commercial | Com ¦ Solar Water Preheat (Pools/DHW) | 2036 | SC D | MW | After Competition Groups | 0.17403 | 4753.0789 | 0.0047531 | 1209.0769 | 0.00014393 | 55 | Commercial_2036_SC D_MW_After Competition Groups_55 | Solar Water Preheat (Pools/DHW) | 0.01439% | 0.0047531 | 0.17403 | Commercial_2036_SC D_MW_After Competition Groups_Solar Water Preheat (Pools/DHW)
Commercial | Com ¦ CEE Tier 2/Energy Star Clothes Washers | 2036 | SC D | MW | After Competition Groups | 0.1439 | 6018.9679 | 0.006019 | 1209.0769 | 0.00011901 | 56 | Commercial_2036_SC D_MW_After Competition Groups_56 | CEE Tier 2/Energy Star Clothes Washers | 0.0119% | 0.006019 | 0.1439 | Commercial_2036_SC D_MW_After Competition Groups_CEE Tier 2/Energy Star Clothes Washers
Commercial | Com ¦ Auto Off Time Switch or Time Clock control | 2036 | SC D | MW | After Competition Groups | 0.12755 | 86.0037 | 8.6004e-05 | 1209.0769 | 0.0001055 | 57 | Commercial_2036_SC D_MW_After Competition Groups_57 | Auto Off Time Switch or Time Clock control | 0.01055% | 8.6004e-05 | 0.12755 | Commercial_2036_SC D_MW_After Competition Groups_Auto Off Time Switch or Time Clock control
Commercial | Com ¦ Notched V belts for HVAC Systems | 2036 | SC D | MW | After Competition Groups | 0.12527 | 8147.0706 | 0.0081471 | 1209.0769 | 0.00010361 | 58 | Commercial_2036_SC D_MW_After Competition Groups_58 | Notched V belts for HVAC Systems | 0.01036% | 0.0081471 | 0.12527 | Commercial_2036_SC D_MW_After Competition Groups_Notched V belts for HVAC Systems
Commercial | Com ¦ HVAC Optimization | 2036 | SC D | MW | After Competition Groups | 0.11284 | 203.3816 | 0.00020338 | 1209.0769 | 9.3324e-05 | 59 | Commercial_2036_SC D_MW_After Competition Groups_59 | HVAC Optimization | 0.009332% | 0.00020338 | 0.11284 | Commercial_2036_SC D_MW_After Competition Groups_HVAC Optimization
Commercial | Com ¦ Demand controlled Circulating Systems | 2036 | SC D | MW | After Competition Groups | 0.10242 | 8804.0598 | 0.0088041 | 1209.0769 | 8.4707e-05 | 60 | Commercial_2036_SC D_MW_After Competition Groups_60 | Demand controlled Circulating Systems | 0.008471% | 0.0088041 | 0.10242 | Commercial_2036_SC D_MW_After Competition Groups_Demand controlled Circulating Systems
Commercial | Com ¦ Low Flow Pre-Rinse Spray Nozzle | 2036 | SC D | MW | After Competition Groups | 0.074969 | 1376.7339 | 0.0013767 | 1209.0769 | 6.2005e-05 | 61 | Commercial_2036_SC D_MW_After Competition Groups_61 | Low Flow Pre-Rinse Spray Nozzle | 0.006201% | 0.0013767 | 0.074969 | Commercial_2036_SC D_MW_After Competition Groups_Low Flow Pre-Rinse Spray Nozzle
Commercial | Com ¦ LED RECESSED DOWNLIGHTS | 2036 | SC D | MW | After Competition Groups | 0.074456 | 17302.5014 | 0.017303 | 1209.0769 | 6.1581e-05 | 62 | Commercial_2036_SC D_MW_After Competition Groups_62 | LED RECESSED DOWNLIGHTS | 0.006158% | 0.017303 | 0.074456 | Commercial_2036_SC D_MW_After Competition Groups_LED RECESSED DOWNLIGHTS
Commercial | Com ¦ Commercial Hot Food Holding Cabinets | 2036 | SC D | MW | After Competition Groups | 0.072774 | 3699.1769 | 0.0036992 | 1209.0769 | 6.0189e-05 | 63 | Commercial_2036_SC D_MW_After Competition Groups_63 | Commercial Hot Food Holding Cabinets | 0.006019% | 0.0036992 | 0.072774 | Commercial_2036_SC D_MW_After Competition Groups_Commercial Hot Food Holding Cabinets
Commercial | Com ¦ High Efficiency Small Instantaneous Water Heater | 2036 | SC D | MW | After Competition Groups | 0.05113 | 10687.846 | 0.010688 | 1209.0769 | 4.2289e-05 | 64 | Commercial_2036_SC D_MW_After Competition Groups_64 | High Efficiency Small Instantaneous Water Heater | 0.004229% | 0.010688 | 0.05113 | Commercial_2036_SC D_MW_After Competition Groups_High Efficiency Small Instantaneous Water Heater
Commercial | Com ¦ Room AC (w/ louvered sides) 14 SEER from 12 SEER code | 2036 | SC D | MW | After Competition Groups | 0.043554 | 5780.0152 | 0.00578 | 1209.0769 | 3.6023e-05 | 65 | Commercial_2036_SC D_MW_After Competition Groups_65 | Room AC (w/ louvered sides) 14 SEER from 12 SEER code | 0.003602% | 0.00578 | 0.043554 | Commercial_2036_SC D_MW_After Competition Groups_Room AC (w/ louvered sides) 14 SEER from 12 SEER code
Commercial | Com ¦ Wall Insulation | 2036 | SC D | MW | After Competition Groups | 0.034628 | 425.6424 | 0.00042564 | 1209.0769 | 2.864e-05 | 66 | Commercial_2036_SC D_MW_After Competition Groups_66 | Wall Insulation | 0.002864% | 0.00042564 | 0.034628 | Commercial_2036_SC D_MW_After Competition Groups_Wall Insulation
Commercial | Com ¦ Condensing Unit Heaters or other Efficient Unit Heating System | 2036 | SC D | MW | After Competition Groups | 0.03456 | 0 | 0 | 1209.0769 | 2.8584e-05 | 67 | Commercial_2036_SC D_MW_After Competition Groups_67 | Condensing Unit Heaters or other Efficient Unit Heating System | 0.002858% | 0 | 0.03456 | Commercial_2036_SC D_MW_After Competition Groups_Condensing Unit Heaters or other Efficient Unit Heating System
Commercial | Com ¦ VSD Air Compressor | 2036 | SC D | MW | After Competition Groups | 0.025853 | 559.0381 | 0.00055904 | 1209.0769 | 2.1383e-05 | 68 | Commercial_2036_SC D_MW_After Competition Groups_68 | VSD Air Compressor | 0.002138% | 0.00055904 | 0.025853 | Commercial_2036_SC D_MW_After Competition Groups_VSD Air Compressor
Commercial | Com ¦ Air Curtains | 2036 | SC D | MW | After Competition Groups | 0.025471 | 2627.2598 | 0.0026273 | 1209.0769 | 2.1066e-05 | 69 | Commercial_2036_SC D_MW_After Competition Groups_69 | Air Curtains | 0.002107% | 0.0026273 | 0.025471 | Commercial_2036_SC D_MW_After Competition Groups_Air Curtains
Commercial | Com ¦ High Efficiency Chiller (avg of water and air cooled) | 2036 | SC D | MW | After Competition Groups | 0.017557 | 1510.504 | 0.0015105 | 1209.0769 | 1.4521e-05 | 70 | Commercial_2036_SC D_MW_After Competition Groups_70 | High Efficiency Chiller (avg of water and air cooled) | 0.001452% | 0.0015105 | 0.017557 | Commercial_2036_SC D_MW_After Competition Groups_High Efficiency Chiller (avg of water and air cooled)
Commercial | Com ¦ Energy Recovery Ventilation and Ventilation (Enhanced) | 2036 | SC D | MW | After Competition Groups | 0.013899 | 0 | 0 | 1209.0769 | 1.1495e-05 | 71 | Commercial_2036_SC D_MW_After Competition Groups_71 | Energy Recovery Ventilation and Ventilation (Enhanced) | 0.00115% | 0 | 0.013899 | Commercial_2036_SC D_MW_After Competition Groups_Energy Recovery Ventilation and Ventilation (Enhanced)
Commercial | Com ¦ Efficient compressor motor | 2036 | SC D | MW | After Competition Groups | 0.0080281 | 2791.4981 | 0.0027915 | 1209.0769 | 6.6399e-06 | 72 | Commercial_2036_SC D_MW_After Competition Groups_72 | Efficient compressor motor | 0.000664% | 0.0027915 | 0.0080281 | Commercial_2036_SC D_MW_After Competition Groups_Efficient compressor motor
Commercial | Com ¦ EC Plug Fan for Data Center (under cabinet) | 2036 | SC D | MW | After Competition Groups | 0.0046158 | 885.2393 | 0.00088524 | 1209.0769 | 3.8176e-06 | 73 | Commercial_2036_SC D_MW_After Competition Groups_73 | EC Plug Fan for Data Center (under cabinet) | 0.0003818% | 0.00088524 | 0.0046158 | Commercial_2036_SC D_MW_After Competition Groups_EC Plug Fan for Data Center (under cabinet)
Commercial | Com ¦ LLLC - High Impact Application | 2036 | SC D | MW | After Competition Groups | 0.00077182 | 0.0040886 | 4.0886e-09 | 1209.0769 | 6.3836e-07 | 74 | Commercial_2036_SC D_MW_After Competition Groups_74 | LLLC - High Impact Application | 6.384e-05% | 4.0886e-09 | 0.00077182 | Commercial_2036_SC D_MW_After Competition Groups_LLLC - High Impact Application
Commercial | Com ¦ Electric Convection Combination Ovens | 2036 | SC D | MW | After Competition Groups | 0.00037875 | 3.3182 | 3.3182e-06 | 1209.0769 | 3.1326e-07 | 75 | Commercial_2036_SC D_MW_After Competition Groups_75 | Electric Convection Combination Ovens | 3.133e-05% | 3.3182e-06 | 0.00037875 | Commercial_2036_SC D_MW_After Competition Groups_Electric Convection Combination Ovens
Commercial | Com ¦ LLLC - Low Impact Application | 2036 | SC D | MW | After Competition Groups | 8.9608e-05 | 0.044302 | 4.4302e-08 | 1209.0769 | 7.4113e-08 | 76 | Commercial_2036_SC D_MW_After Competition Groups_76 | LLLC - Low Impact Application | 7.411e-06% | 4.4302e-08 | 8.9608e-05 | Commercial_2036_SC D_MW_After Competition Groups_LLLC - Low Impact Application
Commercial | Com ¦ Networked/Connected - Low Impact Application | 2036 | SC D | MW | After Competition Groups | 1.9298e-08 | 1.9019e-06 | 1.9019e-12 | 1209.0769 | 1.5961e-11 | 77 | Commercial_2036_SC D_MW_After Competition Groups_77 | Networked/Connected - Low Impact Application | 1.596e-09% | 1.9019e-12 | 1.9298e-08 | Commercial_2036_SC D_MW_After Competition Groups_Networked/Connected - Low Impact Application
Commercial | Com ¦ Networked/Connected - High Impact Application | 2036 | SC D | MW | After Competition Groups | 2.891e-09 | 1.7009e-05 | 1.7009e-11 | 1209.0769 | 2.3911e-12 | 78 | Commercial_2036_SC D_MW_After Competition Groups_78 | Networked/Connected - High Impact Application | 2.391e-10% | 1.7009e-11 | 2.891e-09 | Commercial_2036_SC D_MW_After Competition Groups_Networked/Connected - High Impact Application
Commercial | Com ¦ Indoor Daylight Sensors/Photocell Dimming Control | 2036 | SC D | MW | After Competition Groups | 0 | 0 | 0 | 1209.0769 | 0 | 79 | Commercial_2036_SC D_MW_After Competition Groups_79 | Indoor Daylight Sensors/Photocell Dimming Control | 0% | 0 | 0 | Commercial_2036_SC D_MW_After Competition Groups_Indoor Daylight Sensors/Photocell Dimming Control
Commercial | Com ¦ Variable Refrigerant Flow Heat Pump | 2036 | SC D | MW | After Competition Groups | 0 | 0 | 0 | 1209.0769 | 0 | 80 | Commercial_2036_SC D_MW_After Competition Groups_80 | Variable Refrigerant Flow Heat Pump | 0% | 0 | 0 | Commercial_2036_SC D_MW_After Competition Groups_Variable Refrigerant Flow Heat Pump
Commercial | Com ¦ Central Lighting Control System | 2036 | Technical | MW | After Competition Groups | 282.1601 | 0 | 0 | 2677.8033 | 0.10537 | 1 | Commercial_2036_Technical_MW_After Competition Groups_1 | Central Lighting Control System | 10.54% | 0 | 282.1601 | Commercial_2036_Technical_MW_After Competition Groups_Central Lighting Control System
Commercial | Com ¦ Building Recommissioning, Operations and Maintenance (O&M) Improvements | 2036 | Technical | MW | After Competition Groups | 219.3245 | 0 | 0 | 2677.8033 | 0.081905 | 2 | Commercial_2036_Technical_MW_After Competition Groups_2 | Building Recommissioning, Operations and Maintenance (O&M) Improvements | 8.19% | 0 | 219.3245 | Commercial_2036_Technical_MW_After Competition Groups_Building Recommissioning, Operations and Maintenance (O&M) Improvements
Commercial | Com ¦ High Efficiency Air Source Heat Pump | 2036 | Technical | MW | After Competition Groups | 211.6808 | 0 | 0 | 2677.8033 | 0.07905 | 3 | Commercial_2036_Technical_MW_After Competition Groups_3 | High Efficiency Air Source Heat Pump | 7.905% | 0 | 211.6808 | Commercial_2036_Technical_MW_After Competition Groups_High Efficiency Air Source Heat Pump
Commercial | Com ¦ Education and Capacity Building/Energy Behavior | 2036 | Technical | MW | After Competition Groups | 197.6844 | 0 | 0 | 2677.8033 | 0.073823 | 4 | Commercial_2036_Technical_MW_After Competition Groups_4 | Education and Capacity Building/Energy Behavior | 7.382% | 0 | 197.6844 | Commercial_2036_Technical_MW_After Competition Groups_Education and Capacity Building/Energy Behavior
Commercial | Com ¦ LED Low/High Bay | 2036 | Technical | MW | After Competition Groups | 157.6863 | 0 | 0 | 2677.8033 | 0.058886 | 5 | Commercial_2036_Technical_MW_After Competition Groups_5 | LED Low/High Bay | 5.889% | 0 | 157.6863 | Commercial_2036_Technical_MW_After Competition Groups_LED Low/High Bay
Commercial | Com ¦ Variable Refrigerant Flow Heat Pump | 2036 | Technical | MW | After Competition Groups | 152.2936 | 0 | 0 | 2677.8033 | 0.056873 | 6 | Commercial_2036_Technical_MW_After Competition Groups_6 | Variable Refrigerant Flow Heat Pump | 5.687% | 0 | 152.2936 | Commercial_2036_Technical_MW_After Competition Groups_Variable Refrigerant Flow Heat Pump
Commercial | Com ¦ Unitary Air-Conditioning Unit | 2036 | Technical | MW | After Competition Groups | 140.5668 | 0 | 0 | 2677.8033 | 0.052493 | 7 | Commercial_2036_Technical_MW_After Competition Groups_7 | Unitary Air-Conditioning Unit | 5.249% | 0 | 140.5668 | Commercial_2036_Technical_MW_After Competition Groups_Unitary Air-Conditioning Unit
Commercial | Com ¦ ENERGY STAR LED LAMPS (REFLECTOR LAMPs/MR16/PAR 16) | 2036 | Technical | MW | After Competition Groups | 138.2878 | 0 | 0 | 2677.8033 | 0.051642 | 8 | Commercial_2036_Technical_MW_After Competition Groups_8 | ENERGY STAR LED LAMPS (REFLECTOR LAMPs/MR16/PAR 16) | 5.164% | 0 | 138.2878 | Commercial_2036_Technical_MW_After Competition Groups_ENERGY STAR LED LAMPS (REFLECTOR LAMPs/MR16/PAR 16)
Commercial | Com ¦ LED Troffer/Surface/Suspended | 2036 | Technical | MW | After Competition Groups | 117.4385 | 0 | 0 | 2677.8033 | 0.043856 | 9 | Commercial_2036_Technical_MW_After Competition Groups_9 | LED Troffer/Surface/Suspended | 4.386% | 0 | 117.4385 | Commercial_2036_Technical_MW_After Competition Groups_LED Troffer/Surface/Suspended
Commercial | Com ¦ LED Replacement Lamp (Tube) | 2036 | Technical | MW | After Competition Groups | 102.9739 | 0 | 0 | 2677.8033 | 0.038455 | 10 | Commercial_2036_Technical_MW_After Competition Groups_10 | LED Replacement Lamp (Tube) | 3.845% | 0 | 102.9739 | Commercial_2036_Technical_MW_After Competition Groups_LED Replacement Lamp (Tube)
Commercial | Com ¦ Advanced BAS/Controllers | 2036 | Technical | MW | After Competition Groups | 98.1219 | 0 | 0 | 2677.8033 | 0.036643 | 11 | Commercial_2036_Technical_MW_After Competition Groups_11 | Advanced BAS/Controllers | 3.664% | 0 | 98.1219 | Commercial_2036_Technical_MW_After Competition Groups_Advanced BAS/Controllers
Commercial | Com ¦ Smart Strip Plug Outlets | 2036 | Technical | MW | After Competition Groups | 77.8752 | 0 | 0 | 2677.8033 | 0.029082 | 12 | Commercial_2036_Technical_MW_After Competition Groups_12 | Smart Strip Plug Outlets | 2.908% | 0 | 77.8752 | Commercial_2036_Technical_MW_After Competition Groups_Smart Strip Plug Outlets
Commercial | Com ¦ Refrigerated Display Case Doors | 2036 | Technical | MW | After Competition Groups | 60.129 | 0 | 0 | 2677.8033 | 0.022455 | 13 | Commercial_2036_Technical_MW_After Competition Groups_13 | Refrigerated Display Case Doors | 2.245% | 0 | 60.129 | Commercial_2036_Technical_MW_After Competition Groups_Refrigerated Display Case Doors
Commercial | Com ¦ Adaptive Thermostats | 2036 | Technical | MW | After Competition Groups | 44.1137 | 0 | 0 | 2677.8033 | 0.016474 | 14 | Commercial_2036_Technical_MW_After Competition Groups_14 | Adaptive Thermostats | 1.647% | 0 | 44.1137 | Commercial_2036_Technical_MW_After Competition Groups_Adaptive Thermostats
Commercial | Com ¦ Reach-in Shaded Pole to ECM/PSC Evaporator Fan Motor | 2036 | Technical | MW | After Competition Groups | 40.2514 | 0 | 0 | 2677.8033 | 0.015031 | 15 | Commercial_2036_Technical_MW_After Competition Groups_15 | Reach-in Shaded Pole to ECM/PSC Evaporator Fan Motor | 1.503% | 0 | 40.2514 | Commercial_2036_Technical_MW_After Competition Groups_Reach-in Shaded Pole to ECM/PSC Evaporator Fan Motor
Commercial | Com ¦ Data Center Storage/Server Virtualization | 2036 | Technical | MW | After Competition Groups | 37.5991 | 0 | 0 | 2677.8033 | 0.014041 | 16 | Commercial_2036_Technical_MW_After Competition Groups_16 | Data Center Storage/Server Virtualization | 1.404% | 0 | 37.5991 | Commercial_2036_Technical_MW_After Competition Groups_Data Center Storage/Server Virtualization
Commercial | Com ¦ Demand Control Ventilation | 2036 | Technical | MW | After Competition Groups | 37.3704 | 0 | 0 | 2677.8033 | 0.013956 | 17 | Commercial_2036_Technical_MW_After Competition Groups_17 | Demand Control Ventilation | 1.396% | 0 | 37.3704 | Commercial_2036_Technical_MW_After Competition Groups_Demand Control Ventilation
Commercial | Com ¦ Chilled Water Optimization | 2036 | Technical | MW | After Competition Groups | 34.8887 | 0 | 0 | 2677.8033 | 0.013029 | 18 | Commercial_2036_Technical_MW_After Competition Groups_18 | Chilled Water Optimization | 1.303% | 0 | 34.8887 | Commercial_2036_Technical_MW_After Competition Groups_Chilled Water Optimization
Commercial | Com ¦ Strip Curtains | 2036 | Technical | MW | After Competition Groups | 32.6569 | 0 | 0 | 2677.8033 | 0.012195 | 19 | Commercial_2036_Technical_MW_After Competition Groups_19 | Strip Curtains | 1.22% | 0 | 32.6569 | Commercial_2036_Technical_MW_After Competition Groups_Strip Curtains
Commercial | Com ¦ LED or Equivalent Sign Lighting | 2036 | Technical | MW | After Competition Groups | 28.3398 | 0 | 0 | 2677.8033 | 0.010583 | 20 | Commercial_2036_Technical_MW_After Competition Groups_20 | LED or Equivalent Sign Lighting | 1.058% | 0 | 28.3398 | Commercial_2036_Technical_MW_After Competition Groups_LED or Equivalent Sign Lighting
Commercial | Com ¦ Adding reflective (White) roof treatment or a green roof | 2036 | Technical | MW | After Competition Groups | 26.2771 | 0 | 0 | 2677.8033 | 0.0098129 | 21 | Commercial_2036_Technical_MW_After Competition Groups_21 | Adding reflective (White) roof treatment or a green roof | 0.9813% | 0 | 26.2771 | Commercial_2036_Technical_MW_After Competition Groups_Adding reflective (White) roof treatment or a green roof
Commercial | Com ¦ Furnace Tune-Up | 2036 | Technical | MW | After Competition Groups | 26.1909 | 0 | 0 | 2677.8033 | 0.0097807 | 22 | Commercial_2036_Technical_MW_After Competition Groups_22 | Furnace Tune-Up | 0.9781% | 0 | 26.1909 | Commercial_2036_Technical_MW_After Competition Groups_Furnace Tune-Up
Commercial | Com ¦ Centrally controlled desktop PC/NETWORK PC POWER MANAGEMENT SOFTWARE | 2036 | Technical | MW | After Competition Groups | 25.5071 | 0 | 0 | 2677.8033 | 0.0095254 | 23 | Commercial_2036_Technical_MW_After Competition Groups_23 | Centrally controlled desktop PC/NETWORK PC POWER MANAGEMENT SOFTWARE | 0.9525% | 0 | 25.5071 | Commercial_2036_Technical_MW_After Competition Groups_Centrally controlled desktop PC/NETWORK PC POWER MANAGEMENT SOFTWARE
Commercial | Com ¦ Door Gasket Freezer/Refrigerator | 2036 | Technical | MW | After Competition Groups | 24.0656 | 0 | 0 | 2677.8033 | 0.0089871 | 24 | Commercial_2036_Technical_MW_After Competition Groups_24 | Door Gasket Freezer/Refrigerator | 0.8987% | 0 | 24.0656 | Commercial_2036_Technical_MW_After Competition Groups_Door Gasket Freezer/Refrigerator
Commercial | Com ¦ Refrigeration Optimization | 2036 | Technical | MW | After Competition Groups | 23.4623 | 0 | 0 | 2677.8033 | 0.0087618 | 25 | Commercial_2036_Technical_MW_After Competition Groups_25 | Refrigeration Optimization | 0.8762% | 0 | 23.4623 | Commercial_2036_Technical_MW_After Competition Groups_Refrigeration Optimization
Commercial | Com ¦ Refrigerated Display Case LED | 2036 | Technical | MW | After Competition Groups | 22.2339 | 0 | 0 | 2677.8033 | 0.008303 | 26 | Commercial_2036_Technical_MW_After Competition Groups_26 | Refrigerated Display Case LED | 0.8303% | 0 | 22.2339 | Commercial_2036_Technical_MW_After Competition Groups_Refrigerated Display Case LED
Commercial | Com ¦ HOTEL OCCUPANCY CONTROLS (HVAC + LIGHTING) | 2036 | Technical | MW | After Competition Groups | 19.8911 | 0 | 0 | 2677.8033 | 0.0074281 | 27 | Commercial_2036_Technical_MW_After Competition Groups_27 | HOTEL OCCUPANCY CONTROLS (HVAC + LIGHTING) | 0.7428% | 0 | 19.8911 | Commercial_2036_Technical_MW_After Competition Groups_HOTEL OCCUPANCY CONTROLS (HVAC + LIGHTING)
Commercial | Com ¦ Variable Frequency Drive (VFD) | 2036 | Technical | MW | After Competition Groups | 18.2293 | 0 | 0 | 2677.8033 | 0.0068075 | 28 | Commercial_2036_Technical_MW_After Competition Groups_28 | Variable Frequency Drive (VFD) | 0.6808% | 0 | 18.2293 | Commercial_2036_Technical_MW_After Competition Groups_Variable Frequency Drive (VFD)
Commercial | Com ¦ VFD on Pumps | 2036 | Technical | MW | After Competition Groups | 17.0604 | 0 | 0 | 2677.8033 | 0.0063711 | 29 | Commercial_2036_Technical_MW_After Competition Groups_29 | VFD on Pumps | 0.6371% | 0 | 17.0604 | Commercial_2036_Technical_MW_After Competition Groups_VFD on Pumps
Commercial | Com ¦ ENERGY STAR LED LAMPS (General Service Lamps) | 2036 | Technical | MW | After Competition Groups | 16.6329 | 0 | 0 | 2677.8033 | 0.0062114 | 30 | Commercial_2036_Technical_MW_After Competition Groups_30 | ENERGY STAR LED LAMPS (General Service Lamps) | 0.6211% | 0 | 16.6329 | Commercial_2036_Technical_MW_After Competition Groups_ENERGY STAR LED LAMPS (General Service Lamps)
Commercial | Com ¦ ENERGY STAR FREEZER | 2036 | Technical | MW | After Competition Groups | 16.4588 | 0 | 0 | 2677.8033 | 0.0061464 | 31 | Commercial_2036_Technical_MW_After Competition Groups_31 | ENERGY STAR FREEZER | 0.6146% | 0 | 16.4588 | Commercial_2036_Technical_MW_After Competition Groups_ENERGY STAR FREEZER
Commercial | Com ¦ Indoor Daylight Sensors/Photocell Dimming Control | 2036 | Technical | MW | After Competition Groups | 15.2879 | 0 | 0 | 2677.8033 | 0.0057091 | 32 | Commercial_2036_Technical_MW_After Competition Groups_32 | Indoor Daylight Sensors/Photocell Dimming Control | 0.5709% | 0 | 15.2879 | Commercial_2036_Technical_MW_After Competition Groups_Indoor Daylight Sensors/Photocell Dimming Control
Commercial | Com ¦ ENERGY STAR ICE MACHINES - Ice Making Head | 2036 | Technical | MW | After Competition Groups | 15.1048 | 0 | 0 | 2677.8033 | 0.0056408 | 33 | Commercial_2036_Technical_MW_After Competition Groups_33 | ENERGY STAR ICE MACHINES - Ice Making Head | 0.5641% | 0 | 15.1048 | Commercial_2036_Technical_MW_After Competition Groups_ENERGY STAR ICE MACHINES - Ice Making Head
Commercial | Com ¦ Air Handler with Dedicated Outdoor Air Systems | 2036 | Technical | MW | After Competition Groups | 13.9133 | 0 | 0 | 2677.8033 | 0.0051958 | 34 | Commercial_2036_Technical_MW_After Competition Groups_34 | Air Handler with Dedicated Outdoor Air Systems | 0.5196% | 0 | 13.9133 | Commercial_2036_Technical_MW_After Competition Groups_Air Handler with Dedicated Outdoor Air Systems
Commercial | Com ¦ Demand Control Kitchen Ventilation | 2036 | Technical | MW | After Competition Groups | 13.0108 | 0 | 0 | 2677.8033 | 0.0048588 | 35 | Commercial_2036_Technical_MW_After Competition Groups_35 | Demand Control Kitchen Ventilation | 0.4859% | 0 | 13.0108 | Commercial_2036_Technical_MW_After Competition Groups_Demand Control Kitchen Ventilation
Commercial | Com ¦ Water Source Heat Pump (4 ton) | 2036 | Technical | MW | After Competition Groups | 11.4093 | 0 | 0 | 2677.8033 | 0.0042607 | 36 | Commercial_2036_Technical_MW_After Competition Groups_36 | Water Source Heat Pump (4 ton) | 0.4261% | 0 | 11.4093 | Commercial_2036_Technical_MW_After Competition Groups_Water Source Heat Pump (4 ton)
Commercial | Com ¦ Occupancy Sensors | 2036 | Technical | MW | After Competition Groups | 10.6482 | 0 | 0 | 2677.8033 | 0.0039765 | 37 | Commercial_2036_Technical_MW_After Competition Groups_37 | Occupancy Sensors | 0.3976% | 0 | 10.6482 | Commercial_2036_Technical_MW_After Competition Groups_Occupancy Sensors
Commercial | Com ¦ ECM MOTORS FOR EVAPORATOR FANS for refrigeration (WALK-IN) | 2036 | Technical | MW | After Competition Groups | 9.4829 | 0 | 0 | 2677.8033 | 0.0035413 | 38 | Commercial_2036_Technical_MW_After Competition Groups_38 | ECM MOTORS FOR EVAPORATOR FANS for refrigeration (WALK-IN) | 0.3541% | 0 | 9.4829 | Commercial_2036_Technical_MW_After Competition Groups_ECM MOTORS FOR EVAPORATOR FANS for refrigeration (WALK-IN)
Commercial | Com ¦ High R-Value Glass Doors/no-heat glass door | 2036 | Technical | MW | After Competition Groups | 8.9753 | 0 | 0 | 2677.8033 | 0.0033518 | 39 | Commercial_2036_Technical_MW_After Competition Groups_39 | High R-Value Glass Doors/no-heat glass door | 0.3352% | 0 | 8.9753 | Commercial_2036_Technical_MW_After Competition Groups_High R-Value Glass Doors/no-heat glass door
Commercial | Com ¦ Condensing Make Up Air Unit | 2036 | Technical | MW | After Competition Groups | 8.4744 | 0 | 0 | 2677.8033 | 0.0031647 | 40 | Commercial_2036_Technical_MW_After Competition Groups_40 | Condensing Make Up Air Unit | 0.3165% | 0 | 8.4744 | Commercial_2036_Technical_MW_After Competition Groups_Condensing Make Up Air Unit
Commercial | Com ¦ Freezer Case Light Sensor | 2036 | Technical | MW | After Competition Groups | 8.2048 | 0 | 0 | 2677.8033 | 0.003064 | 41 | Commercial_2036_Technical_MW_After Competition Groups_41 | Freezer Case Light Sensor | 0.3064% | 0 | 8.2048 | Commercial_2036_Technical_MW_After Competition Groups_Freezer Case Light Sensor
Commercial | Com ¦ Super-High Efficiency Furnaces (Emerging Tech) | 2036 | Technical | MW | After Competition Groups | 8.0581 | 0 | 0 | 2677.8033 | 0.0030092 | 42 | Commercial_2036_Technical_MW_After Competition Groups_42 | Super-High Efficiency Furnaces (Emerging Tech) | 0.3009% | 0 | 8.0581 | Commercial_2036_Technical_MW_After Competition Groups_Super-High Efficiency Furnaces (Emerging Tech)
Commercial | Com ¦ Evaporator Fan Controls | 2036 | Technical | MW | After Competition Groups | 7.9935 | 0 | 0 | 2677.8033 | 0.0029851 | 43 | Commercial_2036_Technical_MW_After Competition Groups_43 | Evaporator Fan Controls | 0.2985% | 0 | 7.9935 | Commercial_2036_Technical_MW_After Competition Groups_Evaporator Fan Controls
Commercial | Com ¦ ENERGY STAR Griddle (74% eff) | 2036 | Technical | MW | After Competition Groups | 7.9691 | 0 | 0 | 2677.8033 | 0.002976 | 44 | Commercial_2036_Technical_MW_After Competition Groups_44 | ENERGY STAR Griddle (74% eff) | 0.2976% | 0 | 7.9691 | Commercial_2036_Technical_MW_After Competition Groups_ENERGY STAR Griddle (74% eff)
Commercial | Com ¦ ENERGY STAR Refrigerator | 2036 | Technical | MW | After Competition Groups | 7.9411 | 0 | 0 | 2677.8033 | 0.0029655 | 45 | Commercial_2036_Technical_MW_After Competition Groups_45 | ENERGY STAR Refrigerator | 0.2966% | 0 | 7.9411 | Commercial_2036_Technical_MW_After Competition Groups_ENERGY STAR Refrigerator
Commercial | Com ¦ LED EXTERIOR AREA LIGHTS - LED fixture (200W) | 2036 | Technical | MW | After Competition Groups | 7.0625 | 0 | 0 | 2677.8033 | 0.0026374 | 46 | Commercial_2036_Technical_MW_After Competition Groups_46 | LED EXTERIOR AREA LIGHTS - LED fixture (200W) | 0.2637% | 0 | 7.0625 | Commercial_2036_Technical_MW_After Competition Groups_LED EXTERIOR AREA LIGHTS - LED fixture (200W)
Commercial | Com ¦ LED parking lot fixture | 2036 | Technical | MW | After Competition Groups | 6.7231 | 0 | 0 | 2677.8033 | 0.0025107 | 47 | Commercial_2036_Technical_MW_After Competition Groups_47 | LED parking lot fixture | 0.2511% | 0 | 6.7231 | Commercial_2036_Technical_MW_After Competition Groups_LED parking lot fixture
Commercial | Com ¦ Elec Storage WH 2.30 Et | 2036 | Technical | MW | After Competition Groups | 5.6485 | 0 | 0 | 2677.8033 | 0.0021094 | 48 | Commercial_2036_Technical_MW_After Competition Groups_48 | Elec Storage WH 2.30 Et | 0.2109% | 0 | 5.6485 | Commercial_2036_Technical_MW_After Competition Groups_Elec Storage WH 2.30 Et
Commercial | Com ¦ Refrigeration Commissioning | 2036 | Technical | MW | After Competition Groups | 5.5674 | 0 | 0 | 2677.8033 | 0.0020791 | 49 | Commercial_2036_Technical_MW_After Competition Groups_49 | Refrigeration Commissioning | 0.2079% | 0 | 5.5674 | Commercial_2036_Technical_MW_After Competition Groups_Refrigeration Commissioning
Commercial | Com ¦ BEVERAGE VENDING MACHINE CONTROLS | 2036 | Technical | MW | After Competition Groups | 5.0702 | 0 | 0 | 2677.8033 | 0.0018934 | 50 | Commercial_2036_Technical_MW_After Competition Groups_50 | BEVERAGE VENDING MACHINE CONTROLS | 0.1893% | 0 | 5.0702 | Commercial_2036_Technical_MW_After Competition Groups_BEVERAGE VENDING MACHINE CONTROLS
Commercial | Com ¦ Duct Insulation, R8 | 2036 | Technical | MW | After Competition Groups | 4.808 | 0 | 0 | 2677.8033 | 0.0017955 | 51 | Commercial_2036_Technical_MW_After Competition Groups_51 | Duct Insulation, R8 | 0.1795% | 0 | 4.808 | Commercial_2036_Technical_MW_After Competition Groups_Duct Insulation, R8
Commercial | Com ¦ LED street light fixture | 2036 | Technical | MW | After Competition Groups | 4.3186 | 0 | 0 | 2677.8033 | 0.0016127 | 52 | Commercial_2036_Technical_MW_After Competition Groups_52 | LED street light fixture | 0.1613% | 0 | 4.3186 | Commercial_2036_Technical_MW_After Competition Groups_LED street light fixture
Commercial | Com ¦ Roof Insulation/Ceiling Insulation (R25 Code to R35) | 2036 | Technical | MW | After Competition Groups | 4.2102 | 0 | 0 | 2677.8033 | 0.0015722 | 53 | Commercial_2036_Technical_MW_After Competition Groups_53 | Roof Insulation/Ceiling Insulation (R25 Code to R35) | 0.1572% | 0 | 4.2102 | Commercial_2036_Technical_MW_After Competition Groups_Roof Insulation/Ceiling Insulation (R25 Code to R35)
Commercial | Com ¦ CO Sensors for parking garage exhaust fans | 2036 | Technical | MW | After Competition Groups | 3.4214 | 0 | 0 | 2677.8033 | 0.0012777 | 54 | Commercial_2036_Technical_MW_After Competition Groups_54 | CO Sensors for parking garage exhaust fans | 0.1278% | 0 | 3.4214 | Commercial_2036_Technical_MW_After Competition Groups_CO Sensors for parking garage exhaust fans
Commercial | Com ¦ Anti-sweat heat (ASH) controls - Cooler/Freezer | 2036 | Technical | MW | After Competition Groups | 3.3987 | 0 | 0 | 2677.8033 | 0.0012692 | 55 | Commercial_2036_Technical_MW_After Competition Groups_55 | Anti-sweat heat (ASH) controls - Cooler/Freezer | 0.1269% | 0 | 3.3987 | Commercial_2036_Technical_MW_After Competition Groups_Anti-sweat heat (ASH) controls - Cooler/Freezer
Commercial | Com ¦ Ground Source Heat Pump | 2036 | Technical | MW | After Competition Groups | 2.9694 | 0 | 0 | 2677.8033 | 0.0011089 | 56 | Commercial_2036_Technical_MW_After Competition Groups_56 | Ground Source Heat Pump | 0.1109% | 0 | 2.9694 | Commercial_2036_Technical_MW_After Competition Groups_Ground Source Heat Pump
Commercial | Com ¦ Temperature Adjustment in Commercial Freezers | 2036 | Technical | MW | After Competition Groups | 2.9224 | 0 | 0 | 2677.8033 | 0.0010913 | 57 | Commercial_2036_Technical_MW_After Competition Groups_57 | Temperature Adjustment in Commercial Freezers | 0.1091% | 0 | 2.9224 | Commercial_2036_Technical_MW_After Competition Groups_Temperature Adjustment in Commercial Freezers
Commercial | Com ¦ Vertical Night Covers | 2036 | Technical | MW | After Competition Groups | 2.4167 | 0 | 0 | 2677.8033 | 0.00090249 | 58 | Commercial_2036_Technical_MW_After Competition Groups_58 | Vertical Night Covers | 0.09025% | 0 | 2.4167 | Commercial_2036_Technical_MW_After Competition Groups_Vertical Night Covers
Commercial | Com ¦ Energy Efficient Laboratory Fume Hood | 2036 | Technical | MW | After Competition Groups | 2.3629 | 0 | 0 | 2677.8033 | 0.00088239 | 59 | Commercial_2036_Technical_MW_After Competition Groups_59 | Energy Efficient Laboratory Fume Hood | 0.08824% | 0 | 2.3629 | Commercial_2036_Technical_MW_After Competition Groups_Energy Efficient Laboratory Fume Hood
Commercial | Com ¦ ENERGY STAR Fryer (84% eff) | 2036 | Technical | MW | After Competition Groups | 2.3213 | 0 | 0 | 2677.8033 | 0.00086687 | 60 | Commercial_2036_Technical_MW_After Competition Groups_60 | ENERGY STAR Fryer (84% eff) | 0.08669% | 0 | 2.3213 | Commercial_2036_Technical_MW_After Competition Groups_ENERGY STAR Fryer (84% eff)
Commercial | Com ¦ Outside Air Economizer | 2036 | Technical | MW | After Competition Groups | 1.9932 | 0 | 0 | 2677.8033 | 0.00074433 | 61 | Commercial_2036_Technical_MW_After Competition Groups_61 | Outside Air Economizer | 0.07443% | 0 | 1.9932 | Commercial_2036_Technical_MW_After Competition Groups_Outside Air Economizer
Commercial | Com ¦ Room AC (w/ louvered sides) 14 SEER from 12 SEER code | 2036 | Technical | MW | After Competition Groups | 1.9037 | 0 | 0 | 2677.8033 | 0.00071092 | 62 | Commercial_2036_Technical_MW_After Competition Groups_62 | Room AC (w/ louvered sides) 14 SEER from 12 SEER code | 0.07109% | 0 | 1.9037 | Commercial_2036_Technical_MW_After Competition Groups_Room AC (w/ louvered sides) 14 SEER from 12 SEER code
Commercial | Com ¦ Water Heating (DHW) Pipe Insulation (Add 3/4\ Foam)" | 2036 | Technical | MW | After Competition Groups | 1.8442 | 0 | 0 | 2677.8033 | 0.00068871 | 63 | Commercial_2036_Technical_MW_After Competition Groups_63 | Water Heating (DHW) Pipe Insulation (Add 3/4\ Foam)" | 0.06887% | 0 | 1.8442 | Commercial_2036_Technical_MW_After Competition Groups_Water Heating (DHW) Pipe Insulation (Add 3/4\ Foam)"
Commercial | Com ¦ ENERGY STAR Dishwasher | 2036 | Technical | MW | After Competition Groups | 1.5689 | 0 | 0 | 2677.8033 | 0.00058589 | 64 | Commercial_2036_Technical_MW_After Competition Groups_64 | ENERGY STAR Dishwasher | 0.05859% | 0 | 1.5689 | Commercial_2036_Technical_MW_After Competition Groups_ENERGY STAR Dishwasher
Commercial | Com ¦ ENERGY STAR Steam Cookers | 2036 | Technical | MW | After Competition Groups | 1.5197 | 0 | 0 | 2677.8033 | 0.00056751 | 65 | Commercial_2036_Technical_MW_After Competition Groups_65 | ENERGY STAR Steam Cookers | 0.05675% | 0 | 1.5197 | Commercial_2036_Technical_MW_After Competition Groups_ENERGY STAR Steam Cookers
Commercial | Com ¦ LED RECESSED DOWNLIGHTS | 2036 | Technical | MW | After Competition Groups | 1.4318 | 0 | 0 | 2677.8033 | 0.0005347 | 66 | Commercial_2036_Technical_MW_After Competition Groups_66 | LED RECESSED DOWNLIGHTS | 0.05347% | 0 | 1.4318 | Commercial_2036_Technical_MW_After Competition Groups_LED RECESSED DOWNLIGHTS
Commercial | Com ¦ Suction Pipe Insulation Freezer/Refrigerator | 2036 | Technical | MW | After Competition Groups | 1.256 | 0 | 0 | 2677.8033 | 0.00046905 | 67 | Commercial_2036_Technical_MW_After Competition Groups_67 | Suction Pipe Insulation Freezer/Refrigerator | 0.0469% | 0 | 1.256 | Commercial_2036_Technical_MW_After Competition Groups_Suction Pipe Insulation Freezer/Refrigerator
Commercial | Com ¦ Evaporator Coil Defrost (Cooler) | 2036 | Technical | MW | After Competition Groups | 1.0686 | 0 | 0 | 2677.8033 | 0.00039906 | 68 | Commercial_2036_Technical_MW_After Competition Groups_68 | Evaporator Coil Defrost (Cooler) | 0.03991% | 0 | 1.0686 | Commercial_2036_Technical_MW_After Competition Groups_Evaporator Coil Defrost (Cooler)
Commercial | Com ¦ Thermostat Setback | 2036 | Technical | MW | After Competition Groups | 0.82353 | 0 | 0 | 2677.8033 | 0.00030754 | 69 | Commercial_2036_Technical_MW_After Competition Groups_69 | Thermostat Setback | 0.03075% | 0 | 0.82353 | Commercial_2036_Technical_MW_After Competition Groups_Thermostat Setback
Commercial | Com ¦ Ozone Laundry Treatment | 2036 | Technical | MW | After Competition Groups | 0.80521 | 0 | 0 | 2677.8033 | 0.0003007 | 70 | Commercial_2036_Technical_MW_After Competition Groups_70 | Ozone Laundry Treatment | 0.03007% | 0 | 0.80521 | Commercial_2036_Technical_MW_After Competition Groups_Ozone Laundry Treatment
Commercial | Com ¦ SYNCHRONOUS BELT | 2036 | Technical | MW | After Competition Groups | 0.74697 | 0 | 0 | 2677.8033 | 0.00027895 | 71 | Commercial_2036_Technical_MW_After Competition Groups_71 | SYNCHRONOUS BELT | 0.02789% | 0 | 0.74697 | Commercial_2036_Technical_MW_After Competition Groups_SYNCHRONOUS BELT
Commercial | Com ¦ PTAC (12 EER/10,000 BTU) | 2036 | Technical | MW | After Competition Groups | 0.67972 | 0 | 0 | 2677.8033 | 0.00025384 | 72 | Commercial_2036_Technical_MW_After Competition Groups_72 | PTAC (12 EER/10,000 BTU) | 0.02538% | 0 | 0.67972 | Commercial_2036_Technical_MW_After Competition Groups_PTAC (12 EER/10,000 BTU)
Commercial | Com ¦ Wall Insulation | 2036 | Technical | MW | After Competition Groups | 0.57853 | 0 | 0 | 2677.8033 | 0.00021604 | 73 | Commercial_2036_Technical_MW_After Competition Groups_73 | Wall Insulation | 0.0216% | 0 | 0.57853 | Commercial_2036_Technical_MW_After Competition Groups_Wall Insulation
Commercial | Com ¦ Solar Preheat Make up Air | 2036 | Technical | MW | After Competition Groups | 0.57131 | 0 | 0 | 2677.8033 | 0.00021335 | 74 | Commercial_2036_Technical_MW_After Competition Groups_74 | Solar Preheat Make up Air | 0.02133% | 0 | 0.57131 | Commercial_2036_Technical_MW_After Competition Groups_Solar Preheat Make up Air
Commercial | Com ¦ High Efficiency Chiller (avg of water and air cooled) | 2036 | Technical | MW | After Competition Groups | 0.48832 | 0 | 0 | 2677.8033 | 0.00018236 | 75 | Commercial_2036_Technical_MW_After Competition Groups_75 | High Efficiency Chiller (avg of water and air cooled) | 0.01824% | 0 | 0.48832 | Commercial_2036_Technical_MW_After Competition Groups_High Efficiency Chiller (avg of water and air cooled)
Commercial | Com ¦ Solar Water Preheat (Pools/DHW) | 2036 | Technical | MW | After Competition Groups | 0.48476 | 0 | 0 | 2677.8033 | 0.00018103 | 76 | Commercial_2036_Technical_MW_After Competition Groups_76 | Solar Water Preheat (Pools/DHW) | 0.0181% | 0 | 0.48476 | Commercial_2036_Technical_MW_After Competition Groups_Solar Water Preheat (Pools/DHW)
Commercial | COM ¦ Ductless Mini-Split Heat Pumps | 2036 | Technical | MW | After Competition Groups | 0.46697 | 0 | 0 | 2677.8033 | 0.00017439 | 77 | Commercial_2036_Technical_MW_After Competition Groups_77 | Ductless Mini-Split Heat Pumps | 0.01744% | 0 | 0.46697 | Commercial_2036_Technical_MW_After Competition Groups_Ductless Mini-Split Heat Pumps
Commercial | Com ¦ Efficient compressor motor | 2036 | Technical | MW | After Competition Groups | 0.43483 | 0 | 0 | 2677.8033 | 0.00016238 | 78 | Commercial_2036_Technical_MW_After Competition Groups_78 | Efficient compressor motor | 0.01624% | 0 | 0.43483 | Commercial_2036_Technical_MW_After Competition Groups_Efficient compressor motor
Commercial | Com ¦ Commercial Hot Food Holding Cabinets | 2036 | Technical | MW | After Competition Groups | 0.34766 | 0 | 0 | 2677.8033 | 0.00012983 | 79 | Commercial_2036_Technical_MW_After Competition Groups_79 | Commercial Hot Food Holding Cabinets | 0.01298% | 0 | 0.34766 | Commercial_2036_Technical_MW_After Competition Groups_Commercial Hot Food Holding Cabinets
Commercial | Com ¦ ECM MOTORS FOR HVAC APPLICATION (FAN-POWERED VAV BOX) | 2036 | Technical | MW | After Competition Groups | 0.32969 | 0 | 0 | 2677.8033 | 0.00012312 | 80 | Commercial_2036_Technical_MW_After Competition Groups_80 | ECM MOTORS FOR HVAC APPLICATION (FAN-POWERED VAV BOX) | 0.01231% | 0 | 0.32969 | Commercial_2036_Technical_MW_After Competition Groups_ECM MOTORS FOR HVAC APPLICATION (FAN-POWERED VAV BOX)
Commercial | Com ¦ HVAC Optimization | 2036 | Technical | MW | After Competition Groups | 0.25997 | 0 | 0 | 2677.8033 | 9.7083e-05 | 81 | Commercial_2036_Technical_MW_After Competition Groups_81 | HVAC Optimization | 0.009708% | 0 | 0.25997 | Commercial_2036_Technical_MW_After Competition Groups_HVAC Optimization
Commercial | Com ¦ CEE Tier 2/Energy Star Clothes Washers | 2036 | Technical | MW | After Competition Groups | 0.20227 | 0 | 0 | 2677.8033 | 7.5536e-05 | 82 | Commercial_2036_Technical_MW_After Competition Groups_82 | CEE Tier 2/Energy Star Clothes Washers | 0.007554% | 0 | 0.20227 | Commercial_2036_Technical_MW_After Competition Groups_CEE Tier 2/Energy Star Clothes Washers
Commercial | Com ¦ Auto Off Time Switch or Time Clock control | 2036 | Technical | MW | After Competition Groups | 0.20035 | 0 | 0 | 2677.8033 | 7.4818e-05 | 83 | Commercial_2036_Technical_MW_After Competition Groups_83 | Auto Off Time Switch or Time Clock control | 0.007482% | 0 | 0.20035 | Commercial_2036_Technical_MW_After Competition Groups_Auto Off Time Switch or Time Clock control
Commercial | Com ¦ Heat Pump Water Heater (50 Gallons) | 2036 | Technical | MW | After Competition Groups | 0.14375 | 0 | 0 | 2677.8033 | 5.3682e-05 | 84 | Commercial_2036_Technical_MW_After Competition Groups_84 | Heat Pump Water Heater (50 Gallons) | 0.005368% | 0 | 0.14375 | Commercial_2036_Technical_MW_After Competition Groups_Heat Pump Water Heater (50 Gallons)
Commercial | Com ¦ Demand controlled Circulating Systems | 2036 | Technical | MW | After Competition Groups | 0.11832 | 0 | 0 | 2677.8033 | 4.4187e-05 | 85 | Commercial_2036_Technical_MW_After Competition Groups_85 | Demand controlled Circulating Systems | 0.004419% | 0 | 0.11832 | Commercial_2036_Technical_MW_After Competition Groups_Demand controlled Circulating Systems
Commercial | Com ¦ Low Flow Pre-Rinse Spray Nozzle | 2036 | Technical | MW | After Competition Groups | 0.11312 | 0 | 0 | 2677.8033 | 4.2242e-05 | 86 | Commercial_2036_Technical_MW_After Competition Groups_86 | Low Flow Pre-Rinse Spray Nozzle | 0.004224% | 0 | 0.11312 | Commercial_2036_Technical_MW_After Competition Groups_Low Flow Pre-Rinse Spray Nozzle
Commercial | Com ¦ Energy Recovery Ventilation and Ventilation (Enhanced) | 2036 | Technical | MW | After Competition Groups | 0.10772 | 0 | 0 | 2677.8033 | 4.0228e-05 | 87 | Commercial_2036_Technical_MW_After Competition Groups_87 | Energy Recovery Ventilation and Ventilation (Enhanced) | 0.004023% | 0 | 0.10772 | Commercial_2036_Technical_MW_After Competition Groups_Energy Recovery Ventilation and Ventilation (Enhanced)
Commercial | Com ¦ Condensing Unit Heaters or other Efficient Unit Heating System | 2036 | Technical | MW | After Competition Groups | 0.041209 | 0 | 0 | 2677.8033 | 1.5389e-05 | 88 | Commercial_2036_Technical_MW_After Competition Groups_88 | Condensing Unit Heaters or other Efficient Unit Heating System | 0.001539% | 0 | 0.041209 | Commercial_2036_Technical_MW_After Competition Groups_Condensing Unit Heaters or other Efficient Unit Heating System
Commercial | Com ¦ eCube | 2036 | Technical | MW | After Competition Groups | 0.038681 | 0 | 0 | 2677.8033 | 1.4445e-05 | 89 | Commercial_2036_Technical_MW_After Competition Groups_89 | eCube | 0.001445% | 0 | 0.038681 | Commercial_2036_Technical_MW_After Competition Groups_eCube
Commercial | Com ¦ VSD Air Compressor | 2036 | Technical | MW | After Competition Groups | 0.03829 | 0 | 0 | 2677.8033 | 1.4299e-05 | 90 | Commercial_2036_Technical_MW_After Competition Groups_90 | VSD Air Compressor | 0.00143% | 0 | 0.03829 | Commercial_2036_Technical_MW_After Competition Groups_VSD Air Compressor
Commercial | Com ¦ EC Plug Fan for Data Center (under cabinet) | 2036 | Technical | MW | After Competition Groups | 0.025804 | 0 | 0 | 2677.8033 | 9.6362e-06 | 91 | Commercial_2036_Technical_MW_After Competition Groups_91 | EC Plug Fan for Data Center (under cabinet) | 0.0009636% | 0 | 0.025804 | Commercial_2036_Technical_MW_After Competition Groups_EC Plug Fan for Data Center (under cabinet)
Commercial | Com ¦ Exterior Photocell | 2036 | Technical | MW | After Competition Groups | 0.013405 | 0 | 0 | 2677.8033 | 5.0061e-06 | 92 | Commercial_2036_Technical_MW_After Competition Groups_92 | Exterior Photocell | 0.0005006% | 0 | 0.013405 | Commercial_2036_Technical_MW_After Competition Groups_Exterior Photocell
Commercial | Com ¦ Air Curtains | 2036 | Technical | MW | After Competition Groups | 0.0077794 | 0 | 0 | 2677.8033 | 2.9051e-06 | 93 | Commercial_2036_Technical_MW_After Competition Groups_93 | Air Curtains | 0.0002905% | 0 | 0.0077794 | Commercial_2036_Technical_MW_After Competition Groups_Air Curtains
Commercial | Com ¦ High Efficiency Induction Cooking | 2036 | Technical | MW | After Competition Groups | 0.0014887 | 0 | 0 | 2677.8033 | 5.5595e-07 | 94 | Commercial_2036_Technical_MW_After Competition Groups_94 | High Efficiency Induction Cooking | 5.559e-05% | 0 | 0.0014887 | Commercial_2036_Technical_MW_After Competition Groups_High Efficiency Induction Cooking
Commercial | Com ¦ Electric Convection Combination Ovens | 2036 | Technical | MW | After Competition Groups | 0.00047943 | 0 | 0 | 2677.8033 | 1.7904e-07 | 95 | Commercial_2036_Technical_MW_After Competition Groups_95 | Electric Convection Combination Ovens | 1.79e-05% | 0 | 0.00047943 | Commercial_2036_Technical_MW_After Competition Groups_Electric Convection Combination Ovens
Commercial | Com ¦ High Efficiency Air Source Heat Pump | 2037 | Economic | MW | After Competition Groups | 219.6287 | 0 | 0 | 1952.4223 | 0.11249 | 1 | Commercial_2037_Economic_MW_After Competition Groups_1 | High Efficiency Air Source Heat Pump | 11.25% | 0 | 219.6287 | Commercial_2037_Economic_MW_After Competition Groups_High Efficiency Air Source Heat Pump
Commercial | Com ¦ Building Recommissioning, Operations and Maintenance (O&M) Improvements | 2037 | Economic | MW | After Competition Groups | 214.9161 | 0 | 0 | 1952.4223 | 0.11008 | 2 | Commercial_2037_Economic_MW_After Competition Groups_2 | Building Recommissioning, Operations and Maintenance (O&M) Improvements | 11.01% | 0 | 214.9161 | Commercial_2037_Economic_MW_After Competition Groups_Building Recommissioning, Operations and Maintenance (O&M) Improvements
Commercial | Com ¦ Education and Capacity Building/Energy Behavior | 2037 | Economic | MW | After Competition Groups | 193.4466 | 0 | 0 | 1952.4223 | 0.09908 | 3 | Commercial_2037_Economic_MW_After Competition Groups_3 | Education and Capacity Building/Energy Behavior | 9.908% | 0 | 193.4466 | Commercial_2037_Economic_MW_After Competition Groups_Education and Capacity Building/Energy Behavior
Commercial | Com ¦ LED Low/High Bay | 2037 | Economic | MW | After Competition Groups | 154.5168 | 0 | 0 | 1952.4223 | 0.079141 | 4 | Commercial_2037_Economic_MW_After Competition Groups_4 | LED Low/High Bay | 7.914% | 0 | 154.5168 | Commercial_2037_Economic_MW_After Competition Groups_LED Low/High Bay
Commercial | Com ¦ Unitary Air-Conditioning Unit | 2037 | Economic | MW | After Competition Groups | 145.2593 | 0 | 0 | 1952.4223 | 0.0744 | 5 | Commercial_2037_Economic_MW_After Competition Groups_5 | Unitary Air-Conditioning Unit | 7.44% | 0 | 145.2593 | Commercial_2037_Economic_MW_After Competition Groups_Unitary Air-Conditioning Unit
Commercial | Com ¦ ENERGY STAR LED LAMPS (REFLECTOR LAMPs/MR16/PAR 16) | 2037 | Economic | MW | After Competition Groups | 125.442 | 0 | 0 | 1952.4223 | 0.064249 | 6 | Commercial_2037_Economic_MW_After Competition Groups_6 | ENERGY STAR LED LAMPS (REFLECTOR LAMPs/MR16/PAR 16) | 6.425% | 0 | 125.442 | Commercial_2037_Economic_MW_After Competition Groups_ENERGY STAR LED LAMPS (REFLECTOR LAMPs/MR16/PAR 16)
Commercial | Com ¦ LED Troffer/Surface/Suspended | 2037 | Economic | MW | After Competition Groups | 115.078 | 0 | 0 | 1952.4223 | 0.058941 | 7 | Commercial_2037_Economic_MW_After Competition Groups_7 | LED Troffer/Surface/Suspended | 5.894% | 0 | 115.078 | Commercial_2037_Economic_MW_After Competition Groups_LED Troffer/Surface/Suspended
Commercial | Com ¦ LED Replacement Lamp (Tube) | 2037 | Economic | MW | After Competition Groups | 106.6859 | 0 | 0 | 1952.4223 | 0.054643 | 8 | Commercial_2037_Economic_MW_After Competition Groups_8 | LED Replacement Lamp (Tube) | 5.464% | 0 | 106.6859 | Commercial_2037_Economic_MW_After Competition Groups_LED Replacement Lamp (Tube)
Commercial | Com ¦ Advanced BAS/Controllers | 2037 | Economic | MW | After Competition Groups | 98.63 | 0 | 0 | 1952.4223 | 0.050517 | 9 | Commercial_2037_Economic_MW_After Competition Groups_9 | Advanced BAS/Controllers | 5.052% | 0 | 98.63 | Commercial_2037_Economic_MW_After Competition Groups_Advanced BAS/Controllers
Commercial | Com ¦ Refrigerated Display Case Doors | 2037 | Economic | MW | After Competition Groups | 49.1299 | 0 | 0 | 1952.4223 | 0.025164 | 10 | Commercial_2037_Economic_MW_After Competition Groups_10 | Refrigerated Display Case Doors | 2.516% | 0 | 49.1299 | Commercial_2037_Economic_MW_After Competition Groups_Refrigerated Display Case Doors
Commercial | Com ¦ Adaptive Thermostats | 2037 | Economic | MW | After Competition Groups | 44.5121 | 0 | 0 | 1952.4223 | 0.022798 | 11 | Commercial_2037_Economic_MW_After Competition Groups_11 | Adaptive Thermostats | 2.28% | 0 | 44.5121 | Commercial_2037_Economic_MW_After Competition Groups_Adaptive Thermostats
Commercial | Com ¦ Reach-in Shaded Pole to ECM/PSC Evaporator Fan Motor | 2037 | Economic | MW | After Competition Groups | 41.6661 | 0 | 0 | 1952.4223 | 0.021341 | 12 | Commercial_2037_Economic_MW_After Competition Groups_12 | Reach-in Shaded Pole to ECM/PSC Evaporator Fan Motor | 2.134% | 0 | 41.6661 | Commercial_2037_Economic_MW_After Competition Groups_Reach-in Shaded Pole to ECM/PSC Evaporator Fan Motor
Commercial | Com ¦ Data Center Storage/Server Virtualization | 2037 | Economic | MW | After Competition Groups | 37.6524 | 0 | 0 | 1952.4223 | 0.019285 | 13 | Commercial_2037_Economic_MW_After Competition Groups_13 | Data Center Storage/Server Virtualization | 1.928% | 0 | 37.6524 | Commercial_2037_Economic_MW_After Competition Groups_Data Center Storage/Server Virtualization
Commercial | Com ¦ Demand Control Ventilation | 2037 | Economic | MW | After Competition Groups | 37.2673 | 0 | 0 | 1952.4223 | 0.019088 | 14 | Commercial_2037_Economic_MW_After Competition Groups_14 | Demand Control Ventilation | 1.909% | 0 | 37.2673 | Commercial_2037_Economic_MW_After Competition Groups_Demand Control Ventilation
Commercial | Com ¦ Chilled Water Optimization | 2037 | Economic | MW | After Competition Groups | 36.2621 | 0 | 0 | 1952.4223 | 0.018573 | 15 | Commercial_2037_Economic_MW_After Competition Groups_15 | Chilled Water Optimization | 1.857% | 0 | 36.2621 | Commercial_2037_Economic_MW_After Competition Groups_Chilled Water Optimization
Commercial | Com ¦ Strip Curtains | 2037 | Economic | MW | After Competition Groups | 32.9341 | 0 | 0 | 1952.4223 | 0.016868 | 16 | Commercial_2037_Economic_MW_After Competition Groups_16 | Strip Curtains | 1.687% | 0 | 32.9341 | Commercial_2037_Economic_MW_After Competition Groups_Strip Curtains
Commercial | Com ¦ LED or Equivalent Sign Lighting | 2037 | Economic | MW | After Competition Groups | 28.54 | 0 | 0 | 1952.4223 | 0.014618 | 17 | Commercial_2037_Economic_MW_After Competition Groups_17 | LED or Equivalent Sign Lighting | 1.462% | 0 | 28.54 | Commercial_2037_Economic_MW_After Competition Groups_LED or Equivalent Sign Lighting
Commercial | Com ¦ Centrally controlled desktop PC/NETWORK PC POWER MANAGEMENT SOFTWARE | 2037 | Economic | MW | After Competition Groups | 25.6868 | 0 | 0 | 1952.4223 | 0.013156 | 18 | Commercial_2037_Economic_MW_After Competition Groups_18 | Centrally controlled desktop PC/NETWORK PC POWER MANAGEMENT SOFTWARE | 1.316% | 0 | 25.6868 | Commercial_2037_Economic_MW_After Competition Groups_Centrally controlled desktop PC/NETWORK PC POWER MANAGEMENT SOFTWARE
Commercial | Com ¦ Furnace Tune-Up | 2037 | Economic | MW | After Competition Groups | 25.6644 | 0 | 0 | 1952.4223 | 0.013145 | 19 | Commercial_2037_Economic_MW_After Competition Groups_19 | Furnace Tune-Up | 1.314% | 0 | 25.6644 | Commercial_2037_Economic_MW_After Competition Groups_Furnace Tune-Up
Commercial | Com ¦ Variable Frequency Drive (VFD) | 2037 | Economic | MW | After Competition Groups | 17.8629 | 0 | 0 | 1952.4223 | 0.0091491 | 20 | Commercial_2037_Economic_MW_After Competition Groups_20 | Variable Frequency Drive (VFD) | 0.9149% | 0 | 17.8629 | Commercial_2037_Economic_MW_After Competition Groups_Variable Frequency Drive (VFD)
Commercial | Com ¦ Refrigerated Display Case LED | 2037 | Economic | MW | After Competition Groups | 17.4143 | 0 | 0 | 1952.4223 | 0.0089193 | 21 | Commercial_2037_Economic_MW_After Competition Groups_21 | Refrigerated Display Case LED | 0.8919% | 0 | 17.4143 | Commercial_2037_Economic_MW_After Competition Groups_Refrigerated Display Case LED
Commercial | Com ¦ VFD on Pumps | 2037 | Economic | MW | After Competition Groups | 16.7175 | 0 | 0 | 1952.4223 | 0.0085625 | 22 | Commercial_2037_Economic_MW_After Competition Groups_22 | VFD on Pumps | 0.8562% | 0 | 16.7175 | Commercial_2037_Economic_MW_After Competition Groups_VFD on Pumps
Commercial | Com ¦ ENERGY STAR LED LAMPS (General Service Lamps) | 2037 | Economic | MW | After Competition Groups | 16.6142 | 0 | 0 | 1952.4223 | 0.0085095 | 23 | Commercial_2037_Economic_MW_After Competition Groups_23 | ENERGY STAR LED LAMPS (General Service Lamps) | 0.851% | 0 | 16.6142 | Commercial_2037_Economic_MW_After Competition Groups_ENERGY STAR LED LAMPS (General Service Lamps)
Commercial | Com ¦ Air Handler with Dedicated Outdoor Air Systems | 2037 | Economic | MW | After Competition Groups | 13.6336 | 0 | 0 | 1952.4223 | 0.0069829 | 24 | Commercial_2037_Economic_MW_After Competition Groups_24 | Air Handler with Dedicated Outdoor Air Systems | 0.6983% | 0 | 13.6336 | Commercial_2037_Economic_MW_After Competition Groups_Air Handler with Dedicated Outdoor Air Systems
Commercial | Com ¦ Demand Control Kitchen Ventilation | 2037 | Economic | MW | After Competition Groups | 12.4186 | 0 | 0 | 1952.4223 | 0.0063606 | 25 | Commercial_2037_Economic_MW_After Competition Groups_25 | Demand Control Kitchen Ventilation | 0.6361% | 0 | 12.4186 | Commercial_2037_Economic_MW_After Competition Groups_Demand Control Kitchen Ventilation
Commercial | Com ¦ Water Source Heat Pump (4 ton) | 2037 | Economic | MW | After Competition Groups | 11.8293 | 0 | 0 | 1952.4223 | 0.0060588 | 26 | Commercial_2037_Economic_MW_After Competition Groups_26 | Water Source Heat Pump (4 ton) | 0.6059% | 0 | 11.8293 | Commercial_2037_Economic_MW_After Competition Groups_Water Source Heat Pump (4 ton)
Commercial | Com ¦ Occupancy Sensors | 2037 | Economic | MW | After Competition Groups | 10.7466 | 0 | 0 | 1952.4223 | 0.0055043 | 27 | Commercial_2037_Economic_MW_After Competition Groups_27 | Occupancy Sensors | 0.5504% | 0 | 10.7466 | Commercial_2037_Economic_MW_After Competition Groups_Occupancy Sensors
Commercial | Com ¦ ECM MOTORS FOR EVAPORATOR FANS for refrigeration (WALK-IN) | 2037 | Economic | MW | After Competition Groups | 9.2923 | 0 | 0 | 1952.4223 | 0.0047594 | 28 | Commercial_2037_Economic_MW_After Competition Groups_28 | ECM MOTORS FOR EVAPORATOR FANS for refrigeration (WALK-IN) | 0.4759% | 0 | 9.2923 | Commercial_2037_Economic_MW_After Competition Groups_ECM MOTORS FOR EVAPORATOR FANS for refrigeration (WALK-IN)
Commercial | Com ¦ ENERGY STAR Griddle (74% eff) | 2037 | Economic | MW | After Competition Groups | 8.2284 | 0 | 0 | 1952.4223 | 0.0042144 | 29 | Commercial_2037_Economic_MW_After Competition Groups_29 | ENERGY STAR Griddle (74% eff) | 0.4214% | 0 | 8.2284 | Commercial_2037_Economic_MW_After Competition Groups_ENERGY STAR Griddle (74% eff)
Commercial | Com ¦ Freezer Case Light Sensor | 2037 | Economic | MW | After Competition Groups | 8.0398 | 0 | 0 | 1952.4223 | 0.0041179 | 30 | Commercial_2037_Economic_MW_After Competition Groups_30 | Freezer Case Light Sensor | 0.4118% | 0 | 8.0398 | Commercial_2037_Economic_MW_After Competition Groups_Freezer Case Light Sensor
Commercial | Com ¦ Evaporator Fan Controls | 2037 | Economic | MW | After Competition Groups | 7.8328 | 0 | 0 | 1952.4223 | 0.0040118 | 31 | Commercial_2037_Economic_MW_After Competition Groups_31 | Evaporator Fan Controls | 0.4012% | 0 | 7.8328 | Commercial_2037_Economic_MW_After Competition Groups_Evaporator Fan Controls
Commercial | Com ¦ LED EXTERIOR AREA LIGHTS - LED fixture (200W) | 2037 | Economic | MW | After Competition Groups | 7.1066 | 0 | 0 | 1952.4223 | 0.0036399 | 32 | Commercial_2037_Economic_MW_After Competition Groups_32 | LED EXTERIOR AREA LIGHTS - LED fixture (200W) | 0.364% | 0 | 7.1066 | Commercial_2037_Economic_MW_After Competition Groups_LED EXTERIOR AREA LIGHTS - LED fixture (200W)
Commercial | Com ¦ LED parking lot fixture | 2037 | Economic | MW | After Competition Groups | 6.76 | 0 | 0 | 1952.4223 | 0.0034624 | 33 | Commercial_2037_Economic_MW_After Competition Groups_33 | LED parking lot fixture | 0.3462% | 0 | 6.76 | Commercial_2037_Economic_MW_After Competition Groups_LED parking lot fixture
Commercial | Com ¦ Door Gasket Freezer/Refrigerator | 2037 | Economic | MW | After Competition Groups | 6.1696 | 0 | 0 | 1952.4223 | 0.00316 | 34 | Commercial_2037_Economic_MW_After Competition Groups_34 | Door Gasket Freezer/Refrigerator | 0.316% | 0 | 6.1696 | Commercial_2037_Economic_MW_After Competition Groups_Door Gasket Freezer/Refrigerator
Commercial | Com ¦ Elec Storage WH 2.30 Et | 2037 | Economic | MW | After Competition Groups | 5.7873 | 0 | 0 | 1952.4223 | 0.0029642 | 35 | Commercial_2037_Economic_MW_After Competition Groups_35 | Elec Storage WH 2.30 Et | 0.2964% | 0 | 5.7873 | Commercial_2037_Economic_MW_After Competition Groups_Elec Storage WH 2.30 Et
Commercial | Com ¦ BEVERAGE VENDING MACHINE CONTROLS | 2037 | Economic | MW | After Competition Groups | 5.1029 | 0 | 0 | 1952.4223 | 0.0026136 | 36 | Commercial_2037_Economic_MW_After Competition Groups_36 | BEVERAGE VENDING MACHINE CONTROLS | 0.2614% | 0 | 5.1029 | Commercial_2037_Economic_MW_After Competition Groups_BEVERAGE VENDING MACHINE CONTROLS
Commercial | Com ¦ Duct Insulation, R8 | 2037 | Economic | MW | After Competition Groups | 4.7114 | 0 | 0 | 1952.4223 | 0.0024131 | 37 | Commercial_2037_Economic_MW_After Competition Groups_37 | Duct Insulation, R8 | 0.2413% | 0 | 4.7114 | Commercial_2037_Economic_MW_After Competition Groups_Duct Insulation, R8
Commercial | Com ¦ LED street light fixture | 2037 | Economic | MW | After Competition Groups | 4.347 | 0 | 0 | 1952.4223 | 0.0022265 | 38 | Commercial_2037_Economic_MW_After Competition Groups_38 | LED street light fixture | 0.2226% | 0 | 4.347 | Commercial_2037_Economic_MW_After Competition Groups_LED street light fixture
Commercial | Com ¦ CO Sensors for parking garage exhaust fans | 2037 | Economic | MW | After Competition Groups | 3.4556 | 0 | 0 | 1952.4223 | 0.0017699 | 39 | Commercial_2037_Economic_MW_After Competition Groups_39 | CO Sensors for parking garage exhaust fans | 0.177% | 0 | 3.4556 | Commercial_2037_Economic_MW_After Competition Groups_CO Sensors for parking garage exhaust fans
Commercial | Com ¦ Temperature Adjustment in Commercial Freezers | 2037 | Economic | MW | After Competition Groups | 2.8636 | 0 | 0 | 1952.4223 | 0.0014667 | 40 | Commercial_2037_Economic_MW_After Competition Groups_40 | Temperature Adjustment in Commercial Freezers | 0.1467% | 0 | 2.8636 | Commercial_2037_Economic_MW_After Competition Groups_Temperature Adjustment in Commercial Freezers
Commercial | Com ¦ ENERGY STAR Fryer (84% eff) | 2037 | Economic | MW | After Competition Groups | 2.3972 | 0 | 0 | 1952.4223 | 0.0012278 | 41 | Commercial_2037_Economic_MW_After Competition Groups_41 | ENERGY STAR Fryer (84% eff) | 0.1228% | 0 | 2.3972 | Commercial_2037_Economic_MW_After Competition Groups_ENERGY STAR Fryer (84% eff)
Commercial | Com ¦ Vertical Night Covers | 2037 | Economic | MW | After Competition Groups | 2.3681 | 0 | 0 | 1952.4223 | 0.0012129 | 42 | Commercial_2037_Economic_MW_After Competition Groups_42 | Vertical Night Covers | 0.1213% | 0 | 2.3681 | Commercial_2037_Economic_MW_After Competition Groups_Vertical Night Covers
Commercial | Com ¦ Energy Efficient Laboratory Fume Hood | 2037 | Economic | MW | After Competition Groups | 2.3154 | 0 | 0 | 1952.4223 | 0.0011859 | 43 | Commercial_2037_Economic_MW_After Competition Groups_43 | Energy Efficient Laboratory Fume Hood | 0.1186% | 0 | 2.3154 | Commercial_2037_Economic_MW_After Competition Groups_Energy Efficient Laboratory Fume Hood
Commercial | Com ¦ Outside Air Economizer | 2037 | Economic | MW | After Competition Groups | 2.0112 | 0 | 0 | 1952.4223 | 0.0010301 | 44 | Commercial_2037_Economic_MW_After Competition Groups_44 | Outside Air Economizer | 0.103% | 0 | 2.0112 | Commercial_2037_Economic_MW_After Competition Groups_Outside Air Economizer
Commercial | Com ¦ Water Heating (DHW) Pipe Insulation (Add 3/4\ Foam)" | 2037 | Economic | MW | After Competition Groups | 1.8072 | 0 | 0 | 1952.4223 | 0.0009256 | 45 | Commercial_2037_Economic_MW_After Competition Groups_45 | Water Heating (DHW) Pipe Insulation (Add 3/4\ Foam)" | 0.09256% | 0 | 1.8072 | Commercial_2037_Economic_MW_After Competition Groups_Water Heating (DHW) Pipe Insulation (Add 3/4\ Foam)"
Commercial | Com ¦ Condensing Make Up Air Unit | 2037 | Economic | MW | After Competition Groups | 1.6593 | 0 | 0 | 1952.4223 | 0.00084985 | 46 | Commercial_2037_Economic_MW_After Competition Groups_46 | Condensing Make Up Air Unit | 0.08498% | 0 | 1.6593 | Commercial_2037_Economic_MW_After Competition Groups_Condensing Make Up Air Unit
Commercial | Com ¦ ENERGY STAR Dishwasher | 2037 | Economic | MW | After Competition Groups | 1.5944 | 0 | 0 | 1952.4223 | 0.00081662 | 47 | Commercial_2037_Economic_MW_After Competition Groups_47 | ENERGY STAR Dishwasher | 0.08166% | 0 | 1.5944 | Commercial_2037_Economic_MW_After Competition Groups_ENERGY STAR Dishwasher
Commercial | Com ¦ ENERGY STAR Steam Cookers | 2037 | Economic | MW | After Competition Groups | 1.5682 | 0 | 0 | 1952.4223 | 0.00080323 | 48 | Commercial_2037_Economic_MW_After Competition Groups_48 | ENERGY STAR Steam Cookers | 0.08032% | 0 | 1.5682 | Commercial_2037_Economic_MW_After Competition Groups_ENERGY STAR Steam Cookers
Commercial | Com ¦ Suction Pipe Insulation Freezer/Refrigerator | 2037 | Economic | MW | After Competition Groups | 1.2308 | 0 | 0 | 1952.4223 | 0.00063038 | 49 | Commercial_2037_Economic_MW_After Competition Groups_49 | Suction Pipe Insulation Freezer/Refrigerator | 0.06304% | 0 | 1.2308 | Commercial_2037_Economic_MW_After Competition Groups_Suction Pipe Insulation Freezer/Refrigerator
Commercial | Com ¦ Thermostat Setback | 2037 | Economic | MW | After Competition Groups | 0.83844 | 0 | 0 | 1952.4223 | 0.00042943 | 50 | Commercial_2037_Economic_MW_After Competition Groups_50 | Thermostat Setback | 0.04294% | 0 | 0.83844 | Commercial_2037_Economic_MW_After Competition Groups_Thermostat Setback
Commercial | Com ¦ Ozone Laundry Treatment | 2037 | Economic | MW | After Competition Groups | 0.81099 | 0 | 0 | 1952.4223 | 0.00041538 | 51 | Commercial_2037_Economic_MW_After Competition Groups_51 | Ozone Laundry Treatment | 0.04154% | 0 | 0.81099 | Commercial_2037_Economic_MW_After Competition Groups_Ozone Laundry Treatment
Commercial | Com ¦ PTAC (12 EER/10,000 BTU) | 2037 | Economic | MW | After Competition Groups | 0.67545 | 0 | 0 | 1952.4223 | 0.00034596 | 52 | Commercial_2037_Economic_MW_After Competition Groups_52 | PTAC (12 EER/10,000 BTU) | 0.0346% | 0 | 0.67545 | Commercial_2037_Economic_MW_After Competition Groups_PTAC (12 EER/10,000 BTU)
Commercial | Com ¦ Solar Water Preheat (Pools/DHW) | 2037 | Economic | MW | After Competition Groups | 0.50214 | 0 | 0 | 1952.4223 | 0.00025719 | 53 | Commercial_2037_Economic_MW_After Competition Groups_53 | Solar Water Preheat (Pools/DHW) | 0.02572% | 0 | 0.50214 | Commercial_2037_Economic_MW_After Competition Groups_Solar Water Preheat (Pools/DHW)
Commercial | COM ¦ Ductless Mini-Split Heat Pumps | 2037 | Economic | MW | After Competition Groups | 0.48415 | 0 | 0 | 1952.4223 | 0.00024797 | 54 | Commercial_2037_Economic_MW_After Competition Groups_54 | Ductless Mini-Split Heat Pumps | 0.0248% | 0 | 0.48415 | Commercial_2037_Economic_MW_After Competition Groups_Ductless Mini-Split Heat Pumps
Commercial | Com ¦ ECM MOTORS FOR HVAC APPLICATION (FAN-POWERED VAV BOX) | 2037 | Economic | MW | After Competition Groups | 0.33079 | 0 | 0 | 1952.4223 | 0.00016943 | 55 | Commercial_2037_Economic_MW_After Competition Groups_55 | ECM MOTORS FOR HVAC APPLICATION (FAN-POWERED VAV BOX) | 0.01694% | 0 | 0.33079 | Commercial_2037_Economic_MW_After Competition Groups_ECM MOTORS FOR HVAC APPLICATION (FAN-POWERED VAV BOX)
Commercial | Com ¦ Notched V belts for HVAC Systems | 2037 | Economic | MW | After Competition Groups | 0.28539 | 0 | 0 | 1952.4223 | 0.00014617 | 56 | Commercial_2037_Economic_MW_After Competition Groups_56 | Notched V belts for HVAC Systems | 0.01462% | 0 | 0.28539 | Commercial_2037_Economic_MW_After Competition Groups_Notched V belts for HVAC Systems
Commercial | Com ¦ Efficient compressor motor | 2037 | Economic | MW | After Competition Groups | 0.24171 | 0 | 0 | 1952.4223 | 0.0001238 | 57 | Commercial_2037_Economic_MW_After Competition Groups_57 | Efficient compressor motor | 0.01238% | 0 | 0.24171 | Commercial_2037_Economic_MW_After Competition Groups_Efficient compressor motor
Commercial | Com ¦ CEE Tier 2/Energy Star Clothes Washers | 2037 | Economic | MW | After Competition Groups | 0.20712 | 0 | 0 | 1952.4223 | 0.00010608 | 58 | Commercial_2037_Economic_MW_After Competition Groups_58 | CEE Tier 2/Energy Star Clothes Washers | 0.01061% | 0 | 0.20712 | Commercial_2037_Economic_MW_After Competition Groups_CEE Tier 2/Energy Star Clothes Washers
Commercial | Com ¦ Auto Off Time Switch or Time Clock control | 2037 | Economic | MW | After Competition Groups | 0.20197 | 0 | 0 | 1952.4223 | 0.00010344 | 59 | Commercial_2037_Economic_MW_After Competition Groups_59 | Auto Off Time Switch or Time Clock control | 0.01034% | 0 | 0.20197 | Commercial_2037_Economic_MW_After Competition Groups_Auto Off Time Switch or Time Clock control
Commercial | Com ¦ HVAC Optimization | 2037 | Economic | MW | After Competition Groups | 0.15007 | 0 | 0 | 1952.4223 | 7.6861e-05 | 60 | Commercial_2037_Economic_MW_After Competition Groups_60 | HVAC Optimization | 0.007686% | 0 | 0.15007 | Commercial_2037_Economic_MW_After Competition Groups_HVAC Optimization
Commercial | Com ¦ Commercial Hot Food Holding Cabinets | 2037 | Economic | MW | After Competition Groups | 0.13616 | 0 | 0 | 1952.4223 | 6.9741e-05 | 61 | Commercial_2037_Economic_MW_After Competition Groups_61 | Commercial Hot Food Holding Cabinets | 0.006974% | 0 | 0.13616 | Commercial_2037_Economic_MW_After Competition Groups_Commercial Hot Food Holding Cabinets
Commercial | Com ¦ LED RECESSED DOWNLIGHTS | 2037 | Economic | MW | After Competition Groups | 0.12355 | 0 | 0 | 1952.4223 | 6.3283e-05 | 62 | Commercial_2037_Economic_MW_After Competition Groups_62 | LED RECESSED DOWNLIGHTS | 0.006328% | 0 | 0.12355 | Commercial_2037_Economic_MW_After Competition Groups_LED RECESSED DOWNLIGHTS
Commercial | Com ¦ Demand controlled Circulating Systems | 2037 | Economic | MW | After Competition Groups | 0.11595 | 0 | 0 | 1952.4223 | 5.9386e-05 | 63 | Commercial_2037_Economic_MW_After Competition Groups_63 | Demand controlled Circulating Systems | 0.005939% | 0 | 0.11595 | Commercial_2037_Economic_MW_After Competition Groups_Demand controlled Circulating Systems
Commercial | Com ¦ Low Flow Pre-Rinse Spray Nozzle | 2037 | Economic | MW | After Competition Groups | 0.11353 | 0 | 0 | 1952.4223 | 5.8149e-05 | 64 | Commercial_2037_Economic_MW_After Competition Groups_64 | Low Flow Pre-Rinse Spray Nozzle | 0.005815% | 0 | 0.11353 | Commercial_2037_Economic_MW_After Competition Groups_Low Flow Pre-Rinse Spray Nozzle
Commercial | Com ¦ Room AC (w/ louvered sides) 14 SEER from 12 SEER code | 2037 | Economic | MW | After Competition Groups | 0.11055 | 0 | 0 | 1952.4223 | 5.6624e-05 | 65 | Commercial_2037_Economic_MW_After Competition Groups_65 | Room AC (w/ louvered sides) 14 SEER from 12 SEER code | 0.005662% | 0 | 0.11055 | Commercial_2037_Economic_MW_After Competition Groups_Room AC (w/ louvered sides) 14 SEER from 12 SEER code
Commercial | Com ¦ Energy Recovery Ventilation and Ventilation (Enhanced) | 2037 | Economic | MW | After Competition Groups | 0.069792 | 0 | 0 | 1952.4223 | 3.5746e-05 | 66 | Commercial_2037_Economic_MW_After Competition Groups_66 | Energy Recovery Ventilation and Ventilation (Enhanced) | 0.003575% | 0 | 0.069792 | Commercial_2037_Economic_MW_After Competition Groups_Energy Recovery Ventilation and Ventilation (Enhanced)
Commercial | Com ¦ Wall Insulation | 2037 | Economic | MW | After Competition Groups | 0.062558 | 0 | 0 | 1952.4223 | 3.2041e-05 | 67 | Commercial_2037_Economic_MW_After Competition Groups_67 | Wall Insulation | 0.003204% | 0 | 0.062558 | Commercial_2037_Economic_MW_After Competition Groups_Wall Insulation
Commercial | Com ¦ High Efficiency Chiller (avg of water and air cooled) | 2037 | Economic | MW | After Competition Groups | 0.056633 | 0 | 0 | 1952.4223 | 2.9007e-05 | 68 | Commercial_2037_Economic_MW_After Competition Groups_68 | High Efficiency Chiller (avg of water and air cooled) | 0.002901% | 0 | 0.056633 | Commercial_2037_Economic_MW_After Competition Groups_High Efficiency Chiller (avg of water and air cooled)
Commercial | Com ¦ Condensing Unit Heaters or other Efficient Unit Heating System | 2037 | Economic | MW | After Competition Groups | 0.040381 | 0 | 0 | 1952.4223 | 2.0682e-05 | 69 | Commercial_2037_Economic_MW_After Competition Groups_69 | Condensing Unit Heaters or other Efficient Unit Heating System | 0.002068% | 0 | 0.040381 | Commercial_2037_Economic_MW_After Competition Groups_Condensing Unit Heaters or other Efficient Unit Heating System
Commercial | Com ¦ VSD Air Compressor | 2037 | Economic | MW | After Competition Groups | 0.039603 | 0 | 0 | 1952.4223 | 2.0284e-05 | 70 | Commercial_2037_Economic_MW_After Competition Groups_70 | VSD Air Compressor | 0.002028% | 0 | 0.039603 | Commercial_2037_Economic_MW_After Competition Groups_VSD Air Compressor
Commercial | Com ¦ EC Plug Fan for Data Center (under cabinet) | 2037 | Economic | MW | After Competition Groups | 0.012496 | 0 | 0 | 1952.4223 | 6.4e-06 | 71 | Commercial_2037_Economic_MW_After Competition Groups_71 | EC Plug Fan for Data Center (under cabinet) | 0.00064% | 0 | 0.012496 | Commercial_2037_Economic_MW_After Competition Groups_EC Plug Fan for Data Center (under cabinet)
Commercial | Com ¦ Air Curtains | 2037 | Economic | MW | After Competition Groups | 0.0079391 | 0 | 0 | 1952.4223 | 4.0663e-06 | 72 | Commercial_2037_Economic_MW_After Competition Groups_72 | Air Curtains | 0.0004066% | 0 | 0.0079391 | Commercial_2037_Economic_MW_After Competition Groups_Air Curtains
Commercial | Com ¦ Electric Convection Combination Ovens | 2037 | Economic | MW | After Competition Groups | 0.00049512 | 0 | 0 | 1952.4223 | 2.5359e-07 | 73 | Commercial_2037_Economic_MW_After Competition Groups_73 | Electric Convection Combination Ovens | 2.536e-05% | 0 | 0.00049512 | Commercial_2037_Economic_MW_After Competition Groups_Electric Convection Combination Ovens
Commercial | Com ¦ Indoor Daylight Sensors/Photocell Dimming Control | 2037 | Economic | MW | After Competition Groups | 0 | 0 | 0 | 1952.4223 | 0 | 74 | Commercial_2037_Economic_MW_After Competition Groups_74 | Indoor Daylight Sensors/Photocell Dimming Control | 0% | 0 | 0 | Commercial_2037_Economic_MW_After Competition Groups_Indoor Daylight Sensors/Photocell Dimming Control
Commercial | Com ¦ Variable Refrigerant Flow Heat Pump | 2037 | Economic | MW | After Competition Groups | 0 | 0 | 0 | 1952.4223 | 0 | 75 | Commercial_2037_Economic_MW_After Competition Groups_75 | Variable Refrigerant Flow Heat Pump | 0% | 0 | 0 | Commercial_2037_Economic_MW_After Competition Groups_Variable Refrigerant Flow Heat Pump
Commercial | Com ¦ LED Low/High Bay | 2037 | SC A | MW | After Competition Groups | 165.841 | 0 | 0 | 1232.3815 | 0.13457 | 1 | Commercial_2037_SC A_MW_After Competition Groups_1 | LED Low/High Bay | 13.46% | 0 | 165.841 | Commercial_2037_SC A_MW_After Competition Groups_LED Low/High Bay
Commercial | Com ¦ LED Troffer/Surface/Suspended | 2037 | SC A | MW | After Competition Groups | 133.8844 | 0 | 0 | 1232.3815 | 0.10864 | 2 | Commercial_2037_SC A_MW_After Competition Groups_2 | LED Troffer/Surface/Suspended | 10.86% | 0 | 133.8844 | Commercial_2037_SC A_MW_After Competition Groups_LED Troffer/Surface/Suspended
Commercial | Com ¦ ENERGY STAR LED LAMPS (REFLECTOR LAMPs/MR16/PAR 16) | 2037 | SC A | MW | After Competition Groups | 130.2537 | 0 | 0 | 1232.3815 | 0.10569 | 3 | Commercial_2037_SC A_MW_After Competition Groups_3 | ENERGY STAR LED LAMPS (REFLECTOR LAMPs/MR16/PAR 16) | 10.57% | 0 | 130.2537 | Commercial_2037_SC A_MW_After Competition Groups_ENERGY STAR LED LAMPS (REFLECTOR LAMPs/MR16/PAR 16)
Commercial | Com ¦ High Efficiency Air Source Heat Pump | 2037 | SC A | MW | After Competition Groups | 93.4245 | 0 | 0 | 1232.3815 | 0.075808 | 4 | Commercial_2037_SC A_MW_After Competition Groups_4 | High Efficiency Air Source Heat Pump | 7.581% | 0 | 93.4245 | Commercial_2037_SC A_MW_After Competition Groups_High Efficiency Air Source Heat Pump
Commercial | Com ¦ Building Recommissioning, Operations and Maintenance (O&M) Improvements | 2037 | SC A | MW | After Competition Groups | 92.3329 | 0 | 0 | 1232.3815 | 0.074922 | 5 | Commercial_2037_SC A_MW_After Competition Groups_5 | Building Recommissioning, Operations and Maintenance (O&M) Improvements | 7.492% | 0 | 92.3329 | Commercial_2037_SC A_MW_After Competition Groups_Building Recommissioning, Operations and Maintenance (O&M) Improvements
Commercial | Com ¦ LED Replacement Lamp (Tube) | 2037 | SC A | MW | After Competition Groups | 89.4141 | 0 | 0 | 1232.3815 | 0.072554 | 6 | Commercial_2037_SC A_MW_After Competition Groups_6 | LED Replacement Lamp (Tube) | 7.255% | 0 | 89.4141 | Commercial_2037_SC A_MW_After Competition Groups_LED Replacement Lamp (Tube)
Commercial | Com ¦ Advanced BAS/Controllers | 2037 | SC A | MW | After Competition Groups | 47.1501 | 0 | 0 | 1232.3815 | 0.038259 | 7 | Commercial_2037_SC A_MW_After Competition Groups_7 | Advanced BAS/Controllers | 3.826% | 0 | 47.1501 | Commercial_2037_SC A_MW_After Competition Groups_Advanced BAS/Controllers
Commercial | Com ¦ Education and Capacity Building/Energy Behavior | 2037 | SC A | MW | After Competition Groups | 36.2149 | 0 | 0 | 1232.3815 | 0.029386 | 8 | Commercial_2037_SC A_MW_After Competition Groups_8 | Education and Capacity Building/Energy Behavior | 2.939% | 0 | 36.2149 | Commercial_2037_SC A_MW_After Competition Groups_Education and Capacity Building/Energy Behavior
Commercial | Com ¦ Reach-in Shaded Pole to ECM/PSC Evaporator Fan Motor | 2037 | SC A | MW | After Competition Groups | 31.4629 | 0 | 0 | 1232.3815 | 0.02553 | 9 | Commercial_2037_SC A_MW_After Competition Groups_9 | Reach-in Shaded Pole to ECM/PSC Evaporator Fan Motor | 2.553% | 0 | 31.4629 | Commercial_2037_SC A_MW_After Competition Groups_Reach-in Shaded Pole to ECM/PSC Evaporator Fan Motor
Commercial | Com ¦ Adaptive Thermostats | 2037 | SC A | MW | After Competition Groups | 30.9173 | 0 | 0 | 1232.3815 | 0.025087 | 10 | Commercial_2037_SC A_MW_After Competition Groups_10 | Adaptive Thermostats | 2.509% | 0 | 30.9173 | Commercial_2037_SC A_MW_After Competition Groups_Adaptive Thermostats
Commercial | Com ¦ Unitary Air-Conditioning Unit | 2037 | SC A | MW | After Competition Groups | 30.869 | 0 | 0 | 1232.3815 | 0.025048 | 11 | Commercial_2037_SC A_MW_After Competition Groups_11 | Unitary Air-Conditioning Unit | 2.505% | 0 | 30.869 | Commercial_2037_SC A_MW_After Competition Groups_Unitary Air-Conditioning Unit
Commercial | Com ¦ Refrigerated Display Case Doors | 2037 | SC A | MW | After Competition Groups | 28.6866 | 0 | 0 | 1232.3815 | 0.023277 | 12 | Commercial_2037_SC A_MW_After Competition Groups_12 | Refrigerated Display Case Doors | 2.328% | 0 | 28.6866 | Commercial_2037_SC A_MW_After Competition Groups_Refrigerated Display Case Doors
Commercial | Com ¦ Data Center Storage/Server Virtualization | 2037 | SC A | MW | After Competition Groups | 28.2966 | 0 | 0 | 1232.3815 | 0.022961 | 13 | Commercial_2037_SC A_MW_After Competition Groups_13 | Data Center Storage/Server Virtualization | 2.296% | 0 | 28.2966 | Commercial_2037_SC A_MW_After Competition Groups_Data Center Storage/Server Virtualization
Commercial | Com ¦ Strip Curtains | 2037 | SC A | MW | After Competition Groups | 27.0297 | 0 | 0 | 1232.3815 | 0.021933 | 14 | Commercial_2037_SC A_MW_After Competition Groups_14 | Strip Curtains | 2.193% | 0 | 27.0297 | Commercial_2037_SC A_MW_After Competition Groups_Strip Curtains
Commercial | Com ¦ Furnace Tune-Up | 2037 | SC A | MW | After Competition Groups | 22.8988 | 0 | 0 | 1232.3815 | 0.018581 | 15 | Commercial_2037_SC A_MW_After Competition Groups_15 | Furnace Tune-Up | 1.858% | 0 | 22.8988 | Commercial_2037_SC A_MW_After Competition Groups_Furnace Tune-Up
Commercial | Com ¦ LED or Equivalent Sign Lighting | 2037 | SC A | MW | After Competition Groups | 21.2528 | 0 | 0 | 1232.3815 | 0.017245 | 16 | Commercial_2037_SC A_MW_After Competition Groups_16 | LED or Equivalent Sign Lighting | 1.725% | 0 | 21.2528 | Commercial_2037_SC A_MW_After Competition Groups_LED or Equivalent Sign Lighting
Commercial | Com ¦ Centrally controlled desktop PC/NETWORK PC POWER MANAGEMENT SOFTWARE | 2037 | SC A | MW | After Competition Groups | 19.3591 | 0 | 0 | 1232.3815 | 0.015709 | 17 | Commercial_2037_SC A_MW_After Competition Groups_17 | Centrally controlled desktop PC/NETWORK PC POWER MANAGEMENT SOFTWARE | 1.571% | 0 | 19.3591 | Commercial_2037_SC A_MW_After Competition Groups_Centrally controlled desktop PC/NETWORK PC POWER MANAGEMENT SOFTWARE
Commercial | Com ¦ Demand Control Ventilation | 2037 | SC A | MW | After Competition Groups | 18.125 | 0 | 0 | 1232.3815 | 0.014707 | 18 | Commercial_2037_SC A_MW_After Competition Groups_18 | Demand Control Ventilation | 1.471% | 0 | 18.125 | Commercial_2037_SC A_MW_After Competition Groups_Demand Control Ventilation
Commercial | Com ¦ Chilled Water Optimization | 2037 | SC A | MW | After Competition Groups | 17.4795 | 0 | 0 | 1232.3815 | 0.014184 | 19 | Commercial_2037_SC A_MW_After Competition Groups_19 | Chilled Water Optimization | 1.418% | 0 | 17.4795 | Commercial_2037_SC A_MW_After Competition Groups_Chilled Water Optimization
Commercial | Com ¦ Variable Frequency Drive (VFD) | 2037 | SC A | MW | After Competition Groups | 16.0697 | 0 | 0 | 1232.3815 | 0.01304 | 20 | Commercial_2037_SC A_MW_After Competition Groups_20 | Variable Frequency Drive (VFD) | 1.304% | 0 | 16.0697 | Commercial_2037_SC A_MW_After Competition Groups_Variable Frequency Drive (VFD)
Commercial | Com ¦ ENERGY STAR LED LAMPS (General Service Lamps) | 2037 | SC A | MW | After Competition Groups | 15.7902 | 0 | 0 | 1232.3815 | 0.012813 | 21 | Commercial_2037_SC A_MW_After Competition Groups_21 | ENERGY STAR LED LAMPS (General Service Lamps) | 1.281% | 0 | 15.7902 | Commercial_2037_SC A_MW_After Competition Groups_ENERGY STAR LED LAMPS (General Service Lamps)
Commercial | Com ¦ VFD on Pumps | 2037 | SC A | MW | After Competition Groups | 14.9528 | 0 | 0 | 1232.3815 | 0.012133 | 22 | Commercial_2037_SC A_MW_After Competition Groups_22 | VFD on Pumps | 1.213% | 0 | 14.9528 | Commercial_2037_SC A_MW_After Competition Groups_VFD on Pumps
Commercial | Com ¦ Refrigerated Display Case LED | 2037 | SC A | MW | After Competition Groups | 10.7113 | 0 | 0 | 1232.3815 | 0.0086915 | 23 | Commercial_2037_SC A_MW_After Competition Groups_23 | Refrigerated Display Case LED | 0.8692% | 0 | 10.7113 | Commercial_2037_SC A_MW_After Competition Groups_Refrigerated Display Case LED
Commercial | Com ¦ Door Gasket Freezer/Refrigerator | 2037 | SC A | MW | After Competition Groups | 8.4452 | 0 | 0 | 1232.3815 | 0.0068528 | 24 | Commercial_2037_SC A_MW_After Competition Groups_24 | Door Gasket Freezer/Refrigerator | 0.6853% | 0 | 8.4452 | Commercial_2037_SC A_MW_After Competition Groups_Door Gasket Freezer/Refrigerator
Commercial | Com ¦ ECM MOTORS FOR EVAPORATOR FANS for refrigeration (WALK-IN) | 2037 | SC A | MW | After Competition Groups | 8.2693 | 0 | 0 | 1232.3815 | 0.00671 | 25 | Commercial_2037_SC A_MW_After Competition Groups_25 | ECM MOTORS FOR EVAPORATOR FANS for refrigeration (WALK-IN) | 0.671% | 0 | 8.2693 | Commercial_2037_SC A_MW_After Competition Groups_ECM MOTORS FOR EVAPORATOR FANS for refrigeration (WALK-IN)
Commercial | Com ¦ Demand Control Kitchen Ventilation | 2037 | SC A | MW | After Competition Groups | 7.7326 | 0 | 0 | 1232.3815 | 0.0062745 | 26 | Commercial_2037_SC A_MW_After Competition Groups_26 | Demand Control Kitchen Ventilation | 0.6275% | 0 | 7.7326 | Commercial_2037_SC A_MW_After Competition Groups_Demand Control Kitchen Ventilation
Commercial | Com ¦ Air Handler with Dedicated Outdoor Air Systems | 2037 | SC A | MW | After Competition Groups | 7.3509 | 0 | 0 | 1232.3815 | 0.0059648 | 27 | Commercial_2037_SC A_MW_After Competition Groups_27 | Air Handler with Dedicated Outdoor Air Systems | 0.5965% | 0 | 7.3509 | Commercial_2037_SC A_MW_After Competition Groups_Air Handler with Dedicated Outdoor Air Systems
Commercial | Com ¦ LED EXTERIOR AREA LIGHTS - LED fixture (200W) | 2037 | SC A | MW | After Competition Groups | 7.0032 | 0 | 0 | 1232.3815 | 0.0056827 | 28 | Commercial_2037_SC A_MW_After Competition Groups_28 | LED EXTERIOR AREA LIGHTS - LED fixture (200W) | 0.5683% | 0 | 7.0032 | Commercial_2037_SC A_MW_After Competition Groups_LED EXTERIOR AREA LIGHTS - LED fixture (200W)
Commercial | Com ¦ Evaporator Fan Controls | 2037 | SC A | MW | After Competition Groups | 6.9554 | 0 | 0 | 1232.3815 | 0.0056439 | 29 | Commercial_2037_SC A_MW_After Competition Groups_29 | Evaporator Fan Controls | 0.5644% | 0 | 6.9554 | Commercial_2037_SC A_MW_After Competition Groups_Evaporator Fan Controls
Commercial | Com ¦ LED parking lot fixture | 2037 | SC A | MW | After Competition Groups | 6.6969 | 0 | 0 | 1232.3815 | 0.0054341 | 30 | Commercial_2037_SC A_MW_After Competition Groups_30 | LED parking lot fixture | 0.5434% | 0 | 6.6969 | Commercial_2037_SC A_MW_After Competition Groups_LED parking lot fixture
Commercial | Com ¦ Freezer Case Light Sensor | 2037 | SC A | MW | After Competition Groups | 5.9924 | 0 | 0 | 1232.3815 | 0.0048625 | 31 | Commercial_2037_SC A_MW_After Competition Groups_31 | Freezer Case Light Sensor | 0.4862% | 0 | 5.9924 | Commercial_2037_SC A_MW_After Competition Groups_Freezer Case Light Sensor
Commercial | Com ¦ ENERGY STAR Griddle (74% eff) | 2037 | SC A | MW | After Competition Groups | 5.8605 | 0 | 0 | 1232.3815 | 0.0047554 | 32 | Commercial_2037_SC A_MW_After Competition Groups_32 | ENERGY STAR Griddle (74% eff) | 0.4755% | 0 | 5.8605 | Commercial_2037_SC A_MW_After Competition Groups_ENERGY STAR Griddle (74% eff)
Commercial | Com ¦ Occupancy Sensors | 2037 | SC A | MW | After Competition Groups | 5.5481 | 0 | 0 | 1232.3815 | 0.0045019 | 33 | Commercial_2037_SC A_MW_After Competition Groups_33 | Occupancy Sensors | 0.4502% | 0 | 5.5481 | Commercial_2037_SC A_MW_After Competition Groups_Occupancy Sensors
Commercial | Com ¦ Water Source Heat Pump (4 ton) | 2037 | SC A | MW | After Competition Groups | 4.5746 | 0 | 0 | 1232.3815 | 0.003712 | 34 | Commercial_2037_SC A_MW_After Competition Groups_34 | Water Source Heat Pump (4 ton) | 0.3712% | 0 | 4.5746 | Commercial_2037_SC A_MW_After Competition Groups_Water Source Heat Pump (4 ton)
Commercial | Com ¦ LED street light fixture | 2037 | SC A | MW | After Competition Groups | 4.2342 | 0 | 0 | 1232.3815 | 0.0034358 | 35 | Commercial_2037_SC A_MW_After Competition Groups_35 | LED street light fixture | 0.3436% | 0 | 4.2342 | Commercial_2037_SC A_MW_After Competition Groups_LED street light fixture
Commercial | Com ¦ Duct Insulation, R8 | 2037 | SC A | MW | After Competition Groups | 4.1682 | 0 | 0 | 1232.3815 | 0.0033822 | 36 | Commercial_2037_SC A_MW_After Competition Groups_36 | Duct Insulation, R8 | 0.3382% | 0 | 4.1682 | Commercial_2037_SC A_MW_After Competition Groups_Duct Insulation, R8
Commercial | Com ¦ BEVERAGE VENDING MACHINE CONTROLS | 2037 | SC A | MW | After Competition Groups | 3.2574 | 0 | 0 | 1232.3815 | 0.0026432 | 37 | Commercial_2037_SC A_MW_After Competition Groups_37 | BEVERAGE VENDING MACHINE CONTROLS | 0.2643% | 0 | 3.2574 | Commercial_2037_SC A_MW_After Competition Groups_BEVERAGE VENDING MACHINE CONTROLS
Commercial | Com ¦ Elec Storage WH 2.30 Et | 2037 | SC A | MW | After Competition Groups | 2.971 | 0 | 0 | 1232.3815 | 0.0024108 | 38 | Commercial_2037_SC A_MW_After Competition Groups_38 | Elec Storage WH 2.30 Et | 0.2411% | 0 | 2.971 | Commercial_2037_SC A_MW_After Competition Groups_Elec Storage WH 2.30 Et
Commercial | Com ¦ Temperature Adjustment in Commercial Freezers | 2037 | SC A | MW | After Competition Groups | 2.5447 | 0 | 0 | 1232.3815 | 0.0020649 | 39 | Commercial_2037_SC A_MW_After Competition Groups_39 | Temperature Adjustment in Commercial Freezers | 0.2065% | 0 | 2.5447 | Commercial_2037_SC A_MW_After Competition Groups_Temperature Adjustment in Commercial Freezers
Commercial | Com ¦ CO Sensors for parking garage exhaust fans | 2037 | SC A | MW | After Competition Groups | 2.1609 | 0 | 0 | 1232.3815 | 0.0017534 | 40 | Commercial_2037_SC A_MW_After Competition Groups_40 | CO Sensors for parking garage exhaust fans | 0.1753% | 0 | 2.1609 | Commercial_2037_SC A_MW_After Competition Groups_CO Sensors for parking garage exhaust fans
Commercial | Com ¦ Vertical Night Covers | 2037 | SC A | MW | After Competition Groups | 2.0684 | 0 | 0 | 1232.3815 | 0.0016784 | 41 | Commercial_2037_SC A_MW_After Competition Groups_41 | Vertical Night Covers | 0.1678% | 0 | 2.0684 | Commercial_2037_SC A_MW_After Competition Groups_Vertical Night Covers
Commercial | Com ¦ Energy Efficient Laboratory Fume Hood | 2037 | SC A | MW | After Competition Groups | 1.9173 | 0 | 0 | 1232.3815 | 0.0015558 | 42 | Commercial_2037_SC A_MW_After Competition Groups_42 | Energy Efficient Laboratory Fume Hood | 0.1556% | 0 | 1.9173 | Commercial_2037_SC A_MW_After Competition Groups_Energy Efficient Laboratory Fume Hood
Commercial | Com ¦ ENERGY STAR Fryer (84% eff) | 2037 | SC A | MW | After Competition Groups | 1.7436 | 0 | 0 | 1232.3815 | 0.0014148 | 43 | Commercial_2037_SC A_MW_After Competition Groups_43 | ENERGY STAR Fryer (84% eff) | 0.1415% | 0 | 1.7436 | Commercial_2037_SC A_MW_After Competition Groups_ENERGY STAR Fryer (84% eff)
Commercial | Com ¦ Outside Air Economizer | 2037 | SC A | MW | After Competition Groups | 1.6789 | 0 | 0 | 1232.3815 | 0.0013623 | 44 | Commercial_2037_SC A_MW_After Competition Groups_44 | Outside Air Economizer | 0.1362% | 0 | 1.6789 | Commercial_2037_SC A_MW_After Competition Groups_Outside Air Economizer
Commercial | Com ¦ Water Heating (DHW) Pipe Insulation (Add 3/4\ Foam)" | 2037 | SC A | MW | After Competition Groups | 1.6115 | 0 | 0 | 1232.3815 | 0.0013077 | 45 | Commercial_2037_SC A_MW_After Competition Groups_45 | Water Heating (DHW) Pipe Insulation (Add 3/4\ Foam)" | 0.1308% | 0 | 1.6115 | Commercial_2037_SC A_MW_After Competition Groups_Water Heating (DHW) Pipe Insulation (Add 3/4\ Foam)"
Commercial | Com ¦ ENERGY STAR Steam Cookers | 2037 | SC A | MW | After Competition Groups | 1.1181 | 0 | 0 | 1232.3815 | 0.0009073 | 46 | Commercial_2037_SC A_MW_After Competition Groups_46 | ENERGY STAR Steam Cookers | 0.09073% | 0 | 1.1181 | Commercial_2037_SC A_MW_After Competition Groups_ENERGY STAR Steam Cookers
Commercial | Com ¦ Suction Pipe Insulation Freezer/Refrigerator | 2037 | SC A | MW | After Competition Groups | 1.0659 | 0 | 0 | 1232.3815 | 0.00086494 | 47 | Commercial_2037_SC A_MW_After Competition Groups_47 | Suction Pipe Insulation Freezer/Refrigerator | 0.08649% | 0 | 1.0659 | Commercial_2037_SC A_MW_After Competition Groups_Suction Pipe Insulation Freezer/Refrigerator
Commercial | Com ¦ ENERGY STAR Dishwasher | 2037 | SC A | MW | After Competition Groups | 0.81834 | 0 | 0 | 1232.3815 | 0.00066404 | 48 | Commercial_2037_SC A_MW_After Competition Groups_48 | ENERGY STAR Dishwasher | 0.0664% | 0 | 0.81834 | Commercial_2037_SC A_MW_After Competition Groups_ENERGY STAR Dishwasher
Commercial | Com ¦ Condensing Make Up Air Unit | 2037 | SC A | MW | After Competition Groups | 0.79139 | 0 | 0 | 1232.3815 | 0.00064216 | 49 | Commercial_2037_SC A_MW_After Competition Groups_49 | Condensing Make Up Air Unit | 0.06422% | 0 | 0.79139 | Commercial_2037_SC A_MW_After Competition Groups_Condensing Make Up Air Unit
Commercial | Com ¦ Thermostat Setback | 2037 | SC A | MW | After Competition Groups | 0.74964 | 0 | 0 | 1232.3815 | 0.00060829 | 50 | Commercial_2037_SC A_MW_After Competition Groups_50 | Thermostat Setback | 0.06083% | 0 | 0.74964 | Commercial_2037_SC A_MW_After Competition Groups_Thermostat Setback
Commercial | Com ¦ Ozone Laundry Treatment | 2037 | SC A | MW | After Competition Groups | 0.47039 | 0 | 0 | 1232.3815 | 0.00038169 | 51 | Commercial_2037_SC A_MW_After Competition Groups_51 | Ozone Laundry Treatment | 0.03817% | 0 | 0.47039 | Commercial_2037_SC A_MW_After Competition Groups_Ozone Laundry Treatment
Commercial | COM ¦ Ductless Mini-Split Heat Pumps | 2037 | SC A | MW | After Competition Groups | 0.28197 | 0 | 0 | 1232.3815 | 0.0002288 | 52 | Commercial_2037_SC A_MW_After Competition Groups_52 | Ductless Mini-Split Heat Pumps | 0.02288% | 0 | 0.28197 | Commercial_2037_SC A_MW_After Competition Groups_Ductless Mini-Split Heat Pumps
Commercial | Com ¦ ECM MOTORS FOR HVAC APPLICATION (FAN-POWERED VAV BOX) | 2037 | SC A | MW | After Competition Groups | 0.25499 | 0 | 0 | 1232.3815 | 0.00020691 | 53 | Commercial_2037_SC A_MW_After Competition Groups_53 | ECM MOTORS FOR HVAC APPLICATION (FAN-POWERED VAV BOX) | 0.02069% | 0 | 0.25499 | Commercial_2037_SC A_MW_After Competition Groups_ECM MOTORS FOR HVAC APPLICATION (FAN-POWERED VAV BOX)
Commercial | Com ¦ PTAC (12 EER/10,000 BTU) | 2037 | SC A | MW | After Competition Groups | 0.24568 | 0 | 0 | 1232.3815 | 0.00019935 | 54 | Commercial_2037_SC A_MW_After Competition Groups_54 | PTAC (12 EER/10,000 BTU) | 0.01994% | 0 | 0.24568 | Commercial_2037_SC A_MW_After Competition Groups_PTAC (12 EER/10,000 BTU)
Commercial | Com ¦ Solar Water Preheat (Pools/DHW) | 2037 | SC A | MW | After Competition Groups | 0.19431 | 0 | 0 | 1232.3815 | 0.00015767 | 55 | Commercial_2037_SC A_MW_After Competition Groups_55 | Solar Water Preheat (Pools/DHW) | 0.01577% | 0 | 0.19431 | Commercial_2037_SC A_MW_After Competition Groups_Solar Water Preheat (Pools/DHW)
Commercial | Com ¦ CEE Tier 2/Energy Star Clothes Washers | 2037 | SC A | MW | After Competition Groups | 0.15321 | 0 | 0 | 1232.3815 | 0.00012432 | 56 | Commercial_2037_SC A_MW_After Competition Groups_56 | CEE Tier 2/Energy Star Clothes Washers | 0.01243% | 0 | 0.15321 | Commercial_2037_SC A_MW_After Competition Groups_CEE Tier 2/Energy Star Clothes Washers
Commercial | Com ¦ Notched V belts for HVAC Systems | 2037 | SC A | MW | After Competition Groups | 0.14716 | 0 | 0 | 1232.3815 | 0.00011941 | 57 | Commercial_2037_SC A_MW_After Competition Groups_57 | Notched V belts for HVAC Systems | 0.01194% | 0 | 0.14716 | Commercial_2037_SC A_MW_After Competition Groups_Notched V belts for HVAC Systems
Commercial | Com ¦ Auto Off Time Switch or Time Clock control | 2037 | SC A | MW | After Competition Groups | 0.13496 | 0 | 0 | 1232.3815 | 0.00010952 | 58 | Commercial_2037_SC A_MW_After Competition Groups_58 | Auto Off Time Switch or Time Clock control | 0.01095% | 0 | 0.13496 | Commercial_2037_SC A_MW_After Competition Groups_Auto Off Time Switch or Time Clock control
Commercial | Com ¦ HVAC Optimization | 2037 | SC A | MW | After Competition Groups | 0.11713 | 0 | 0 | 1232.3815 | 9.5043e-05 | 59 | Commercial_2037_SC A_MW_After Competition Groups_59 | HVAC Optimization | 0.009504% | 0 | 0.11713 | Commercial_2037_SC A_MW_After Competition Groups_HVAC Optimization
Commercial | Com ¦ Demand controlled Circulating Systems | 2037 | SC A | MW | After Competition Groups | 0.10757 | 0 | 0 | 1232.3815 | 8.729e-05 | 60 | Commercial_2037_SC A_MW_After Competition Groups_60 | Demand controlled Circulating Systems | 0.008729% | 0 | 0.10757 | Commercial_2037_SC A_MW_After Competition Groups_Demand controlled Circulating Systems
Commercial | Com ¦ LED RECESSED DOWNLIGHTS | 2037 | SC A | MW | After Competition Groups | 0.092714 | 0 | 0 | 1232.3815 | 7.5232e-05 | 61 | Commercial_2037_SC A_MW_After Competition Groups_61 | LED RECESSED DOWNLIGHTS | 0.007523% | 0 | 0.092714 | Commercial_2037_SC A_MW_After Competition Groups_LED RECESSED DOWNLIGHTS
Commercial | Com ¦ Commercial Hot Food Holding Cabinets | 2037 | SC A | MW | After Competition Groups | 0.078057 | 0 | 0 | 1232.3815 | 6.3339e-05 | 62 | Commercial_2037_SC A_MW_After Competition Groups_62 | Commercial Hot Food Holding Cabinets | 0.006334% | 0 | 0.078057 | Commercial_2037_SC A_MW_After Competition Groups_Commercial Hot Food Holding Cabinets
Commercial | Com ¦ Low Flow Pre-Rinse Spray Nozzle | 2037 | SC A | MW | After Competition Groups | 0.077029 | 0 | 0 | 1232.3815 | 6.2504e-05 | 63 | Commercial_2037_SC A_MW_After Competition Groups_63 | Low Flow Pre-Rinse Spray Nozzle | 0.00625% | 0 | 0.077029 | Commercial_2037_SC A_MW_After Competition Groups_Low Flow Pre-Rinse Spray Nozzle
Commercial | Com ¦ High Efficiency Small Instantaneous Water Heater | 2037 | SC A | MW | After Competition Groups | 0.064283 | 0 | 0 | 1232.3815 | 5.2161e-05 | 64 | Commercial_2037_SC A_MW_After Competition Groups_64 | High Efficiency Small Instantaneous Water Heater | 0.005216% | 0 | 0.064283 | Commercial_2037_SC A_MW_After Competition Groups_High Efficiency Small Instantaneous Water Heater
Commercial | Com ¦ Wall Insulation | 2037 | SC A | MW | After Competition Groups | 0.037855 | 0 | 0 | 1232.3815 | 3.0717e-05 | 65 | Commercial_2037_SC A_MW_After Competition Groups_65 | Wall Insulation | 0.003072% | 0 | 0.037855 | Commercial_2037_SC A_MW_After Competition Groups_Wall Insulation
Commercial | Com ¦ Condensing Unit Heaters or other Efficient Unit Heating System | 2037 | SC A | MW | After Competition Groups | 0.036182 | 0 | 0 | 1232.3815 | 2.9359e-05 | 66 | Commercial_2037_SC A_MW_After Competition Groups_66 | Condensing Unit Heaters or other Efficient Unit Heating System | 0.002936% | 0 | 0.036182 | Commercial_2037_SC A_MW_After Competition Groups_Condensing Unit Heaters or other Efficient Unit Heating System
Commercial | Com ¦ Room AC (w/ louvered sides) 14 SEER from 12 SEER code | 2037 | SC A | MW | After Competition Groups | 0.034524 | 0 | 0 | 1232.3815 | 2.8014e-05 | 67 | Commercial_2037_SC A_MW_After Competition Groups_67 | Room AC (w/ louvered sides) 14 SEER from 12 SEER code | 0.002801% | 0 | 0.034524 | Commercial_2037_SC A_MW_After Competition Groups_Room AC (w/ louvered sides) 14 SEER from 12 SEER code
Commercial | Com ¦ Air Curtains | 2037 | SC A | MW | After Competition Groups | 0.028944 | 0 | 0 | 1232.3815 | 2.3486e-05 | 68 | Commercial_2037_SC A_MW_After Competition Groups_68 | Air Curtains | 0.002349% | 0 | 0.028944 | Commercial_2037_SC A_MW_After Competition Groups_Air Curtains
Commercial | Com ¦ VSD Air Compressor | 2037 | SC A | MW | After Competition Groups | 0.027269 | 0 | 0 | 1232.3815 | 2.2127e-05 | 69 | Commercial_2037_SC A_MW_After Competition Groups_69 | VSD Air Compressor | 0.002213% | 0 | 0.027269 | Commercial_2037_SC A_MW_After Competition Groups_VSD Air Compressor
Commercial | Com ¦ Efficient compressor motor | 2037 | SC A | MW | After Competition Groups | 0.019187 | 0 | 0 | 1232.3815 | 1.5569e-05 | 70 | Commercial_2037_SC A_MW_After Competition Groups_70 | Efficient compressor motor | 0.001557% | 0 | 0.019187 | Commercial_2037_SC A_MW_After Competition Groups_Efficient compressor motor
Commercial | Com ¦ Energy Recovery Ventilation and Ventilation (Enhanced) | 2037 | SC A | MW | After Competition Groups | 0.016313 | 0 | 0 | 1232.3815 | 1.3237e-05 | 71 | Commercial_2037_SC A_MW_After Competition Groups_71 | Energy Recovery Ventilation and Ventilation (Enhanced) | 0.001324% | 0 | 0.016313 | Commercial_2037_SC A_MW_After Competition Groups_Energy Recovery Ventilation and Ventilation (Enhanced)
Commercial | Com ¦ EC Plug Fan for Data Center (under cabinet) | 2037 | SC A | MW | After Competition Groups | 0.0054944 | 0 | 0 | 1232.3815 | 4.4584e-06 | 72 | Commercial_2037_SC A_MW_After Competition Groups_72 | EC Plug Fan for Data Center (under cabinet) | 0.0004458% | 0 | 0.0054944 | Commercial_2037_SC A_MW_After Competition Groups_EC Plug Fan for Data Center (under cabinet)
Commercial | Com ¦ High Efficiency Chiller (avg of water and air cooled) | 2037 | SC A | MW | After Competition Groups | 0.0039486 | 0 | 0 | 1232.3815 | 3.2041e-06 | 73 | Commercial_2037_SC A_MW_After Competition Groups_73 | High Efficiency Chiller (avg of water and air cooled) | 0.0003204% | 0 | 0.0039486 | Commercial_2037_SC A_MW_After Competition Groups_High Efficiency Chiller (avg of water and air cooled)
Commercial | Com ¦ LLLC - Low Impact Application | 2037 | SC A | MW | After Competition Groups | 0.0032333 | 0 | 0 | 1232.3815 | 2.6236e-06 | 74 | Commercial_2037_SC A_MW_After Competition Groups_74 | LLLC - Low Impact Application | 0.0002624% | 0 | 0.0032333 | Commercial_2037_SC A_MW_After Competition Groups_LLLC - Low Impact Application
Commercial | Com ¦ LLLC - High Impact Application | 2037 | SC A | MW | After Competition Groups | 0.0029087 | 0 | 0 | 1232.3815 | 2.3602e-06 | 75 | Commercial_2037_SC A_MW_After Competition Groups_75 | LLLC - High Impact Application | 0.000236% | 0 | 0.0029087 | Commercial_2037_SC A_MW_After Competition Groups_LLLC - High Impact Application
Commercial | Com ¦ Electric Convection Combination Ovens | 2037 | SC A | MW | After Competition Groups | 0.0003947 | 0 | 0 | 1232.3815 | 3.2028e-07 | 76 | Commercial_2037_SC A_MW_After Competition Groups_76 | Electric Convection Combination Ovens | 3.203e-05% | 0 | 0.0003947 | Commercial_2037_SC A_MW_After Competition Groups_Electric Convection Combination Ovens
Commercial | Com ¦ Networked/Connected - High Impact Application | 2037 | SC A | MW | After Competition Groups | 6.1734e-05 | 0 | 0 | 1232.3815 | 5.0094e-08 | 77 | Commercial_2037_SC A_MW_After Competition Groups_77 | Networked/Connected - High Impact Application | 5.009e-06% | 0 | 6.1734e-05 | Commercial_2037_SC A_MW_After Competition Groups_Networked/Connected - High Impact Application
Commercial | Com ¦ Networked/Connected - Low Impact Application | 2037 | SC A | MW | After Competition Groups | 2.8364e-06 | 0 | 0 | 1232.3815 | 2.3016e-09 | 78 | Commercial_2037_SC A_MW_After Competition Groups_78 | Networked/Connected - Low Impact Application | 2.302e-07% | 0 | 2.8364e-06 | Commercial_2037_SC A_MW_After Competition Groups_Networked/Connected - Low Impact Application
Commercial | Com ¦ Indoor Daylight Sensors/Photocell Dimming Control | 2037 | SC A | MW | After Competition Groups | 0 | 0 | 0 | 1232.3815 | 0 | 79 | Commercial_2037_SC A_MW_After Competition Groups_79 | Indoor Daylight Sensors/Photocell Dimming Control | 0% | 0 | 0 | Commercial_2037_SC A_MW_After Competition Groups_Indoor Daylight Sensors/Photocell Dimming Control
Commercial | Com ¦ Variable Refrigerant Flow Heat Pump | 2037 | SC A | MW | After Competition Groups | 0 | 0 | 0 | 1232.3815 | 0 | 80 | Commercial_2037_SC A_MW_After Competition Groups_80 | Variable Refrigerant Flow Heat Pump | 0% | 0 | 0 | Commercial_2037_SC A_MW_After Competition Groups_Variable Refrigerant Flow Heat Pump
Commercial | Com ¦ Building Recommissioning, Operations and Maintenance (O&M) Improvements | 2037 | SC B | MW | After Competition Groups | 189.3737 | 0 | 0 | 1723.7328 | 0.10986 | 1 | Commercial_2037_SC B_MW_After Competition Groups_1 | Building Recommissioning, Operations and Maintenance (O&M) Improvements | 10.99% | 0 | 189.3737 | Commercial_2037_SC B_MW_After Competition Groups_Building Recommissioning, Operations and Maintenance (O&M) Improvements
Commercial | Com ¦ Education and Capacity Building/Energy Behavior | 2037 | SC B | MW | After Competition Groups | 181.0747 | 0 | 0 | 1723.7328 | 0.10505 | 2 | Commercial_2037_SC B_MW_After Competition Groups_2 | Education and Capacity Building/Energy Behavior | 10.5% | 0 | 181.0747 | Commercial_2037_SC B_MW_After Competition Groups_Education and Capacity Building/Energy Behavior
Commercial | Com ¦ LED Low/High Bay | 2037 | SC B | MW | After Competition Groups | 174.4369 | 0 | 0 | 1723.7328 | 0.1012 | 3 | Commercial_2037_SC B_MW_After Competition Groups_3 | LED Low/High Bay | 10.12% | 0 | 174.4369 | Commercial_2037_SC B_MW_After Competition Groups_LED Low/High Bay
Commercial | Com ¦ LED Troffer/Surface/Suspended | 2037 | SC B | MW | After Competition Groups | 135.5166 | 0 | 0 | 1723.7328 | 0.078618 | 4 | Commercial_2037_SC B_MW_After Competition Groups_4 | LED Troffer/Surface/Suspended | 7.862% | 0 | 135.5166 | Commercial_2037_SC B_MW_After Competition Groups_LED Troffer/Surface/Suspended
Commercial | Com ¦ ENERGY STAR LED LAMPS (REFLECTOR LAMPs/MR16/PAR 16) | 2037 | SC B | MW | After Competition Groups | 130.2537 | 0 | 0 | 1723.7328 | 0.075565 | 5 | Commercial_2037_SC B_MW_After Competition Groups_5 | ENERGY STAR LED LAMPS (REFLECTOR LAMPs/MR16/PAR 16) | 7.556% | 0 | 130.2537 | Commercial_2037_SC B_MW_After Competition Groups_ENERGY STAR LED LAMPS (REFLECTOR LAMPs/MR16/PAR 16)
Commercial | Com ¦ Unitary Air-Conditioning Unit | 2037 | SC B | MW | After Competition Groups | 98.4601 | 0 | 0 | 1723.7328 | 0.05712 | 6 | Commercial_2037_SC B_MW_After Competition Groups_6 | Unitary Air-Conditioning Unit | 5.712% | 0 | 98.4601 | Commercial_2037_SC B_MW_After Competition Groups_Unitary Air-Conditioning Unit
Commercial | Com ¦ High Efficiency Air Source Heat Pump | 2037 | SC B | MW | After Competition Groups | 93.4243 | 0 | 0 | 1723.7328 | 0.054199 | 7 | Commercial_2037_SC B_MW_After Competition Groups_7 | High Efficiency Air Source Heat Pump | 5.42% | 0 | 93.4243 | Commercial_2037_SC B_MW_After Competition Groups_High Efficiency Air Source Heat Pump
Commercial | Com ¦ LED Replacement Lamp (Tube) | 2037 | SC B | MW | After Competition Groups | 89.4141 | 0 | 0 | 1723.7328 | 0.051872 | 8 | Commercial_2037_SC B_MW_After Competition Groups_8 | LED Replacement Lamp (Tube) | 5.187% | 0 | 89.4141 | Commercial_2037_SC B_MW_After Competition Groups_LED Replacement Lamp (Tube)
Commercial | Com ¦ Advanced BAS/Controllers | 2037 | SC B | MW | After Competition Groups | 82.8457 | 0 | 0 | 1723.7328 | 0.048062 | 9 | Commercial_2037_SC B_MW_After Competition Groups_9 | Advanced BAS/Controllers | 4.806% | 0 | 82.8457 | Commercial_2037_SC B_MW_After Competition Groups_Advanced BAS/Controllers
Commercial | Com ¦ Adaptive Thermostats | 2037 | SC B | MW | After Competition Groups | 44.5547 | 0 | 0 | 1723.7328 | 0.025848 | 10 | Commercial_2037_SC B_MW_After Competition Groups_10 | Adaptive Thermostats | 2.585% | 0 | 44.5547 | Commercial_2037_SC B_MW_After Competition Groups_Adaptive Thermostats
Commercial | Com ¦ Refrigerated Display Case Doors | 2037 | SC B | MW | After Competition Groups | 42.727 | 0 | 0 | 1723.7328 | 0.024787 | 11 | Commercial_2037_SC B_MW_After Competition Groups_11 | Refrigerated Display Case Doors | 2.479% | 0 | 42.727 | Commercial_2037_SC B_MW_After Competition Groups_Refrigerated Display Case Doors
Commercial | Com ¦ Strip Curtains | 2037 | SC B | MW | After Competition Groups | 33.9956 | 0 | 0 | 1723.7328 | 0.019722 | 12 | Commercial_2037_SC B_MW_After Competition Groups_12 | Strip Curtains | 1.972% | 0 | 33.9956 | Commercial_2037_SC B_MW_After Competition Groups_Strip Curtains
Commercial | Com ¦ Reach-in Shaded Pole to ECM/PSC Evaporator Fan Motor | 2037 | SC B | MW | After Competition Groups | 33.1016 | 0 | 0 | 1723.7328 | 0.019203 | 13 | Commercial_2037_SC B_MW_After Competition Groups_13 | Reach-in Shaded Pole to ECM/PSC Evaporator Fan Motor | 1.92% | 0 | 33.1016 | Commercial_2037_SC B_MW_After Competition Groups_Reach-in Shaded Pole to ECM/PSC Evaporator Fan Motor
Commercial | Com ¦ Demand Control Ventilation | 2037 | SC B | MW | After Competition Groups | 32.7128 | 0 | 0 | 1723.7328 | 0.018978 | 14 | Commercial_2037_SC B_MW_After Competition Groups_14 | Demand Control Ventilation | 1.898% | 0 | 32.7128 | Commercial_2037_SC B_MW_After Competition Groups_Demand Control Ventilation
Commercial | Com ¦ Furnace Tune-Up | 2037 | SC B | MW | After Competition Groups | 31.3019 | 0 | 0 | 1723.7328 | 0.018159 | 15 | Commercial_2037_SC B_MW_After Competition Groups_15 | Furnace Tune-Up | 1.816% | 0 | 31.3019 | Commercial_2037_SC B_MW_After Competition Groups_Furnace Tune-Up
Commercial | Com ¦ Data Center Storage/Server Virtualization | 2037 | SC B | MW | After Competition Groups | 30.2609 | 0 | 0 | 1723.7328 | 0.017555 | 16 | Commercial_2037_SC B_MW_After Competition Groups_16 | Data Center Storage/Server Virtualization | 1.756% | 0 | 30.2609 | Commercial_2037_SC B_MW_After Competition Groups_Data Center Storage/Server Virtualization
Commercial | Com ¦ LED or Equivalent Sign Lighting | 2037 | SC B | MW | After Competition Groups | 27.933 | 0 | 0 | 1723.7328 | 0.016205 | 17 | Commercial_2037_SC B_MW_After Competition Groups_17 | LED or Equivalent Sign Lighting | 1.62% | 0 | 27.933 | Commercial_2037_SC B_MW_After Competition Groups_LED or Equivalent Sign Lighting
Commercial | Com ¦ Centrally controlled desktop PC/NETWORK PC POWER MANAGEMENT SOFTWARE | 2037 | SC B | MW | After Competition Groups | 23.9793 | 0 | 0 | 1723.7328 | 0.013911 | 18 | Commercial_2037_SC B_MW_After Competition Groups_18 | Centrally controlled desktop PC/NETWORK PC POWER MANAGEMENT SOFTWARE | 1.391% | 0 | 23.9793 | Commercial_2037_SC B_MW_After Competition Groups_Centrally controlled desktop PC/NETWORK PC POWER MANAGEMENT SOFTWARE
Commercial | Com ¦ Chilled Water Optimization | 2037 | SC B | MW | After Competition Groups | 23.3634 | 0 | 0 | 1723.7328 | 0.013554 | 19 | Commercial_2037_SC B_MW_After Competition Groups_19 | Chilled Water Optimization | 1.355% | 0 | 23.3634 | Commercial_2037_SC B_MW_After Competition Groups_Chilled Water Optimization
Commercial | Com ¦ Variable Frequency Drive (VFD) | 2037 | SC B | MW | After Competition Groups | 21.8281 | 0 | 0 | 1723.7328 | 0.012663 | 20 | Commercial_2037_SC B_MW_After Competition Groups_20 | Variable Frequency Drive (VFD) | 1.266% | 0 | 21.8281 | Commercial_2037_SC B_MW_After Competition Groups_Variable Frequency Drive (VFD)
Commercial | Com ¦ VFD on Pumps | 2037 | SC B | MW | After Competition Groups | 20.4214 | 0 | 0 | 1723.7328 | 0.011847 | 21 | Commercial_2037_SC B_MW_After Competition Groups_21 | VFD on Pumps | 1.185% | 0 | 20.4214 | Commercial_2037_SC B_MW_After Competition Groups_VFD on Pumps
Commercial | Com ¦ Refrigerated Display Case LED | 2037 | SC B | MW | After Competition Groups | 16.6459 | 0 | 0 | 1723.7328 | 0.0096569 | 22 | Commercial_2037_SC B_MW_After Competition Groups_22 | Refrigerated Display Case LED | 0.9657% | 0 | 16.6459 | Commercial_2037_SC B_MW_After Competition Groups_Refrigerated Display Case LED
Commercial | Com ¦ Air Handler with Dedicated Outdoor Air Systems | 2037 | SC B | MW | After Competition Groups | 16.6213 | 0 | 0 | 1723.7328 | 0.0096426 | 23 | Commercial_2037_SC B_MW_After Competition Groups_23 | Air Handler with Dedicated Outdoor Air Systems | 0.9643% | 0 | 16.6213 | Commercial_2037_SC B_MW_After Competition Groups_Air Handler with Dedicated Outdoor Air Systems
Commercial | Com ¦ ENERGY STAR LED LAMPS (General Service Lamps) | 2037 | SC B | MW | After Competition Groups | 15.7902 | 0 | 0 | 1723.7328 | 0.0091605 | 24 | Commercial_2037_SC B_MW_After Competition Groups_24 | ENERGY STAR LED LAMPS (General Service Lamps) | 0.916% | 0 | 15.7902 | Commercial_2037_SC B_MW_After Competition Groups_ENERGY STAR LED LAMPS (General Service Lamps)
Commercial | Com ¦ Door Gasket Freezer/Refrigerator | 2037 | SC B | MW | After Competition Groups | 12.3495 | 0 | 0 | 1723.7328 | 0.0071644 | 25 | Commercial_2037_SC B_MW_After Competition Groups_25 | Door Gasket Freezer/Refrigerator | 0.7164% | 0 | 12.3495 | Commercial_2037_SC B_MW_After Competition Groups_Door Gasket Freezer/Refrigerator
Commercial | Com ¦ ECM MOTORS FOR EVAPORATOR FANS for refrigeration (WALK-IN) | 2037 | SC B | MW | After Competition Groups | 11.3267 | 0 | 0 | 1723.7328 | 0.006571 | 26 | Commercial_2037_SC B_MW_After Competition Groups_26 | ECM MOTORS FOR EVAPORATOR FANS for refrigeration (WALK-IN) | 0.6571% | 0 | 11.3267 | Commercial_2037_SC B_MW_After Competition Groups_ECM MOTORS FOR EVAPORATOR FANS for refrigeration (WALK-IN)
Commercial | Com ¦ Demand Control Kitchen Ventilation | 2037 | SC B | MW | After Competition Groups | 10.5879 | 0 | 0 | 1723.7328 | 0.0061424 | 27 | Commercial_2037_SC B_MW_After Competition Groups_27 | Demand Control Kitchen Ventilation | 0.6142% | 0 | 10.5879 | Commercial_2037_SC B_MW_After Competition Groups_Demand Control Kitchen Ventilation
Commercial | Com ¦ Freezer Case Light Sensor | 2037 | SC B | MW | After Competition Groups | 9.7951 | 0 | 0 | 1723.7328 | 0.0056825 | 28 | Commercial_2037_SC B_MW_After Competition Groups_28 | Freezer Case Light Sensor | 0.5683% | 0 | 9.7951 | Commercial_2037_SC B_MW_After Competition Groups_Freezer Case Light Sensor
Commercial | Com ¦ Evaporator Fan Controls | 2037 | SC B | MW | After Competition Groups | 9.5429 | 0 | 0 | 1723.7328 | 0.0055362 | 29 | Commercial_2037_SC B_MW_After Competition Groups_29 | Evaporator Fan Controls | 0.5536% | 0 | 9.5429 | Commercial_2037_SC B_MW_After Competition Groups_Evaporator Fan Controls
Commercial | Com ¦ Water Source Heat Pump (4 ton) | 2037 | SC B | MW | After Competition Groups | 8.0241 | 0 | 0 | 1723.7328 | 0.0046551 | 30 | Commercial_2037_SC B_MW_After Competition Groups_30 | Water Source Heat Pump (4 ton) | 0.4655% | 0 | 8.0241 | Commercial_2037_SC B_MW_After Competition Groups_Water Source Heat Pump (4 ton)
Commercial | Com ¦ LED EXTERIOR AREA LIGHTS - LED fixture (200W) | 2037 | SC B | MW | After Competition Groups | 7.0063 | 0 | 0 | 1723.7328 | 0.0040646 | 31 | Commercial_2037_SC B_MW_After Competition Groups_31 | LED EXTERIOR AREA LIGHTS - LED fixture (200W) | 0.4065% | 0 | 7.0063 | Commercial_2037_SC B_MW_After Competition Groups_LED EXTERIOR AREA LIGHTS - LED fixture (200W)
Commercial | Com ¦ LED parking lot fixture | 2037 | SC B | MW | After Competition Groups | 6.6969 | 0 | 0 | 1723.7328 | 0.0038851 | 32 | Commercial_2037_SC B_MW_After Competition Groups_32 | LED parking lot fixture | 0.3885% | 0 | 6.6969 | Commercial_2037_SC B_MW_After Competition Groups_LED parking lot fixture
Commercial | Com ¦ ENERGY STAR Griddle (74% eff) | 2037 | SC B | MW | After Competition Groups | 5.8605 | 0 | 0 | 1723.7328 | 0.0033999 | 33 | Commercial_2037_SC B_MW_After Competition Groups_33 | ENERGY STAR Griddle (74% eff) | 0.34% | 0 | 5.8605 | Commercial_2037_SC B_MW_After Competition Groups_ENERGY STAR Griddle (74% eff)
Commercial | Com ¦ Duct Insulation, R8 | 2037 | SC B | MW | After Competition Groups | 5.7568 | 0 | 0 | 1723.7328 | 0.0033397 | 34 | Commercial_2037_SC B_MW_After Competition Groups_34 | Duct Insulation, R8 | 0.334% | 0 | 5.7568 | Commercial_2037_SC B_MW_After Competition Groups_Duct Insulation, R8
Commercial | Com ¦ Occupancy Sensors | 2037 | SC B | MW | After Competition Groups | 5.5481 | 0 | 0 | 1723.7328 | 0.0032187 | 35 | Commercial_2037_SC B_MW_After Competition Groups_35 | Occupancy Sensors | 0.3219% | 0 | 5.5481 | Commercial_2037_SC B_MW_After Competition Groups_Occupancy Sensors
Commercial | Com ¦ BEVERAGE VENDING MACHINE CONTROLS | 2037 | SC B | MW | After Competition Groups | 4.6007 | 0 | 0 | 1723.7328 | 0.002669 | 36 | Commercial_2037_SC B_MW_After Competition Groups_36 | BEVERAGE VENDING MACHINE CONTROLS | 0.2669% | 0 | 4.6007 | Commercial_2037_SC B_MW_After Competition Groups_BEVERAGE VENDING MACHINE CONTROLS
Commercial | Com ¦ LED street light fixture | 2037 | SC B | MW | After Competition Groups | 4.2532 | 0 | 0 | 1723.7328 | 0.0024674 | 37 | Commercial_2037_SC B_MW_After Competition Groups_37 | LED street light fixture | 0.2467% | 0 | 4.2532 | Commercial_2037_SC B_MW_After Competition Groups_LED street light fixture
Commercial | Com ¦ Elec Storage WH 2.30 Et | 2037 | SC B | MW | After Competition Groups | 4.0861 | 0 | 0 | 1723.7328 | 0.0023705 | 38 | Commercial_2037_SC B_MW_After Competition Groups_38 | Elec Storage WH 2.30 Et | 0.237% | 0 | 4.0861 | Commercial_2037_SC B_MW_After Competition Groups_Elec Storage WH 2.30 Et
Commercial | Com ¦ Temperature Adjustment in Commercial Freezers | 2037 | SC B | MW | After Competition Groups | 3.4894 | 0 | 0 | 1723.7328 | 0.0020244 | 39 | Commercial_2037_SC B_MW_After Competition Groups_39 | Temperature Adjustment in Commercial Freezers | 0.2024% | 0 | 3.4894 | Commercial_2037_SC B_MW_After Competition Groups_Temperature Adjustment in Commercial Freezers
Commercial | Com ¦ CO Sensors for parking garage exhaust fans | 2037 | SC B | MW | After Competition Groups | 3.2441 | 0 | 0 | 1723.7328 | 0.001882 | 40 | Commercial_2037_SC B_MW_After Competition Groups_40 | CO Sensors for parking garage exhaust fans | 0.1882% | 0 | 3.2441 | Commercial_2037_SC B_MW_After Competition Groups_CO Sensors for parking garage exhaust fans
Commercial | Com ¦ Vertical Night Covers | 2037 | SC B | MW | After Competition Groups | 2.8852 | 0 | 0 | 1723.7328 | 0.0016738 | 41 | Commercial_2037_SC B_MW_After Competition Groups_41 | Vertical Night Covers | 0.1674% | 0 | 2.8852 | Commercial_2037_SC B_MW_After Competition Groups_Vertical Night Covers
Commercial | Com ¦ Energy Efficient Laboratory Fume Hood | 2037 | SC B | MW | After Competition Groups | 2.7617 | 0 | 0 | 1723.7328 | 0.0016022 | 42 | Commercial_2037_SC B_MW_After Competition Groups_42 | Energy Efficient Laboratory Fume Hood | 0.1602% | 0 | 2.7617 | Commercial_2037_SC B_MW_After Competition Groups_Energy Efficient Laboratory Fume Hood
Commercial | Com ¦ Water Heating (DHW) Pipe Insulation (Add 3/4\ Foam)" | 2037 | SC B | MW | After Competition Groups | 2.2038 | 0 | 0 | 1723.7328 | 0.0012785 | 43 | Commercial_2037_SC B_MW_After Competition Groups_43 | Water Heating (DHW) Pipe Insulation (Add 3/4\ Foam)" | 0.1279% | 0 | 2.2038 | Commercial_2037_SC B_MW_After Competition Groups_Water Heating (DHW) Pipe Insulation (Add 3/4\ Foam)"
Commercial | Com ¦ Outside Air Economizer | 2037 | SC B | MW | After Competition Groups | 2.0921 | 0 | 0 | 1723.7328 | 0.0012137 | 44 | Commercial_2037_SC B_MW_After Competition Groups_44 | Outside Air Economizer | 0.1214% | 0 | 2.0921 | Commercial_2037_SC B_MW_After Competition Groups_Outside Air Economizer
Commercial | Com ¦ ENERGY STAR Fryer (84% eff) | 2037 | SC B | MW | After Competition Groups | 1.7436 | 0 | 0 | 1723.7328 | 0.0010115 | 45 | Commercial_2037_SC B_MW_After Competition Groups_45 | ENERGY STAR Fryer (84% eff) | 0.1012% | 0 | 1.7436 | Commercial_2037_SC B_MW_After Competition Groups_ENERGY STAR Fryer (84% eff)
Commercial | Com ¦ Condensing Make Up Air Unit | 2037 | SC B | MW | After Competition Groups | 1.5823 | 0 | 0 | 1723.7328 | 0.00091795 | 46 | Commercial_2037_SC B_MW_After Competition Groups_46 | Condensing Make Up Air Unit | 0.09179% | 0 | 1.5823 | Commercial_2037_SC B_MW_After Competition Groups_Condensing Make Up Air Unit
Commercial | Com ¦ Suction Pipe Insulation Freezer/Refrigerator | 2037 | SC B | MW | After Competition Groups | 1.4999 | 0 | 0 | 1723.7328 | 0.00087013 | 47 | Commercial_2037_SC B_MW_After Competition Groups_47 | Suction Pipe Insulation Freezer/Refrigerator | 0.08701% | 0 | 1.4999 | Commercial_2037_SC B_MW_After Competition Groups_Suction Pipe Insulation Freezer/Refrigerator
Commercial | Com ¦ ENERGY STAR Steam Cookers | 2037 | SC B | MW | After Competition Groups | 1.1181 | 0 | 0 | 1723.7328 | 0.00064867 | 48 | Commercial_2037_SC B_MW_After Competition Groups_48 | ENERGY STAR Steam Cookers | 0.06487% | 0 | 1.1181 | Commercial_2037_SC B_MW_After Competition Groups_ENERGY STAR Steam Cookers
Commercial | Com ¦ ENERGY STAR Dishwasher | 2037 | SC B | MW | After Competition Groups | 0.97695 | 0 | 0 | 1723.7328 | 0.00056677 | 49 | Commercial_2037_SC B_MW_After Competition Groups_49 | ENERGY STAR Dishwasher | 0.05668% | 0 | 0.97695 | Commercial_2037_SC B_MW_After Competition Groups_ENERGY STAR Dishwasher
Commercial | Com ¦ Ozone Laundry Treatment | 2037 | SC B | MW | After Competition Groups | 0.79154 | 0 | 0 | 1723.7328 | 0.0004592 | 50 | Commercial_2037_SC B_MW_After Competition Groups_50 | Ozone Laundry Treatment | 0.04592% | 0 | 0.79154 | Commercial_2037_SC B_MW_After Competition Groups_Ozone Laundry Treatment
Commercial | Com ¦ Thermostat Setback | 2037 | SC B | MW | After Competition Groups | 0.75286 | 0 | 0 | 1723.7328 | 0.00043676 | 51 | Commercial_2037_SC B_MW_After Competition Groups_51 | Thermostat Setback | 0.04368% | 0 | 0.75286 | Commercial_2037_SC B_MW_After Competition Groups_Thermostat Setback
Commercial | Com ¦ PTAC (12 EER/10,000 BTU) | 2037 | SC B | MW | After Competition Groups | 0.42691 | 0 | 0 | 1723.7328 | 0.00024767 | 52 | Commercial_2037_SC B_MW_After Competition Groups_52 | PTAC (12 EER/10,000 BTU) | 0.02477% | 0 | 0.42691 | Commercial_2037_SC B_MW_After Competition Groups_PTAC (12 EER/10,000 BTU)
Commercial | COM ¦ Ductless Mini-Split Heat Pumps | 2037 | SC B | MW | After Competition Groups | 0.34122 | 0 | 0 | 1723.7328 | 0.00019795 | 53 | Commercial_2037_SC B_MW_After Competition Groups_53 | Ductless Mini-Split Heat Pumps | 0.0198% | 0 | 0.34122 | Commercial_2037_SC B_MW_After Competition Groups_Ductless Mini-Split Heat Pumps
Commercial | Com ¦ ECM MOTORS FOR HVAC APPLICATION (FAN-POWERED VAV BOX) | 2037 | SC B | MW | After Competition Groups | 0.33 | 0 | 0 | 1723.7328 | 0.00019145 | 54 | Commercial_2037_SC B_MW_After Competition Groups_54 | ECM MOTORS FOR HVAC APPLICATION (FAN-POWERED VAV BOX) | 0.01914% | 0 | 0.33 | Commercial_2037_SC B_MW_After Competition Groups_ECM MOTORS FOR HVAC APPLICATION (FAN-POWERED VAV BOX)
Commercial | Com ¦ Solar Water Preheat (Pools/DHW) | 2037 | SC B | MW | After Competition Groups | 0.31401 | 0 | 0 | 1723.7328 | 0.00018217 | 55 | Commercial_2037_SC B_MW_After Competition Groups_55 | Solar Water Preheat (Pools/DHW) | 0.01822% | 0 | 0.31401 | Commercial_2037_SC B_MW_After Competition Groups_Solar Water Preheat (Pools/DHW)
Commercial | Com ¦ Notched V belts for HVAC Systems | 2037 | SC B | MW | After Competition Groups | 0.19669 | 0 | 0 | 1723.7328 | 0.00011411 | 56 | Commercial_2037_SC B_MW_After Competition Groups_56 | Notched V belts for HVAC Systems | 0.01141% | 0 | 0.19669 | Commercial_2037_SC B_MW_After Competition Groups_Notched V belts for HVAC Systems
Commercial | Com ¦ Auto Off Time Switch or Time Clock control | 2037 | SC B | MW | After Competition Groups | 0.18813 | 0 | 0 | 1723.7328 | 0.00010914 | 57 | Commercial_2037_SC B_MW_After Competition Groups_57 | Auto Off Time Switch or Time Clock control | 0.01091% | 0 | 0.18813 | Commercial_2037_SC B_MW_After Competition Groups_Auto Off Time Switch or Time Clock control
Commercial | Com ¦ CEE Tier 2/Energy Star Clothes Washers | 2037 | SC B | MW | After Competition Groups | 0.17001 | 0 | 0 | 1723.7328 | 9.8627e-05 | 58 | Commercial_2037_SC B_MW_After Competition Groups_58 | CEE Tier 2/Energy Star Clothes Washers | 0.009863% | 0 | 0.17001 | Commercial_2037_SC B_MW_After Competition Groups_CEE Tier 2/Energy Star Clothes Washers
Commercial | Com ¦ Efficient compressor motor | 2037 | SC B | MW | After Competition Groups | 0.15884 | 0 | 0 | 1723.7328 | 9.2148e-05 | 59 | Commercial_2037_SC B_MW_After Competition Groups_59 | Efficient compressor motor | 0.009215% | 0 | 0.15884 | Commercial_2037_SC B_MW_After Competition Groups_Efficient compressor motor
Commercial | Com ¦ Demand controlled Circulating Systems | 2037 | SC B | MW | After Competition Groups | 0.14271 | 0 | 0 | 1723.7328 | 8.2794e-05 | 60 | Commercial_2037_SC B_MW_After Competition Groups_60 | Demand controlled Circulating Systems | 0.008279% | 0 | 0.14271 | Commercial_2037_SC B_MW_After Competition Groups_Demand controlled Circulating Systems
Commercial | Com ¦ High Efficiency Small Instantaneous Water Heater | 2037 | SC B | MW | After Competition Groups | 0.11891 | 0 | 0 | 1723.7328 | 6.8983e-05 | 61 | Commercial_2037_SC B_MW_After Competition Groups_61 | High Efficiency Small Instantaneous Water Heater | 0.006898% | 0 | 0.11891 | Commercial_2037_SC B_MW_After Competition Groups_High Efficiency Small Instantaneous Water Heater
Commercial | Com ¦ HVAC Optimization | 2037 | SC B | MW | After Competition Groups | 0.11713 | 0 | 0 | 1723.7328 | 6.7951e-05 | 62 | Commercial_2037_SC B_MW_After Competition Groups_62 | HVAC Optimization | 0.006795% | 0 | 0.11713 | Commercial_2037_SC B_MW_After Competition Groups_HVAC Optimization
Commercial | Com ¦ LED RECESSED DOWNLIGHTS | 2037 | SC B | MW | After Competition Groups | 0.10505 | 0 | 0 | 1723.7328 | 6.0946e-05 | 63 | Commercial_2037_SC B_MW_After Competition Groups_63 | LED RECESSED DOWNLIGHTS | 0.006095% | 0 | 0.10505 | Commercial_2037_SC B_MW_After Competition Groups_LED RECESSED DOWNLIGHTS
Commercial | Com ¦ Commercial Hot Food Holding Cabinets | 2037 | SC B | MW | After Competition Groups | 0.095562 | 0 | 0 | 1723.7328 | 5.5439e-05 | 64 | Commercial_2037_SC B_MW_After Competition Groups_64 | Commercial Hot Food Holding Cabinets | 0.005544% | 0 | 0.095562 | Commercial_2037_SC B_MW_After Competition Groups_Commercial Hot Food Holding Cabinets
Commercial | Com ¦ Low Flow Pre-Rinse Spray Nozzle | 2037 | SC B | MW | After Competition Groups | 0.086911 | 0 | 0 | 1723.7328 | 5.042e-05 | 65 | Commercial_2037_SC B_MW_After Competition Groups_65 | Low Flow Pre-Rinse Spray Nozzle | 0.005042% | 0 | 0.086911 | Commercial_2037_SC B_MW_After Competition Groups_Low Flow Pre-Rinse Spray Nozzle
Commercial | Com ¦ Room AC (w/ louvered sides) 14 SEER from 12 SEER code | 2037 | SC B | MW | After Competition Groups | 0.074929 | 0 | 0 | 1723.7328 | 4.3469e-05 | 66 | Commercial_2037_SC B_MW_After Competition Groups_66 | Room AC (w/ louvered sides) 14 SEER from 12 SEER code | 0.004347% | 0 | 0.074929 | Commercial_2037_SC B_MW_After Competition Groups_Room AC (w/ louvered sides) 14 SEER from 12 SEER code
Commercial | Com ¦ Wall Insulation | 2037 | SC B | MW | After Competition Groups | 0.059171 | 0 | 0 | 1723.7328 | 3.4327e-05 | 67 | Commercial_2037_SC B_MW_After Competition Groups_67 | Wall Insulation | 0.003433% | 0 | 0.059171 | Commercial_2037_SC B_MW_After Competition Groups_Wall Insulation
Commercial | Com ¦ Energy Recovery Ventilation and Ventilation (Enhanced) | 2037 | SC B | MW | After Competition Groups | 0.05636 | 0 | 0 | 1723.7328 | 3.2696e-05 | 68 | Commercial_2037_SC B_MW_After Competition Groups_68 | Energy Recovery Ventilation and Ventilation (Enhanced) | 0.00327% | 0 | 0.05636 | Commercial_2037_SC B_MW_After Competition Groups_Energy Recovery Ventilation and Ventilation (Enhanced)
Commercial | Com ¦ Condensing Unit Heaters or other Efficient Unit Heating System | 2037 | SC B | MW | After Competition Groups | 0.049299 | 0 | 0 | 1723.7328 | 2.86e-05 | 69 | Commercial_2037_SC B_MW_After Competition Groups_69 | Condensing Unit Heaters or other Efficient Unit Heating System | 0.00286% | 0 | 0.049299 | Commercial_2037_SC B_MW_After Competition Groups_Condensing Unit Heaters or other Efficient Unit Heating System
Commercial | Com ¦ High Efficiency Chiller (avg of water and air cooled) | 2037 | SC B | MW | After Competition Groups | 0.041871 | 0 | 0 | 1723.7328 | 2.4291e-05 | 70 | Commercial_2037_SC B_MW_After Competition Groups_70 | High Efficiency Chiller (avg of water and air cooled) | 0.002429% | 0 | 0.041871 | Commercial_2037_SC B_MW_After Competition Groups_High Efficiency Chiller (avg of water and air cooled)
Commercial | Com ¦ VSD Air Compressor | 2037 | SC B | MW | After Competition Groups | 0.030148 | 0 | 0 | 1723.7328 | 1.749e-05 | 71 | Commercial_2037_SC B_MW_After Competition Groups_71 | VSD Air Compressor | 0.001749% | 0 | 0.030148 | Commercial_2037_SC B_MW_After Competition Groups_VSD Air Compressor
Commercial | Com ¦ EC Plug Fan for Data Center (under cabinet) | 2037 | SC B | MW | After Competition Groups | 0.007649 | 0 | 0 | 1723.7328 | 4.4375e-06 | 72 | Commercial_2037_SC B_MW_After Competition Groups_72 | EC Plug Fan for Data Center (under cabinet) | 0.0004437% | 0 | 0.007649 | Commercial_2037_SC B_MW_After Competition Groups_EC Plug Fan for Data Center (under cabinet)
Commercial | Com ¦ Air Curtains | 2037 | SC B | MW | After Competition Groups | 0.0075558 | 0 | 0 | 1723.7328 | 4.3834e-06 | 73 | Commercial_2037_SC B_MW_After Competition Groups_73 | Air Curtains | 0.0004383% | 0 | 0.0075558 | Commercial_2037_SC B_MW_After Competition Groups_Air Curtains
Commercial | Com ¦ Electric Convection Combination Ovens | 2037 | SC B | MW | After Competition Groups | 0.00041385 | 0 | 0 | 1723.7328 | 2.4009e-07 | 74 | Commercial_2037_SC B_MW_After Competition Groups_74 | Electric Convection Combination Ovens | 2.401e-05% | 0 | 0.00041385 | Commercial_2037_SC B_MW_After Competition Groups_Electric Convection Combination Ovens
Commercial | Com ¦ LLLC - Low Impact Application | 2037 | SC B | MW | After Competition Groups | 4.1584e-19 | 0 | 0 | 1723.7328 | 2.4124e-22 | 75 | Commercial_2037_SC B_MW_After Competition Groups_75 | LLLC - Low Impact Application | 2.412e-20% | 0 | 4.1584e-19 | Commercial_2037_SC B_MW_After Competition Groups_LLLC - Low Impact Application
Commercial | Com ¦ LLLC - High Impact Application | 2037 | SC B | MW | After Competition Groups | 1.4611e-19 | 0 | 0 | 1723.7328 | 8.4765e-23 | 76 | Commercial_2037_SC B_MW_After Competition Groups_76 | LLLC - High Impact Application | 8.476e-21% | 0 | 1.4611e-19 | Commercial_2037_SC B_MW_After Competition Groups_LLLC - High Impact Application
Commercial | Com ¦ Networked/Connected - High Impact Application | 2037 | SC B | MW | After Competition Groups | 1.6167e-21 | 0 | 0 | 1723.7328 | 9.3789e-25 | 77 | Commercial_2037_SC B_MW_After Competition Groups_77 | Networked/Connected - High Impact Application | 9.379e-23% | 0 | 1.6167e-21 | Commercial_2037_SC B_MW_After Competition Groups_Networked/Connected - High Impact Application
Commercial | Com ¦ Networked/Connected - Low Impact Application | 2037 | SC B | MW | After Competition Groups | 9.2925e-22 | 0 | 0 | 1723.7328 | 5.3909e-25 | 78 | Commercial_2037_SC B_MW_After Competition Groups_78 | Networked/Connected - Low Impact Application | 5.391e-23% | 0 | 9.2925e-22 | Commercial_2037_SC B_MW_After Competition Groups_Networked/Connected - Low Impact Application
Commercial | Com ¦ Indoor Daylight Sensors/Photocell Dimming Control | 2037 | SC B | MW | After Competition Groups | 0 | 0 | 0 | 1723.7328 | 0 | 79 | Commercial_2037_SC B_MW_After Competition Groups_79 | Indoor Daylight Sensors/Photocell Dimming Control | 0% | 0 | 0 | Commercial_2037_SC B_MW_After Competition Groups_Indoor Daylight Sensors/Photocell Dimming Control
Commercial | Com ¦ Variable Refrigerant Flow Heat Pump | 2037 | SC B | MW | After Competition Groups | 0 | 0 | 0 | 1723.7328 | 0 | 80 | Commercial_2037_SC B_MW_After Competition Groups_80 | Variable Refrigerant Flow Heat Pump | 0% | 0 | 0 | Commercial_2037_SC B_MW_After Competition Groups_Variable Refrigerant Flow Heat Pump
Commercial | Com ¦ LED Low/High Bay | 2037 | SC C | MW | After Competition Groups | 174.3044 | 0 | 0 | 1333.6825 | 0.13069 | 1 | Commercial_2037_SC C_MW_After Competition Groups_1 | LED Low/High Bay | 13.07% | 0 | 174.3044 | Commercial_2037_SC C_MW_After Competition Groups_LED Low/High Bay
Commercial | Com ¦ LED Troffer/Surface/Suspended | 2037 | SC C | MW | After Competition Groups | 135.4081 | 0 | 0 | 1333.6825 | 0.10153 | 2 | Commercial_2037_SC C_MW_After Competition Groups_2 | LED Troffer/Surface/Suspended | 10.15% | 0 | 135.4081 | Commercial_2037_SC C_MW_After Competition Groups_LED Troffer/Surface/Suspended
Commercial | Com ¦ ENERGY STAR LED LAMPS (REFLECTOR LAMPs/MR16/PAR 16) | 2037 | SC C | MW | After Competition Groups | 130.2537 | 0 | 0 | 1333.6825 | 0.097665 | 3 | Commercial_2037_SC C_MW_After Competition Groups_3 | ENERGY STAR LED LAMPS (REFLECTOR LAMPs/MR16/PAR 16) | 9.766% | 0 | 130.2537 | Commercial_2037_SC C_MW_After Competition Groups_ENERGY STAR LED LAMPS (REFLECTOR LAMPs/MR16/PAR 16)
Commercial | Com ¦ Building Recommissioning, Operations and Maintenance (O&M) Improvements | 2037 | SC C | MW | After Competition Groups | 95.4101 | 0 | 0 | 1333.6825 | 0.071539 | 4 | Commercial_2037_SC C_MW_After Competition Groups_4 | Building Recommissioning, Operations and Maintenance (O&M) Improvements | 7.154% | 0 | 95.4101 | Commercial_2037_SC C_MW_After Competition Groups_Building Recommissioning, Operations and Maintenance (O&M) Improvements
Commercial | Com ¦ High Efficiency Air Source Heat Pump | 2037 | SC C | MW | After Competition Groups | 93.4245 | 0 | 0 | 1333.6825 | 0.07005 | 5 | Commercial_2037_SC C_MW_After Competition Groups_5 | High Efficiency Air Source Heat Pump | 7.005% | 0 | 93.4245 | Commercial_2037_SC C_MW_After Competition Groups_High Efficiency Air Source Heat Pump
Commercial | Com ¦ LED Replacement Lamp (Tube) | 2037 | SC C | MW | After Competition Groups | 89.4141 | 0 | 0 | 1333.6825 | 0.067043 | 6 | Commercial_2037_SC C_MW_After Competition Groups_6 | LED Replacement Lamp (Tube) | 6.704% | 0 | 89.4141 | Commercial_2037_SC C_MW_After Competition Groups_LED Replacement Lamp (Tube)
Commercial | Com ¦ Unitary Air-Conditioning Unit | 2037 | SC C | MW | After Competition Groups | 77.1152 | 0 | 0 | 1333.6825 | 0.057821 | 7 | Commercial_2037_SC C_MW_After Competition Groups_7 | Unitary Air-Conditioning Unit | 5.782% | 0 | 77.1152 | Commercial_2037_SC C_MW_After Competition Groups_Unitary Air-Conditioning Unit
Commercial | Com ¦ Advanced BAS/Controllers | 2037 | SC C | MW | After Competition Groups | 50.241 | 0 | 0 | 1333.6825 | 0.037671 | 8 | Commercial_2037_SC C_MW_After Competition Groups_8 | Advanced BAS/Controllers | 3.767% | 0 | 50.241 | Commercial_2037_SC C_MW_After Competition Groups_Advanced BAS/Controllers
Commercial | Com ¦ Refrigerated Display Case Doors | 2037 | SC C | MW | After Competition Groups | 36.9145 | 0 | 0 | 1333.6825 | 0.027679 | 9 | Commercial_2037_SC C_MW_After Competition Groups_9 | Refrigerated Display Case Doors | 2.768% | 0 | 36.9145 | Commercial_2037_SC C_MW_After Competition Groups_Refrigerated Display Case Doors
Commercial | Com ¦ Education and Capacity Building/Energy Behavior | 2037 | SC C | MW | After Competition Groups | 36.2149 | 0 | 0 | 1333.6825 | 0.027154 | 10 | Commercial_2037_SC C_MW_After Competition Groups_10 | Education and Capacity Building/Energy Behavior | 2.715% | 0 | 36.2149 | Commercial_2037_SC C_MW_After Competition Groups_Education and Capacity Building/Energy Behavior
Commercial | Com ¦ Adaptive Thermostats | 2037 | SC C | MW | After Competition Groups | 34.0646 | 0 | 0 | 1333.6825 | 0.025542 | 11 | Commercial_2037_SC C_MW_After Competition Groups_11 | Adaptive Thermostats | 2.554% | 0 | 34.0646 | Commercial_2037_SC C_MW_After Competition Groups_Adaptive Thermostats
Commercial | Com ¦ Reach-in Shaded Pole to ECM/PSC Evaporator Fan Motor | 2037 | SC C | MW | After Competition Groups | 31.4629 | 0 | 0 | 1333.6825 | 0.023591 | 12 | Commercial_2037_SC C_MW_After Competition Groups_12 | Reach-in Shaded Pole to ECM/PSC Evaporator Fan Motor | 2.359% | 0 | 31.4629 | Commercial_2037_SC C_MW_After Competition Groups_Reach-in Shaded Pole to ECM/PSC Evaporator Fan Motor
Commercial | Com ¦ Data Center Storage/Server Virtualization | 2037 | SC C | MW | After Competition Groups | 28.2966 | 0 | 0 | 1333.6825 | 0.021217 | 13 | Commercial_2037_SC C_MW_After Competition Groups_13 | Data Center Storage/Server Virtualization | 2.122% | 0 | 28.2966 | Commercial_2037_SC C_MW_After Competition Groups_Data Center Storage/Server Virtualization
Commercial | Com ¦ LED or Equivalent Sign Lighting | 2037 | SC C | MW | After Competition Groups | 27.933 | 0 | 0 | 1333.6825 | 0.020944 | 14 | Commercial_2037_SC C_MW_After Competition Groups_14 | LED or Equivalent Sign Lighting | 2.094% | 0 | 27.933 | Commercial_2037_SC C_MW_After Competition Groups_LED or Equivalent Sign Lighting
Commercial | Com ¦ Strip Curtains | 2037 | SC C | MW | After Competition Groups | 27.0305 | 0 | 0 | 1333.6825 | 0.020268 | 15 | Commercial_2037_SC C_MW_After Competition Groups_15 | Strip Curtains | 2.027% | 0 | 27.0305 | Commercial_2037_SC C_MW_After Competition Groups_Strip Curtains
Commercial | Com ¦ Chilled Water Optimization | 2037 | SC C | MW | After Competition Groups | 23.3641 | 0 | 0 | 1333.6825 | 0.017518 | 16 | Commercial_2037_SC C_MW_After Competition Groups_16 | Chilled Water Optimization | 1.752% | 0 | 23.3641 | Commercial_2037_SC C_MW_After Competition Groups_Chilled Water Optimization
Commercial | Com ¦ Furnace Tune-Up | 2037 | SC C | MW | After Competition Groups | 22.8988 | 0 | 0 | 1333.6825 | 0.01717 | 17 | Commercial_2037_SC C_MW_After Competition Groups_17 | Furnace Tune-Up | 1.717% | 0 | 22.8988 | Commercial_2037_SC C_MW_After Competition Groups_Furnace Tune-Up
Commercial | Com ¦ Demand Control Ventilation | 2037 | SC C | MW | After Competition Groups | 22.6699 | 0 | 0 | 1333.6825 | 0.016998 | 18 | Commercial_2037_SC C_MW_After Competition Groups_18 | Demand Control Ventilation | 1.7% | 0 | 22.6699 | Commercial_2037_SC C_MW_After Competition Groups_Demand Control Ventilation
Commercial | Com ¦ Centrally controlled desktop PC/NETWORK PC POWER MANAGEMENT SOFTWARE | 2037 | SC C | MW | After Competition Groups | 19.3591 | 0 | 0 | 1333.6825 | 0.014515 | 19 | Commercial_2037_SC C_MW_After Competition Groups_19 | Centrally controlled desktop PC/NETWORK PC POWER MANAGEMENT SOFTWARE | 1.452% | 0 | 19.3591 | Commercial_2037_SC C_MW_After Competition Groups_Centrally controlled desktop PC/NETWORK PC POWER MANAGEMENT SOFTWARE
Commercial | Com ¦ Variable Frequency Drive (VFD) | 2037 | SC C | MW | After Competition Groups | 16.0697 | 0 | 0 | 1333.6825 | 0.012049 | 20 | Commercial_2037_SC C_MW_After Competition Groups_20 | Variable Frequency Drive (VFD) | 1.205% | 0 | 16.0697 | Commercial_2037_SC C_MW_After Competition Groups_Variable Frequency Drive (VFD)
Commercial | Com ¦ ENERGY STAR LED LAMPS (General Service Lamps) | 2037 | SC C | MW | After Competition Groups | 15.7902 | 0 | 0 | 1333.6825 | 0.01184 | 21 | Commercial_2037_SC C_MW_After Competition Groups_21 | ENERGY STAR LED LAMPS (General Service Lamps) | 1.184% | 0 | 15.7902 | Commercial_2037_SC C_MW_After Competition Groups_ENERGY STAR LED LAMPS (General Service Lamps)
Commercial | Com ¦ VFD on Pumps | 2037 | SC C | MW | After Competition Groups | 15.0169 | 0 | 0 | 1333.6825 | 0.01126 | 22 | Commercial_2037_SC C_MW_After Competition Groups_22 | VFD on Pumps | 1.126% | 0 | 15.0169 | Commercial_2037_SC C_MW_After Competition Groups_VFD on Pumps
Commercial | Com ¦ Refrigerated Display Case LED | 2037 | SC C | MW | After Competition Groups | 13.6644 | 0 | 0 | 1333.6825 | 0.010246 | 23 | Commercial_2037_SC C_MW_After Competition Groups_23 | Refrigerated Display Case LED | 1.025% | 0 | 13.6644 | Commercial_2037_SC C_MW_After Competition Groups_Refrigerated Display Case LED
Commercial | Com ¦ Air Handler with Dedicated Outdoor Air Systems | 2037 | SC C | MW | After Competition Groups | 9.2893 | 0 | 0 | 1333.6825 | 0.0069652 | 24 | Commercial_2037_SC C_MW_After Competition Groups_24 | Air Handler with Dedicated Outdoor Air Systems | 0.6965% | 0 | 9.2893 | Commercial_2037_SC C_MW_After Competition Groups_Air Handler with Dedicated Outdoor Air Systems
Commercial | Com ¦ Door Gasket Freezer/Refrigerator | 2037 | SC C | MW | After Competition Groups | 9.0661 | 0 | 0 | 1333.6825 | 0.0067978 | 25 | Commercial_2037_SC C_MW_After Competition Groups_25 | Door Gasket Freezer/Refrigerator | 0.6798% | 0 | 9.0661 | Commercial_2037_SC C_MW_After Competition Groups_Door Gasket Freezer/Refrigerator
Commercial | Com ¦ ECM MOTORS FOR EVAPORATOR FANS for refrigeration (WALK-IN) | 2037 | SC C | MW | After Competition Groups | 8.2693 | 0 | 0 | 1333.6825 | 0.0062003 | 26 | Commercial_2037_SC C_MW_After Competition Groups_26 | ECM MOTORS FOR EVAPORATOR FANS for refrigeration (WALK-IN) | 0.62% | 0 | 8.2693 | Commercial_2037_SC C_MW_After Competition Groups_ECM MOTORS FOR EVAPORATOR FANS for refrigeration (WALK-IN)
Commercial | Com ¦ Demand Control Kitchen Ventilation | 2037 | SC C | MW | After Competition Groups | 8.0531 | 0 | 0 | 1333.6825 | 0.0060382 | 27 | Commercial_2037_SC C_MW_After Competition Groups_27 | Demand Control Kitchen Ventilation | 0.6038% | 0 | 8.0531 | Commercial_2037_SC C_MW_After Competition Groups_Demand Control Kitchen Ventilation
Commercial | Com ¦ Freezer Case Light Sensor | 2037 | SC C | MW | After Competition Groups | 7.1393 | 0 | 0 | 1333.6825 | 0.0053531 | 28 | Commercial_2037_SC C_MW_After Competition Groups_28 | Freezer Case Light Sensor | 0.5353% | 0 | 7.1393 | Commercial_2037_SC C_MW_After Competition Groups_Freezer Case Light Sensor
Commercial | Com ¦ LED EXTERIOR AREA LIGHTS - LED fixture (200W) | 2037 | SC C | MW | After Competition Groups | 7.0033 | 0 | 0 | 1333.6825 | 0.0052511 | 29 | Commercial_2037_SC C_MW_After Competition Groups_29 | LED EXTERIOR AREA LIGHTS - LED fixture (200W) | 0.5251% | 0 | 7.0033 | Commercial_2037_SC C_MW_After Competition Groups_LED EXTERIOR AREA LIGHTS - LED fixture (200W)
Commercial | Com ¦ Evaporator Fan Controls | 2037 | SC C | MW | After Competition Groups | 6.9554 | 0 | 0 | 1333.6825 | 0.0052152 | 30 | Commercial_2037_SC C_MW_After Competition Groups_30 | Evaporator Fan Controls | 0.5215% | 0 | 6.9554 | Commercial_2037_SC C_MW_After Competition Groups_Evaporator Fan Controls
Commercial | Com ¦ LED parking lot fixture | 2037 | SC C | MW | After Competition Groups | 6.6969 | 0 | 0 | 1333.6825 | 0.0050213 | 31 | Commercial_2037_SC C_MW_After Competition Groups_31 | LED parking lot fixture | 0.5021% | 0 | 6.6969 | Commercial_2037_SC C_MW_After Competition Groups_LED parking lot fixture
Commercial | Com ¦ Water Source Heat Pump (4 ton) | 2037 | SC C | MW | After Competition Groups | 6.2847 | 0 | 0 | 1333.6825 | 0.0047123 | 32 | Commercial_2037_SC C_MW_After Competition Groups_32 | Water Source Heat Pump (4 ton) | 0.4712% | 0 | 6.2847 | Commercial_2037_SC C_MW_After Competition Groups_Water Source Heat Pump (4 ton)
Commercial | Com ¦ ENERGY STAR Griddle (74% eff) | 2037 | SC C | MW | After Competition Groups | 5.8605 | 0 | 0 | 1333.6825 | 0.0043942 | 33 | Commercial_2037_SC C_MW_After Competition Groups_33 | ENERGY STAR Griddle (74% eff) | 0.4394% | 0 | 5.8605 | Commercial_2037_SC C_MW_After Competition Groups_ENERGY STAR Griddle (74% eff)
Commercial | Com ¦ Occupancy Sensors | 2037 | SC C | MW | After Competition Groups | 5.5481 | 0 | 0 | 1333.6825 | 0.00416 | 34 | Commercial_2037_SC C_MW_After Competition Groups_34 | Occupancy Sensors | 0.416% | 0 | 5.5481 | Commercial_2037_SC C_MW_After Competition Groups_Occupancy Sensors
Commercial | Com ¦ LED street light fixture | 2037 | SC C | MW | After Competition Groups | 4.2532 | 0 | 0 | 1333.6825 | 0.003189 | 35 | Commercial_2037_SC C_MW_After Competition Groups_35 | LED street light fixture | 0.3189% | 0 | 4.2532 | Commercial_2037_SC C_MW_After Competition Groups_LED street light fixture
Commercial | Com ¦ Duct Insulation, R8 | 2037 | SC C | MW | After Competition Groups | 4.2354 | 0 | 0 | 1333.6825 | 0.0031757 | 36 | Commercial_2037_SC C_MW_After Competition Groups_36 | Duct Insulation, R8 | 0.3176% | 0 | 4.2354 | Commercial_2037_SC C_MW_After Competition Groups_Duct Insulation, R8
Commercial | Com ¦ BEVERAGE VENDING MACHINE CONTROLS | 2037 | SC C | MW | After Competition Groups | 3.3053 | 0 | 0 | 1333.6825 | 0.0024783 | 37 | Commercial_2037_SC C_MW_After Competition Groups_37 | BEVERAGE VENDING MACHINE CONTROLS | 0.2478% | 0 | 3.3053 | Commercial_2037_SC C_MW_After Competition Groups_BEVERAGE VENDING MACHINE CONTROLS
Commercial | Com ¦ Elec Storage WH 2.30 Et | 2037 | SC C | MW | After Competition Groups | 2.9755 | 0 | 0 | 1333.6825 | 0.002231 | 38 | Commercial_2037_SC C_MW_After Competition Groups_38 | Elec Storage WH 2.30 Et | 0.2231% | 0 | 2.9755 | Commercial_2037_SC C_MW_After Competition Groups_Elec Storage WH 2.30 Et
Commercial | Com ¦ Temperature Adjustment in Commercial Freezers | 2037 | SC C | MW | After Competition Groups | 2.5447 | 0 | 0 | 1333.6825 | 0.001908 | 39 | Commercial_2037_SC C_MW_After Competition Groups_39 | Temperature Adjustment in Commercial Freezers | 0.1908% | 0 | 2.5447 | Commercial_2037_SC C_MW_After Competition Groups_Temperature Adjustment in Commercial Freezers
Commercial | Com ¦ CO Sensors for parking garage exhaust fans | 2037 | SC C | MW | After Competition Groups | 2.4022 | 0 | 0 | 1333.6825 | 0.0018012 | 40 | Commercial_2037_SC C_MW_After Competition Groups_40 | CO Sensors for parking garage exhaust fans | 0.1801% | 0 | 2.4022 | Commercial_2037_SC C_MW_After Competition Groups_CO Sensors for parking garage exhaust fans
Commercial | Com ¦ Vertical Night Covers | 2037 | SC C | MW | After Competition Groups | 2.1029 | 0 | 0 | 1333.6825 | 0.0015767 | 41 | Commercial_2037_SC C_MW_After Competition Groups_41 | Vertical Night Covers | 0.1577% | 0 | 2.1029 | Commercial_2037_SC C_MW_After Competition Groups_Vertical Night Covers
Commercial | Com ¦ Energy Efficient Laboratory Fume Hood | 2037 | SC C | MW | After Competition Groups | 2.0483 | 0 | 0 | 1333.6825 | 0.0015358 | 42 | Commercial_2037_SC C_MW_After Competition Groups_42 | Energy Efficient Laboratory Fume Hood | 0.1536% | 0 | 2.0483 | Commercial_2037_SC C_MW_After Competition Groups_Energy Efficient Laboratory Fume Hood
Commercial | Com ¦ ENERGY STAR Fryer (84% eff) | 2037 | SC C | MW | After Competition Groups | 1.7436 | 0 | 0 | 1333.6825 | 0.0013074 | 43 | Commercial_2037_SC C_MW_After Competition Groups_43 | ENERGY STAR Fryer (84% eff) | 0.1307% | 0 | 1.7436 | Commercial_2037_SC C_MW_After Competition Groups_ENERGY STAR Fryer (84% eff)
Commercial | Com ¦ Outside Air Economizer | 2037 | SC C | MW | After Competition Groups | 1.6789 | 0 | 0 | 1333.6825 | 0.0012588 | 44 | Commercial_2037_SC C_MW_After Competition Groups_44 | Outside Air Economizer | 0.1259% | 0 | 1.6789 | Commercial_2037_SC C_MW_After Competition Groups_Outside Air Economizer
Commercial | Com ¦ Water Heating (DHW) Pipe Insulation (Add 3/4\ Foam)" | 2037 | SC C | MW | After Competition Groups | 1.6115 | 0 | 0 | 1333.6825 | 0.0012083 | 45 | Commercial_2037_SC C_MW_After Competition Groups_45 | Water Heating (DHW) Pipe Insulation (Add 3/4\ Foam)" | 0.1208% | 0 | 1.6115 | Commercial_2037_SC C_MW_After Competition Groups_Water Heating (DHW) Pipe Insulation (Add 3/4\ Foam)"
Commercial | Com ¦ Condensing Make Up Air Unit | 2037 | SC C | MW | After Competition Groups | 1.3796 | 0 | 0 | 1333.6825 | 0.0010345 | 46 | Commercial_2037_SC C_MW_After Competition Groups_46 | Condensing Make Up Air Unit | 0.1034% | 0 | 1.3796 | Commercial_2037_SC C_MW_After Competition Groups_Condensing Make Up Air Unit
Commercial | Com ¦ ENERGY STAR Steam Cookers | 2037 | SC C | MW | After Competition Groups | 1.1181 | 0 | 0 | 1333.6825 | 0.00083838 | 47 | Commercial_2037_SC C_MW_After Competition Groups_47 | ENERGY STAR Steam Cookers | 0.08384% | 0 | 1.1181 | Commercial_2037_SC C_MW_After Competition Groups_ENERGY STAR Steam Cookers
Commercial | Com ¦ Suction Pipe Insulation Freezer/Refrigerator | 2037 | SC C | MW | After Competition Groups | 1.0942 | 0 | 0 | 1333.6825 | 0.0008204 | 48 | Commercial_2037_SC C_MW_After Competition Groups_48 | Suction Pipe Insulation Freezer/Refrigerator | 0.08204% | 0 | 1.0942 | Commercial_2037_SC C_MW_After Competition Groups_Suction Pipe Insulation Freezer/Refrigerator
Commercial | Com ¦ ENERGY STAR Dishwasher | 2037 | SC C | MW | After Competition Groups | 0.90147 | 0 | 0 | 1333.6825 | 0.00067592 | 49 | Commercial_2037_SC C_MW_After Competition Groups_49 | ENERGY STAR Dishwasher | 0.06759% | 0 | 0.90147 | Commercial_2037_SC C_MW_After Competition Groups_ENERGY STAR Dishwasher
Commercial | Com ¦ Thermostat Setback | 2037 | SC C | MW | After Competition Groups | 0.74964 | 0 | 0 | 1333.6825 | 0.00056208 | 50 | Commercial_2037_SC C_MW_After Competition Groups_50 | Thermostat Setback | 0.05621% | 0 | 0.74964 | Commercial_2037_SC C_MW_After Competition Groups_Thermostat Setback
Commercial | Com ¦ Ozone Laundry Treatment | 2037 | SC C | MW | After Competition Groups | 0.58213 | 0 | 0 | 1333.6825 | 0.00043649 | 51 | Commercial_2037_SC C_MW_After Competition Groups_51 | Ozone Laundry Treatment | 0.04365% | 0 | 0.58213 | Commercial_2037_SC C_MW_After Competition Groups_Ozone Laundry Treatment
Commercial | COM ¦ Ductless Mini-Split Heat Pumps | 2037 | SC C | MW | After Competition Groups | 0.28197 | 0 | 0 | 1333.6825 | 0.00021142 | 52 | Commercial_2037_SC C_MW_After Competition Groups_52 | Ductless Mini-Split Heat Pumps | 0.02114% | 0 | 0.28197 | Commercial_2037_SC C_MW_After Competition Groups_Ductless Mini-Split Heat Pumps
Commercial | Com ¦ PTAC (12 EER/10,000 BTU) | 2037 | SC C | MW | After Competition Groups | 0.2657 | 0 | 0 | 1333.6825 | 0.00019922 | 53 | Commercial_2037_SC C_MW_After Competition Groups_53 | PTAC (12 EER/10,000 BTU) | 0.01992% | 0 | 0.2657 | Commercial_2037_SC C_MW_After Competition Groups_PTAC (12 EER/10,000 BTU)
Commercial | Com ¦ ECM MOTORS FOR HVAC APPLICATION (FAN-POWERED VAV BOX) | 2037 | SC C | MW | After Competition Groups | 0.25757 | 0 | 0 | 1333.6825 | 0.00019313 | 54 | Commercial_2037_SC C_MW_After Competition Groups_54 | ECM MOTORS FOR HVAC APPLICATION (FAN-POWERED VAV BOX) | 0.01931% | 0 | 0.25757 | Commercial_2037_SC C_MW_After Competition Groups_ECM MOTORS FOR HVAC APPLICATION (FAN-POWERED VAV BOX)
Commercial | Com ¦ Solar Water Preheat (Pools/DHW) | 2037 | SC C | MW | After Competition Groups | 0.19431 | 0 | 0 | 1333.6825 | 0.0001457 | 55 | Commercial_2037_SC C_MW_After Competition Groups_55 | Solar Water Preheat (Pools/DHW) | 0.01457% | 0 | 0.19431 | Commercial_2037_SC C_MW_After Competition Groups_Solar Water Preheat (Pools/DHW)
Commercial | Com ¦ CEE Tier 2/Energy Star Clothes Washers | 2037 | SC C | MW | After Competition Groups | 0.15771 | 0 | 0 | 1333.6825 | 0.00011825 | 56 | Commercial_2037_SC C_MW_After Competition Groups_56 | CEE Tier 2/Energy Star Clothes Washers | 0.01183% | 0 | 0.15771 | Commercial_2037_SC C_MW_After Competition Groups_CEE Tier 2/Energy Star Clothes Washers
Commercial | Com ¦ Notched V belts for HVAC Systems | 2037 | SC C | MW | After Competition Groups | 0.15153 | 0 | 0 | 1333.6825 | 0.00011362 | 57 | Commercial_2037_SC C_MW_After Competition Groups_57 | Notched V belts for HVAC Systems | 0.01136% | 0 | 0.15153 | Commercial_2037_SC C_MW_After Competition Groups_Notched V belts for HVAC Systems
Commercial | Com ¦ Auto Off Time Switch or Time Clock control | 2037 | SC C | MW | After Competition Groups | 0.13496 | 0 | 0 | 1333.6825 | 0.0001012 | 58 | Commercial_2037_SC C_MW_After Competition Groups_58 | Auto Off Time Switch or Time Clock control | 0.01012% | 0 | 0.13496 | Commercial_2037_SC C_MW_After Competition Groups_Auto Off Time Switch or Time Clock control
Commercial | Com ¦ HVAC Optimization | 2037 | SC C | MW | After Competition Groups | 0.11713 | 0 | 0 | 1333.6825 | 8.7824e-05 | 59 | Commercial_2037_SC C_MW_After Competition Groups_59 | HVAC Optimization | 0.008782% | 0 | 0.11713 | Commercial_2037_SC C_MW_After Competition Groups_HVAC Optimization
Commercial | Com ¦ Demand controlled Circulating Systems | 2037 | SC C | MW | After Competition Groups | 0.1076 | 0 | 0 | 1333.6825 | 8.0678e-05 | 60 | Commercial_2037_SC C_MW_After Competition Groups_60 | Demand controlled Circulating Systems | 0.008068% | 0 | 0.1076 | Commercial_2037_SC C_MW_After Competition Groups_Demand controlled Circulating Systems
Commercial | Com ¦ LED RECESSED DOWNLIGHTS | 2037 | SC C | MW | After Competition Groups | 0.10505 | 0 | 0 | 1333.6825 | 7.877e-05 | 61 | Commercial_2037_SC C_MW_After Competition Groups_61 | LED RECESSED DOWNLIGHTS | 0.007877% | 0 | 0.10505 | Commercial_2037_SC C_MW_After Competition Groups_LED RECESSED DOWNLIGHTS
Commercial | Com ¦ LLLC - High Impact Application | 2037 | SC C | MW | After Competition Groups | 0.086433 | 0 | 0 | 1333.6825 | 6.4808e-05 | 62 | Commercial_2037_SC C_MW_After Competition Groups_62 | LLLC - High Impact Application | 0.006481% | 0 | 0.086433 | Commercial_2037_SC C_MW_After Competition Groups_LLLC - High Impact Application
Commercial | Com ¦ Commercial Hot Food Holding Cabinets | 2037 | SC C | MW | After Competition Groups | 0.078057 | 0 | 0 | 1333.6825 | 5.8528e-05 | 63 | Commercial_2037_SC C_MW_After Competition Groups_63 | Commercial Hot Food Holding Cabinets | 0.005853% | 0 | 0.078057 | Commercial_2037_SC C_MW_After Competition Groups_Commercial Hot Food Holding Cabinets
Commercial | Com ¦ Low Flow Pre-Rinse Spray Nozzle | 2037 | SC C | MW | After Competition Groups | 0.077029 | 0 | 0 | 1333.6825 | 5.7756e-05 | 64 | Commercial_2037_SC C_MW_After Competition Groups_64 | Low Flow Pre-Rinse Spray Nozzle | 0.005776% | 0 | 0.077029 | Commercial_2037_SC C_MW_After Competition Groups_Low Flow Pre-Rinse Spray Nozzle
Commercial | Com ¦ High Efficiency Small Instantaneous Water Heater | 2037 | SC C | MW | After Competition Groups | 0.071163 | 0 | 0 | 1333.6825 | 5.3358e-05 | 65 | Commercial_2037_SC C_MW_After Competition Groups_65 | High Efficiency Small Instantaneous Water Heater | 0.005336% | 0 | 0.071163 | Commercial_2037_SC C_MW_After Competition Groups_High Efficiency Small Instantaneous Water Heater
Commercial | Com ¦ Efficient compressor motor | 2037 | SC C | MW | After Competition Groups | 0.068895 | 0 | 0 | 1333.6825 | 5.1658e-05 | 66 | Commercial_2037_SC C_MW_After Competition Groups_66 | Efficient compressor motor | 0.005166% | 0 | 0.068895 | Commercial_2037_SC C_MW_After Competition Groups_Efficient compressor motor
Commercial | Com ¦ LLLC - Low Impact Application | 2037 | SC C | MW | After Competition Groups | 0.057347 | 0 | 0 | 1333.6825 | 4.2999e-05 | 67 | Commercial_2037_SC C_MW_After Competition Groups_67 | LLLC - Low Impact Application | 0.0043% | 0 | 0.057347 | Commercial_2037_SC C_MW_After Competition Groups_LLLC - Low Impact Application
Commercial | Com ¦ Room AC (w/ louvered sides) 14 SEER from 12 SEER code | 2037 | SC C | MW | After Competition Groups | 0.048524 | 0 | 0 | 1333.6825 | 3.6383e-05 | 68 | Commercial_2037_SC C_MW_After Competition Groups_68 | Room AC (w/ louvered sides) 14 SEER from 12 SEER code | 0.003638% | 0 | 0.048524 | Commercial_2037_SC C_MW_After Competition Groups_Room AC (w/ louvered sides) 14 SEER from 12 SEER code
Commercial | Com ¦ High Efficiency Chiller (avg of water and air cooled) | 2037 | SC C | MW | After Competition Groups | 0.041875 | 0 | 0 | 1333.6825 | 3.1398e-05 | 69 | Commercial_2037_SC C_MW_After Competition Groups_69 | High Efficiency Chiller (avg of water and air cooled) | 0.00314% | 0 | 0.041875 | Commercial_2037_SC C_MW_After Competition Groups_High Efficiency Chiller (avg of water and air cooled)
Commercial | Com ¦ Wall Insulation | 2037 | SC C | MW | After Competition Groups | 0.041431 | 0 | 0 | 1333.6825 | 3.1065e-05 | 70 | Commercial_2037_SC C_MW_After Competition Groups_70 | Wall Insulation | 0.003107% | 0 | 0.041431 | Commercial_2037_SC C_MW_After Competition Groups_Wall Insulation
Commercial | Com ¦ Condensing Unit Heaters or other Efficient Unit Heating System | 2037 | SC C | MW | After Competition Groups | 0.036182 | 0 | 0 | 1333.6825 | 2.7129e-05 | 71 | Commercial_2037_SC C_MW_After Competition Groups_71 | Condensing Unit Heaters or other Efficient Unit Heating System | 0.002713% | 0 | 0.036182 | Commercial_2037_SC C_MW_After Competition Groups_Condensing Unit Heaters or other Efficient Unit Heating System
Commercial | Com ¦ Air Curtains | 2037 | SC C | MW | After Competition Groups | 0.030523 | 0 | 0 | 1333.6825 | 2.2886e-05 | 72 | Commercial_2037_SC C_MW_After Competition Groups_72 | Air Curtains | 0.002289% | 0 | 0.030523 | Commercial_2037_SC C_MW_After Competition Groups_Air Curtains
Commercial | Com ¦ VSD Air Compressor | 2037 | SC C | MW | After Competition Groups | 0.027269 | 0 | 0 | 1333.6825 | 2.0447e-05 | 73 | Commercial_2037_SC C_MW_After Competition Groups_73 | VSD Air Compressor | 0.002045% | 0 | 0.027269 | Commercial_2037_SC C_MW_After Competition Groups_VSD Air Compressor
Commercial | Com ¦ Energy Recovery Ventilation and Ventilation (Enhanced) | 2037 | SC C | MW | After Competition Groups | 0.02426 | 0 | 0 | 1333.6825 | 1.819e-05 | 74 | Commercial_2037_SC C_MW_After Competition Groups_74 | Energy Recovery Ventilation and Ventilation (Enhanced) | 0.001819% | 0 | 0.02426 | Commercial_2037_SC C_MW_After Competition Groups_Energy Recovery Ventilation and Ventilation (Enhanced)
Commercial | Com ¦ EC Plug Fan for Data Center (under cabinet) | 2037 | SC C | MW | After Competition Groups | 0.0057335 | 0 | 0 | 1333.6825 | 4.299e-06 | 75 | Commercial_2037_SC C_MW_After Competition Groups_75 | EC Plug Fan for Data Center (under cabinet) | 0.0004299% | 0 | 0.0057335 | Commercial_2037_SC C_MW_After Competition Groups_EC Plug Fan for Data Center (under cabinet)
Commercial | Com ¦ Electric Convection Combination Ovens | 2037 | SC C | MW | After Competition Groups | 0.0003947 | 0 | 0 | 1333.6825 | 2.9595e-07 | 76 | Commercial_2037_SC C_MW_After Competition Groups_76 | Electric Convection Combination Ovens | 2.959e-05% | 0 | 0.0003947 | Commercial_2037_SC C_MW_After Competition Groups_Electric Convection Combination Ovens
Commercial | Com ¦ Networked/Connected - High Impact Application | 2037 | SC C | MW | After Competition Groups | 0.00024708 | 0 | 0 | 1333.6825 | 1.8526e-07 | 77 | Commercial_2037_SC C_MW_After Competition Groups_77 | Networked/Connected - High Impact Application | 1.853e-05% | 0 | 0.00024708 | Commercial_2037_SC C_MW_After Competition Groups_Networked/Connected - High Impact Application
Commercial | Com ¦ Networked/Connected - Low Impact Application | 2037 | SC C | MW | After Competition Groups | 1.2074e-05 | 0 | 0 | 1333.6825 | 9.0535e-09 | 78 | Commercial_2037_SC C_MW_After Competition Groups_78 | Networked/Connected - Low Impact Application | 9.053e-07% | 0 | 1.2074e-05 | Commercial_2037_SC C_MW_After Competition Groups_Networked/Connected - Low Impact Application
Commercial | Com ¦ Indoor Daylight Sensors/Photocell Dimming Control | 2037 | SC C | MW | After Competition Groups | 0 | 0 | 0 | 1333.6825 | 0 | 79 | Commercial_2037_SC C_MW_After Competition Groups_79 | Indoor Daylight Sensors/Photocell Dimming Control | 0% | 0 | 0 | Commercial_2037_SC C_MW_After Competition Groups_Indoor Daylight Sensors/Photocell Dimming Control
Commercial | Com ¦ Variable Refrigerant Flow Heat Pump | 2037 | SC C | MW | After Competition Groups | 0 | 0 | 0 | 1333.6825 | 0 | 80 | Commercial_2037_SC C_MW_After Competition Groups_80 | Variable Refrigerant Flow Heat Pump | 0% | 0 | 0 | Commercial_2037_SC C_MW_After Competition Groups_Variable Refrigerant Flow Heat Pump
Commercial | Com ¦ LED Low/High Bay | 2037 | SC D | MW | After Competition Groups | 154.39 | 16167164.7853 | 16.1672 | 1257.601 | 0.12277 | 1 | Commercial_2037_SC D_MW_After Competition Groups_1 | LED Low/High Bay | 12.28% | 16.1672 | 154.39 | Commercial_2037_SC D_MW_After Competition Groups_LED Low/High Bay
Commercial | Com ¦ ENERGY STAR LED LAMPS (REFLECTOR LAMPs/MR16/PAR 16) | 2037 | SC D | MW | After Competition Groups | 130.2533 | 831201.2344 | 0.8312 | 1257.601 | 0.10357 | 2 | Commercial_2037_SC D_MW_After Competition Groups_2 | ENERGY STAR LED LAMPS (REFLECTOR LAMPs/MR16/PAR 16) | 10.36% | 0.8312 | 130.2533 | Commercial_2037_SC D_MW_After Competition Groups_ENERGY STAR LED LAMPS (REFLECTOR LAMPs/MR16/PAR 16)
Commercial | Com ¦ LED Troffer/Surface/Suspended | 2037 | SC D | MW | After Competition Groups | 128.4519 | 10356922.4892 | 10.3569 | 1257.601 | 0.10214 | 3 | Commercial_2037_SC D_MW_After Competition Groups_3 | LED Troffer/Surface/Suspended | 10.21% | 10.3569 | 128.4519 | Commercial_2037_SC D_MW_After Competition Groups_LED Troffer/Surface/Suspended
Commercial | Com ¦ Building Recommissioning, Operations and Maintenance (O&M) Improvements | 2037 | SC D | MW | After Competition Groups | 94.8241 | 7261727.1411 | 7.2617 | 1257.601 | 0.075401 | 4 | Commercial_2037_SC D_MW_After Competition Groups_4 | Building Recommissioning, Operations and Maintenance (O&M) Improvements | 7.54% | 7.2617 | 94.8241 | Commercial_2037_SC D_MW_After Competition Groups_Building Recommissioning, Operations and Maintenance (O&M) Improvements
Commercial | Com ¦ High Efficiency Air Source Heat Pump | 2037 | SC D | MW | After Competition Groups | 93.4245 | 1503172.7722 | 1.5032 | 1257.601 | 0.074288 | 5 | Commercial_2037_SC D_MW_After Competition Groups_5 | High Efficiency Air Source Heat Pump | 7.429% | 1.5032 | 93.4245 | Commercial_2037_SC D_MW_After Competition Groups_High Efficiency Air Source Heat Pump
Commercial | Com ¦ LED Replacement Lamp (Tube) | 2037 | SC D | MW | After Competition Groups | 89.4141 | 0 | 0 | 1257.601 | 0.071099 | 6 | Commercial_2037_SC D_MW_After Competition Groups_6 | LED Replacement Lamp (Tube) | 7.11% | 0 | 89.4141 | Commercial_2037_SC D_MW_After Competition Groups_LED Replacement Lamp (Tube)
Commercial | Com ¦ Unitary Air-Conditioning Unit | 2037 | SC D | MW | After Competition Groups | 65.6346 | 7622956.6075 | 7.623 | 1257.601 | 0.05219 | 7 | Commercial_2037_SC D_MW_After Competition Groups_7 | Unitary Air-Conditioning Unit | 5.219% | 7.623 | 65.6346 | Commercial_2037_SC D_MW_After Competition Groups_Unitary Air-Conditioning Unit
Commercial | Com ¦ Advanced BAS/Controllers | 2037 | SC D | MW | After Competition Groups | 53.4862 | 5686645.1476 | 5.6866 | 1257.601 | 0.04253 | 8 | Commercial_2037_SC D_MW_After Competition Groups_8 | Advanced BAS/Controllers | 4.253% | 5.6866 | 53.4862 | Commercial_2037_SC D_MW_After Competition Groups_Advanced BAS/Controllers
Commercial | Com ¦ Education and Capacity Building/Energy Behavior | 2037 | SC D | MW | After Competition Groups | 36.2149 | 10235569.2353 | 10.2356 | 1257.601 | 0.028797 | 9 | Commercial_2037_SC D_MW_After Competition Groups_9 | Education and Capacity Building/Energy Behavior | 2.88% | 10.2356 | 36.2149 | Commercial_2037_SC D_MW_After Competition Groups_Education and Capacity Building/Energy Behavior
Commercial | Com ¦ Adaptive Thermostats | 2037 | SC D | MW | After Competition Groups | 32.7947 | 3036242.8983 | 3.0362 | 1257.601 | 0.026077 | 10 | Commercial_2037_SC D_MW_After Competition Groups_10 | Adaptive Thermostats | 2.608% | 3.0362 | 32.7947 | Commercial_2037_SC D_MW_After Competition Groups_Adaptive Thermostats
Commercial | Com ¦ Reach-in Shaded Pole to ECM/PSC Evaporator Fan Motor | 2037 | SC D | MW | After Competition Groups | 31.4629 | 2276834.4522 | 2.2768 | 1257.601 | 0.025018 | 11 | Commercial_2037_SC D_MW_After Competition Groups_11 | Reach-in Shaded Pole to ECM/PSC Evaporator Fan Motor | 2.502% | 2.2768 | 31.4629 | Commercial_2037_SC D_MW_After Competition Groups_Reach-in Shaded Pole to ECM/PSC Evaporator Fan Motor
Commercial | Com ¦ Data Center Storage/Server Virtualization | 2037 | SC D | MW | After Competition Groups | 28.2966 | 0 | 0 | 1257.601 | 0.0225 | 12 | Commercial_2037_SC D_MW_After Competition Groups_12 | Data Center Storage/Server Virtualization | 2.25% | 0 | 28.2966 | Commercial_2037_SC D_MW_After Competition Groups_Data Center Storage/Server Virtualization
Commercial | Com ¦ Strip Curtains | 2037 | SC D | MW | After Competition Groups | 27.0205 | 154718.7546 | 0.15472 | 1257.601 | 0.021486 | 13 | Commercial_2037_SC D_MW_After Competition Groups_13 | Strip Curtains | 2.149% | 0.15472 | 27.0205 | Commercial_2037_SC D_MW_After Competition Groups_Strip Curtains
Commercial | Com ¦ Refrigerated Display Case Doors | 2037 | SC D | MW | After Competition Groups | 26.3959 | 2299813.7666 | 2.2998 | 1257.601 | 0.020989 | 14 | Commercial_2037_SC D_MW_After Competition Groups_14 | Refrigerated Display Case Doors | 2.099% | 2.2998 | 26.3959 | Commercial_2037_SC D_MW_After Competition Groups_Refrigerated Display Case Doors
Commercial | Com ¦ Chilled Water Optimization | 2037 | SC D | MW | After Competition Groups | 23.3641 | 1898632.4129 | 1.8986 | 1257.601 | 0.018578 | 15 | Commercial_2037_SC D_MW_After Competition Groups_15 | Chilled Water Optimization | 1.858% | 1.8986 | 23.3641 | Commercial_2037_SC D_MW_After Competition Groups_Chilled Water Optimization
Commercial | Com ¦ Furnace Tune-Up | 2037 | SC D | MW | After Competition Groups | 22.8987 | 79005.7216 | 0.079006 | 1257.601 | 0.018208 | 16 | Commercial_2037_SC D_MW_After Competition Groups_16 | Furnace Tune-Up | 1.821% | 0.079006 | 22.8987 | Commercial_2037_SC D_MW_After Competition Groups_Furnace Tune-Up
Commercial | Com ¦ Centrally controlled desktop PC/NETWORK PC POWER MANAGEMENT SOFTWARE | 2037 | SC D | MW | After Competition Groups | 19.3397 | 706349.0122 | 0.70635 | 1257.601 | 0.015378 | 17 | Commercial_2037_SC D_MW_After Competition Groups_17 | Centrally controlled desktop PC/NETWORK PC POWER MANAGEMENT SOFTWARE | 1.538% | 0.70635 | 19.3397 | Commercial_2037_SC D_MW_After Competition Groups_Centrally controlled desktop PC/NETWORK PC POWER MANAGEMENT SOFTWARE
Commercial | Com ¦ LED or Equivalent Sign Lighting | 2037 | SC D | MW | After Competition Groups | 18.645 | 752891.4676 | 0.75289 | 1257.601 | 0.014826 | 18 | Commercial_2037_SC D_MW_After Competition Groups_18 | LED or Equivalent Sign Lighting | 1.483% | 0.75289 | 18.645 | Commercial_2037_SC D_MW_After Competition Groups_LED or Equivalent Sign Lighting
Commercial | Com ¦ Demand Control Ventilation | 2037 | SC D | MW | After Competition Groups | 17.6072 | 1371836.3665 | 1.3718 | 1257.601 | 0.014001 | 19 | Commercial_2037_SC D_MW_After Competition Groups_19 | Demand Control Ventilation | 1.4% | 1.3718 | 17.6072 | Commercial_2037_SC D_MW_After Competition Groups_Demand Control Ventilation
Commercial | Com ¦ ENERGY STAR LED LAMPS (General Service Lamps) | 2037 | SC D | MW | After Competition Groups | 15.7898 | 152185.7915 | 0.15219 | 1257.601 | 0.012555 | 20 | Commercial_2037_SC D_MW_After Competition Groups_20 | ENERGY STAR LED LAMPS (General Service Lamps) | 1.256% | 0.15219 | 15.7898 | Commercial_2037_SC D_MW_After Competition Groups_ENERGY STAR LED LAMPS (General Service Lamps)
Commercial | Com ¦ Variable Frequency Drive (VFD) | 2037 | SC D | MW | After Competition Groups | 15.6987 | 1033428.0876 | 1.0334 | 1257.601 | 0.012483 | 21 | Commercial_2037_SC D_MW_After Competition Groups_21 | Variable Frequency Drive (VFD) | 1.248% | 1.0334 | 15.6987 | Commercial_2037_SC D_MW_After Competition Groups_Variable Frequency Drive (VFD)
Commercial | Com ¦ VFD on Pumps | 2037 | SC D | MW | After Competition Groups | 14.5866 | 1005060.3561 | 1.0051 | 1257.601 | 0.011599 | 22 | Commercial_2037_SC D_MW_After Competition Groups_22 | VFD on Pumps | 1.16% | 1.0051 | 14.5866 | Commercial_2037_SC D_MW_After Competition Groups_VFD on Pumps
Commercial | Com ¦ Refrigerated Display Case LED | 2037 | SC D | MW | After Competition Groups | 10.9206 | 804983.2546 | 0.80498 | 1257.601 | 0.0086837 | 23 | Commercial_2037_SC D_MW_After Competition Groups_23 | Refrigerated Display Case LED | 0.8684% | 0.80498 | 10.9206 | Commercial_2037_SC D_MW_After Competition Groups_Refrigerated Display Case LED
Commercial | Com ¦ Door Gasket Freezer/Refrigerator | 2037 | SC D | MW | After Competition Groups | 8.2233 | 303624.0423 | 0.30362 | 1257.601 | 0.0065389 | 24 | Commercial_2037_SC D_MW_After Competition Groups_24 | Door Gasket Freezer/Refrigerator | 0.6539% | 0.30362 | 8.2233 | Commercial_2037_SC D_MW_After Competition Groups_Door Gasket Freezer/Refrigerator
Commercial | Com ¦ ECM MOTORS FOR EVAPORATOR FANS for refrigeration (WALK-IN) | 2037 | SC D | MW | After Competition Groups | 8.1972 | 809566.7253 | 0.80957 | 1257.601 | 0.0065181 | 25 | Commercial_2037_SC D_MW_After Competition Groups_25 | ECM MOTORS FOR EVAPORATOR FANS for refrigeration (WALK-IN) | 0.6518% | 0.80957 | 8.1972 | Commercial_2037_SC D_MW_After Competition Groups_ECM MOTORS FOR EVAPORATOR FANS for refrigeration (WALK-IN)
Commercial | Com ¦ Demand Control Kitchen Ventilation | 2037 | SC D | MW | After Competition Groups | 7.6011 | 1000704.9323 | 1.0007 | 1257.601 | 0.0060441 | 26 | Commercial_2037_SC D_MW_After Competition Groups_26 | Demand Control Kitchen Ventilation | 0.6044% | 1.0007 | 7.6011 | Commercial_2037_SC D_MW_After Competition Groups_Demand Control Kitchen Ventilation
Commercial | Com ¦ LED EXTERIOR AREA LIGHTS - LED fixture (200W) | 2037 | SC D | MW | After Competition Groups | 6.9678 | 0 | 0 | 1257.601 | 0.0055405 | 27 | Commercial_2037_SC D_MW_After Competition Groups_27 | LED EXTERIOR AREA LIGHTS - LED fixture (200W) | 0.5541% | 0 | 6.9678 | Commercial_2037_SC D_MW_After Competition Groups_LED EXTERIOR AREA LIGHTS - LED fixture (200W)
Commercial | Com ¦ Evaporator Fan Controls | 2037 | SC D | MW | After Competition Groups | 6.9554 | 137554.8643 | 0.13755 | 1257.601 | 0.0055307 | 28 | Commercial_2037_SC D_MW_After Competition Groups_28 | Evaporator Fan Controls | 0.5531% | 0.13755 | 6.9554 | Commercial_2037_SC D_MW_After Competition Groups_Evaporator Fan Controls
Commercial | Com ¦ Air Handler with Dedicated Outdoor Air Systems | 2037 | SC D | MW | After Competition Groups | 6.9543 | 211020.2327 | 0.21102 | 1257.601 | 0.0055298 | 29 | Commercial_2037_SC D_MW_After Competition Groups_29 | Air Handler with Dedicated Outdoor Air Systems | 0.553% | 0.21102 | 6.9543 | Commercial_2037_SC D_MW_After Competition Groups_Air Handler with Dedicated Outdoor Air Systems
Commercial | Com ¦ LED parking lot fixture | 2037 | SC D | MW | After Competition Groups | 6.6969 | 873968.2094 | 0.87397 | 1257.601 | 0.0053251 | 30 | Commercial_2037_SC D_MW_After Competition Groups_30 | LED parking lot fixture | 0.5325% | 0.87397 | 6.6969 | Commercial_2037_SC D_MW_After Competition Groups_LED parking lot fixture
Commercial | Com ¦ ENERGY STAR Griddle (74% eff) | 2037 | SC D | MW | After Competition Groups | 5.8605 | 220304.8618 | 0.2203 | 1257.601 | 0.0046601 | 31 | Commercial_2037_SC D_MW_After Competition Groups_31 | ENERGY STAR Griddle (74% eff) | 0.466% | 0.2203 | 5.8605 | Commercial_2037_SC D_MW_After Competition Groups_ENERGY STAR Griddle (74% eff)
Commercial | Com ¦ Occupancy Sensors | 2037 | SC D | MW | After Competition Groups | 5.5481 | 8494.8846 | 0.0084949 | 1257.601 | 0.0044117 | 32 | Commercial_2037_SC D_MW_After Competition Groups_32 | Occupancy Sensors | 0.4412% | 0.0084949 | 5.5481 | Commercial_2037_SC D_MW_After Competition Groups_Occupancy Sensors
Commercial | Com ¦ Water Source Heat Pump (4 ton) | 2037 | SC D | MW | After Competition Groups | 5.132 | 657287.459 | 0.65729 | 1257.601 | 0.0040808 | 33 | Commercial_2037_SC D_MW_After Competition Groups_33 | Water Source Heat Pump (4 ton) | 0.4081% | 0.65729 | 5.132 | Commercial_2037_SC D_MW_After Competition Groups_Water Source Heat Pump (4 ton)
Commercial | Com ¦ Freezer Case Light Sensor | 2037 | SC D | MW | After Competition Groups | 5.0118 | 663522.6908 | 0.66352 | 1257.601 | 0.0039852 | 34 | Commercial_2037_SC D_MW_After Competition Groups_34 | Freezer Case Light Sensor | 0.3985% | 0.66352 | 5.0118 | Commercial_2037_SC D_MW_After Competition Groups_Freezer Case Light Sensor
Commercial | Com ¦ Duct Insulation, R8 | 2037 | SC D | MW | After Competition Groups | 4.2153 | 257985.3884 | 0.25799 | 1257.601 | 0.0033518 | 35 | Commercial_2037_SC D_MW_After Competition Groups_35 | Duct Insulation, R8 | 0.3352% | 0.25799 | 4.2153 | Commercial_2037_SC D_MW_After Competition Groups_Duct Insulation, R8
Commercial | Com ¦ LED street light fixture | 2037 | SC D | MW | After Competition Groups | 3.4367 | 0 | 0 | 1257.601 | 0.0027327 | 36 | Commercial_2037_SC D_MW_After Competition Groups_36 | LED street light fixture | 0.2733% | 0 | 3.4367 | Commercial_2037_SC D_MW_After Competition Groups_LED street light fixture
Commercial | Com ¦ BEVERAGE VENDING MACHINE CONTROLS | 2037 | SC D | MW | After Competition Groups | 3.1861 | 157915.2499 | 0.15792 | 1257.601 | 0.0025334 | 37 | Commercial_2037_SC D_MW_After Competition Groups_37 | BEVERAGE VENDING MACHINE CONTROLS | 0.2533% | 0.15792 | 3.1861 | Commercial_2037_SC D_MW_After Competition Groups_BEVERAGE VENDING MACHINE CONTROLS
Commercial | Com ¦ Elec Storage WH 2.30 Et | 2037 | SC D | MW | After Competition Groups | 2.7313 | 297136.2048 | 0.29714 | 1257.601 | 0.0021718 | 38 | Commercial_2037_SC D_MW_After Competition Groups_38 | Elec Storage WH 2.30 Et | 0.2172% | 0.29714 | 2.7313 | Commercial_2037_SC D_MW_After Competition Groups_Elec Storage WH 2.30 Et
Commercial | Com ¦ Temperature Adjustment in Commercial Freezers | 2037 | SC D | MW | After Competition Groups | 2.5447 | 0 | 0 | 1257.601 | 0.0020235 | 39 | Commercial_2037_SC D_MW_After Competition Groups_39 | Temperature Adjustment in Commercial Freezers | 0.2023% | 0 | 2.5447 | Commercial_2037_SC D_MW_After Competition Groups_Temperature Adjustment in Commercial Freezers
Commercial | Com ¦ Vertical Night Covers | 2037 | SC D | MW | After Competition Groups | 2.0231 | 68903.3564 | 0.068903 | 1257.601 | 0.0016087 | 40 | Commercial_2037_SC D_MW_After Competition Groups_40 | Vertical Night Covers | 0.1609% | 0.068903 | 2.0231 | Commercial_2037_SC D_MW_After Competition Groups_Vertical Night Covers
Commercial | Com ¦ CO Sensors for parking garage exhaust fans | 2037 | SC D | MW | After Competition Groups | 1.921 | 202266.4162 | 0.20227 | 1257.601 | 0.0015275 | 41 | Commercial_2037_SC D_MW_After Competition Groups_41 | CO Sensors for parking garage exhaust fans | 0.1527% | 0.20227 | 1.921 | Commercial_2037_SC D_MW_After Competition Groups_CO Sensors for parking garage exhaust fans
Commercial | Com ¦ ENERGY STAR Fryer (84% eff) | 2037 | SC D | MW | After Competition Groups | 1.7302 | 114436.9729 | 0.11444 | 1257.601 | 0.0013758 | 42 | Commercial_2037_SC D_MW_After Competition Groups_42 | ENERGY STAR Fryer (84% eff) | 0.1376% | 0.11444 | 1.7302 | Commercial_2037_SC D_MW_After Competition Groups_ENERGY STAR Fryer (84% eff)
Commercial | Com ¦ Energy Efficient Laboratory Fume Hood | 2037 | SC D | MW | After Competition Groups | 1.7181 | 164817.423 | 0.16482 | 1257.601 | 0.0013662 | 43 | Commercial_2037_SC D_MW_After Competition Groups_43 | Energy Efficient Laboratory Fume Hood | 0.1366% | 0.16482 | 1.7181 | Commercial_2037_SC D_MW_After Competition Groups_Energy Efficient Laboratory Fume Hood
Commercial | Com ¦ Outside Air Economizer | 2037 | SC D | MW | After Competition Groups | 1.6789 | 105957.9441 | 0.10596 | 1257.601 | 0.001335 | 44 | Commercial_2037_SC D_MW_After Competition Groups_44 | Outside Air Economizer | 0.1335% | 0.10596 | 1.6789 | Commercial_2037_SC D_MW_After Competition Groups_Outside Air Economizer
Commercial | Com ¦ Water Heating (DHW) Pipe Insulation (Add 3/4\ Foam)" | 2037 | SC D | MW | After Competition Groups | 1.5447 | 120475.2927 | 0.12048 | 1257.601 | 0.0012283 | 45 | Commercial_2037_SC D_MW_After Competition Groups_45 | Water Heating (DHW) Pipe Insulation (Add 3/4\ Foam)" | 0.1228% | 0.12048 | 1.5447 | Commercial_2037_SC D_MW_After Competition Groups_Water Heating (DHW) Pipe Insulation (Add 3/4\ Foam)"
Commercial | Com ¦ ENERGY STAR Steam Cookers | 2037 | SC D | MW | After Competition Groups | 1.1123 | 72021.1885 | 0.072021 | 1257.601 | 0.00088447 | 46 | Commercial_2037_SC D_MW_After Competition Groups_46 | ENERGY STAR Steam Cookers | 0.08845% | 0.072021 | 1.1123 | Commercial_2037_SC D_MW_After Competition Groups_ENERGY STAR Steam Cookers
Commercial | Com ¦ Suction Pipe Insulation Freezer/Refrigerator | 2037 | SC D | MW | After Competition Groups | 1.0224 | 67276.1809 | 0.067276 | 1257.601 | 0.00081296 | 47 | Commercial_2037_SC D_MW_After Competition Groups_47 | Suction Pipe Insulation Freezer/Refrigerator | 0.0813% | 0.067276 | 1.0224 | Commercial_2037_SC D_MW_After Competition Groups_Suction Pipe Insulation Freezer/Refrigerator
Commercial | Com ¦ ENERGY STAR Dishwasher | 2037 | SC D | MW | After Competition Groups | 0.79636 | 39886.9342 | 0.039887 | 1257.601 | 0.00063324 | 48 | Commercial_2037_SC D_MW_After Competition Groups_48 | ENERGY STAR Dishwasher | 0.06332% | 0.039887 | 0.79636 | Commercial_2037_SC D_MW_After Competition Groups_ENERGY STAR Dishwasher
Commercial | Com ¦ Thermostat Setback | 2037 | SC D | MW | After Competition Groups | 0.74964 | 0 | 0 | 1257.601 | 0.00059609 | 49 | Commercial_2037_SC D_MW_After Competition Groups_49 | Thermostat Setback | 0.05961% | 0 | 0.74964 | Commercial_2037_SC D_MW_After Competition Groups_Thermostat Setback
Commercial | Com ¦ Condensing Make Up Air Unit | 2037 | SC D | MW | After Competition Groups | 0.57229 | 202403.8724 | 0.2024 | 1257.601 | 0.00045506 | 50 | Commercial_2037_SC D_MW_After Competition Groups_50 | Condensing Make Up Air Unit | 0.04551% | 0.2024 | 0.57229 | Commercial_2037_SC D_MW_After Competition Groups_Condensing Make Up Air Unit
Commercial | Com ¦ Ozone Laundry Treatment | 2037 | SC D | MW | After Competition Groups | 0.41349 | 42188.7644 | 0.042189 | 1257.601 | 0.00032879 | 51 | Commercial_2037_SC D_MW_After Competition Groups_51 | Ozone Laundry Treatment | 0.03288% | 0.042189 | 0.41349 | Commercial_2037_SC D_MW_After Competition Groups_Ozone Laundry Treatment
Commercial | COM ¦ Ductless Mini-Split Heat Pumps | 2037 | SC D | MW | After Competition Groups | 0.28197 | 248.3396 | 0.00024834 | 1257.601 | 0.00022421 | 52 | Commercial_2037_SC D_MW_After Competition Groups_52 | Ductless Mini-Split Heat Pumps | 0.02242% | 0.00024834 | 0.28197 | Commercial_2037_SC D_MW_After Competition Groups_Ductless Mini-Split Heat Pumps
Commercial | Com ¦ PTAC (12 EER/10,000 BTU) | 2037 | SC D | MW | After Competition Groups | 0.25512 | 22072.5193 | 0.022073 | 1257.601 | 0.00020286 | 53 | Commercial_2037_SC D_MW_After Competition Groups_53 | PTAC (12 EER/10,000 BTU) | 0.02029% | 0.022073 | 0.25512 | Commercial_2037_SC D_MW_After Competition Groups_PTAC (12 EER/10,000 BTU)
Commercial | Com ¦ ECM MOTORS FOR HVAC APPLICATION (FAN-POWERED VAV BOX) | 2037 | SC D | MW | After Competition Groups | 0.24497 | 24113.8835 | 0.024114 | 1257.601 | 0.00019479 | 54 | Commercial_2037_SC D_MW_After Competition Groups_54 | ECM MOTORS FOR HVAC APPLICATION (FAN-POWERED VAV BOX) | 0.01948% | 0.024114 | 0.24497 | Commercial_2037_SC D_MW_After Competition Groups_ECM MOTORS FOR HVAC APPLICATION (FAN-POWERED VAV BOX)
Commercial | Com ¦ Solar Water Preheat (Pools/DHW) | 2037 | SC D | MW | After Competition Groups | 0.19431 | 4938.2413 | 0.0049382 | 1257.601 | 0.00015451 | 55 | Commercial_2037_SC D_MW_After Competition Groups_55 | Solar Water Preheat (Pools/DHW) | 0.01545% | 0.0049382 | 0.19431 | Commercial_2037_SC D_MW_After Competition Groups_Solar Water Preheat (Pools/DHW)
Commercial | Com ¦ CEE Tier 2/Energy Star Clothes Washers | 2037 | SC D | MW | After Competition Groups | 0.14979 | 6001.333 | 0.0060013 | 1257.601 | 0.00011911 | 56 | Commercial_2037_SC D_MW_After Competition Groups_56 | CEE Tier 2/Energy Star Clothes Washers | 0.01191% | 0.0060013 | 0.14979 | Commercial_2037_SC D_MW_After Competition Groups_CEE Tier 2/Energy Star Clothes Washers
Commercial | Com ¦ Auto Off Time Switch or Time Clock control | 2037 | SC D | MW | After Competition Groups | 0.13496 | 83.8945 | 8.3894e-05 | 1257.601 | 0.00010732 | 57 | Commercial_2037_SC D_MW_After Competition Groups_57 | Auto Off Time Switch or Time Clock control | 0.01073% | 8.3894e-05 | 0.13496 | Commercial_2037_SC D_MW_After Competition Groups_Auto Off Time Switch or Time Clock control
Commercial | Com ¦ Notched V belts for HVAC Systems | 2037 | SC D | MW | After Competition Groups | 0.1345 | 8185.0571 | 0.0081851 | 1257.601 | 0.00010695 | 58 | Commercial_2037_SC D_MW_After Competition Groups_58 | Notched V belts for HVAC Systems | 0.01069% | 0.0081851 | 0.1345 | Commercial_2037_SC D_MW_After Competition Groups_Notched V belts for HVAC Systems
Commercial | Com ¦ HVAC Optimization | 2037 | SC D | MW | After Competition Groups | 0.11713 | 201.041 | 0.00020104 | 1257.601 | 9.3137e-05 | 59 | Commercial_2037_SC D_MW_After Competition Groups_59 | HVAC Optimization | 0.009314% | 0.00020104 | 0.11713 | Commercial_2037_SC D_MW_After Competition Groups_HVAC Optimization
Commercial | Com ¦ Demand controlled Circulating Systems | 2037 | SC D | MW | After Competition Groups | 0.10662 | 7902.3509 | 0.0079024 | 1257.601 | 8.4781e-05 | 60 | Commercial_2037_SC D_MW_After Competition Groups_60 | Demand controlled Circulating Systems | 0.008478% | 0.0079024 | 0.10662 | Commercial_2037_SC D_MW_After Competition Groups_Demand controlled Circulating Systems
Commercial | Com ¦ LED RECESSED DOWNLIGHTS | 2037 | SC D | MW | After Competition Groups | 0.084255 | 16318.45 | 0.016318 | 1257.601 | 6.6996e-05 | 61 | Commercial_2037_SC D_MW_After Competition Groups_61 | LED RECESSED DOWNLIGHTS | 0.0067% | 0.016318 | 0.084255 | Commercial_2037_SC D_MW_After Competition Groups_LED RECESSED DOWNLIGHTS
Commercial | Com ¦ Commercial Hot Food Holding Cabinets | 2037 | SC D | MW | After Competition Groups | 0.078057 | 3778.68 | 0.0037787 | 1257.601 | 6.2068e-05 | 62 | Commercial_2037_SC D_MW_After Competition Groups_62 | Commercial Hot Food Holding Cabinets | 0.006207% | 0.0037787 | 0.078057 | Commercial_2037_SC D_MW_After Competition Groups_Commercial Hot Food Holding Cabinets
Commercial | Com ¦ Low Flow Pre-Rinse Spray Nozzle | 2037 | SC D | MW | After Competition Groups | 0.076767 | 1217.5094 | 0.0012175 | 1257.601 | 6.1042e-05 | 63 | Commercial_2037_SC D_MW_After Competition Groups_63 | Low Flow Pre-Rinse Spray Nozzle | 0.006104% | 0.0012175 | 0.076767 | Commercial_2037_SC D_MW_After Competition Groups_Low Flow Pre-Rinse Spray Nozzle
Commercial | Com ¦ High Efficiency Small Instantaneous Water Heater | 2037 | SC D | MW | After Competition Groups | 0.058938 | 11792.6044 | 0.011793 | 1257.601 | 4.6866e-05 | 64 | Commercial_2037_SC D_MW_After Competition Groups_64 | High Efficiency Small Instantaneous Water Heater | 0.004687% | 0.011793 | 0.058938 | Commercial_2037_SC D_MW_After Competition Groups_High Efficiency Small Instantaneous Water Heater
Commercial | Com ¦ Room AC (w/ louvered sides) 14 SEER from 12 SEER code | 2037 | SC D | MW | After Competition Groups | 0.048475 | 5993.0353 | 0.005993 | 1257.601 | 3.8545e-05 | 65 | Commercial_2037_SC D_MW_After Competition Groups_65 | Room AC (w/ louvered sides) 14 SEER from 12 SEER code | 0.003855% | 0.005993 | 0.048475 | Commercial_2037_SC D_MW_After Competition Groups_Room AC (w/ louvered sides) 14 SEER from 12 SEER code
Commercial | Com ¦ Wall Insulation | 2037 | SC D | MW | After Competition Groups | 0.036486 | 452.2878 | 0.00045229 | 1257.601 | 2.9012e-05 | 66 | Commercial_2037_SC D_MW_After Competition Groups_66 | Wall Insulation | 0.002901% | 0.00045229 | 0.036486 | Commercial_2037_SC D_MW_After Competition Groups_Wall Insulation
Commercial | Com ¦ Condensing Unit Heaters or other Efficient Unit Heating System | 2037 | SC D | MW | After Competition Groups | 0.036065 | 0 | 0 | 1257.601 | 2.8678e-05 | 67 | Commercial_2037_SC D_MW_After Competition Groups_67 | Condensing Unit Heaters or other Efficient Unit Heating System | 0.002868% | 0 | 0.036065 | Commercial_2037_SC D_MW_After Competition Groups_Condensing Unit Heaters or other Efficient Unit Heating System
Commercial | Com ¦ VSD Air Compressor | 2037 | SC D | MW | After Competition Groups | 0.027269 | 564.508 | 0.00056451 | 1257.601 | 2.1684e-05 | 68 | Commercial_2037_SC D_MW_After Competition Groups_68 | VSD Air Compressor | 0.002168% | 0.00056451 | 0.027269 | Commercial_2037_SC D_MW_After Competition Groups_VSD Air Compressor
Commercial | Com ¦ Air Curtains | 2037 | SC D | MW | After Competition Groups | 0.027007 | 2693.9103 | 0.0026939 | 1257.601 | 2.1475e-05 | 69 | Commercial_2037_SC D_MW_After Competition Groups_69 | Air Curtains | 0.002148% | 0.0026939 | 0.027007 | Commercial_2037_SC D_MW_After Competition Groups_Air Curtains
Commercial | Com ¦ High Efficiency Chiller (avg of water and air cooled) | 2037 | SC D | MW | After Competition Groups | 0.01826 | 1566.4869 | 0.0015665 | 1257.601 | 1.4519e-05 | 70 | Commercial_2037_SC D_MW_After Competition Groups_70 | High Efficiency Chiller (avg of water and air cooled) | 0.001452% | 0.0015665 | 0.01826 | Commercial_2037_SC D_MW_After Competition Groups_High Efficiency Chiller (avg of water and air cooled)
Commercial | Com ¦ Energy Recovery Ventilation and Ventilation (Enhanced) | 2037 | SC D | MW | After Competition Groups | 0.015504 | 0 | 0 | 1257.601 | 1.2328e-05 | 71 | Commercial_2037_SC D_MW_After Competition Groups_71 | Energy Recovery Ventilation and Ventilation (Enhanced) | 0.001233% | 0 | 0.015504 | Commercial_2037_SC D_MW_After Competition Groups_Energy Recovery Ventilation and Ventilation (Enhanced)
Commercial | Com ¦ Efficient compressor motor | 2037 | SC D | MW | After Competition Groups | 0.0087701 | 2832.8821 | 0.0028329 | 1257.601 | 6.9737e-06 | 72 | Commercial_2037_SC D_MW_After Competition Groups_72 | Efficient compressor motor | 0.0006974% | 0.0028329 | 0.0087701 | Commercial_2037_SC D_MW_After Competition Groups_Efficient compressor motor
Commercial | Com ¦ EC Plug Fan for Data Center (under cabinet) | 2037 | SC D | MW | After Competition Groups | 0.0050658 | 927.8127 | 0.00092781 | 1257.601 | 4.0281e-06 | 73 | Commercial_2037_SC D_MW_After Competition Groups_73 | EC Plug Fan for Data Center (under cabinet) | 0.0004028% | 0.00092781 | 0.0050658 | Commercial_2037_SC D_MW_After Competition Groups_EC Plug Fan for Data Center (under cabinet)
Commercial | Com ¦ LLLC - High Impact Application | 2037 | SC D | MW | After Competition Groups | 0.00077182 | 0.0030102 | 3.0102e-09 | 1257.601 | 6.1373e-07 | 74 | Commercial_2037_SC D_MW_After Competition Groups_74 | LLLC - High Impact Application | 6.137e-05% | 3.0102e-09 | 0.00077182 | Commercial_2037_SC D_MW_After Competition Groups_LLLC - High Impact Application
Commercial | Com ¦ Electric Convection Combination Ovens | 2037 | SC D | MW | After Competition Groups | 0.0003947 | 3.212 | 3.212e-06 | 1257.601 | 3.1385e-07 | 75 | Commercial_2037_SC D_MW_After Competition Groups_75 | Electric Convection Combination Ovens | 3.139e-05% | 3.212e-06 | 0.0003947 | Commercial_2037_SC D_MW_After Competition Groups_Electric Convection Combination Ovens
Commercial | Com ¦ LLLC - Low Impact Application | 2037 | SC D | MW | After Competition Groups | 8.9622e-05 | 0.032135 | 3.2135e-08 | 1257.601 | 7.1264e-08 | 76 | Commercial_2037_SC D_MW_After Competition Groups_76 | LLLC - Low Impact Application | 7.126e-06% | 3.2135e-08 | 8.9622e-05 | Commercial_2037_SC D_MW_After Competition Groups_LLLC - Low Impact Application
Commercial | Com ¦ Networked/Connected - Low Impact Application | 2037 | SC D | MW | After Competition Groups | 1.9299e-08 | 1.378e-06 | 1.378e-12 | 1257.601 | 1.5346e-11 | 77 | Commercial_2037_SC D_MW_After Competition Groups_77 | Networked/Connected - Low Impact Application | 1.535e-09% | 1.378e-12 | 1.9299e-08 | Commercial_2037_SC D_MW_After Competition Groups_Networked/Connected - Low Impact Application
Commercial | Com ¦ Networked/Connected - High Impact Application | 2037 | SC D | MW | After Competition Groups | 2.8965e-09 | 1.241e-05 | 1.241e-11 | 1257.601 | 2.3032e-12 | 78 | Commercial_2037_SC D_MW_After Competition Groups_78 | Networked/Connected - High Impact Application | 2.303e-10% | 1.241e-11 | 2.8965e-09 | Commercial_2037_SC D_MW_After Competition Groups_Networked/Connected - High Impact Application
Commercial | Com ¦ Indoor Daylight Sensors/Photocell Dimming Control | 2037 | SC D | MW | After Competition Groups | 0 | 0 | 0 | 1257.601 | 0 | 79 | Commercial_2037_SC D_MW_After Competition Groups_79 | Indoor Daylight Sensors/Photocell Dimming Control | 0% | 0 | 0 | Commercial_2037_SC D_MW_After Competition Groups_Indoor Daylight Sensors/Photocell Dimming Control
Commercial | Com ¦ Variable Refrigerant Flow Heat Pump | 2037 | SC D | MW | After Competition Groups | 0 | 0 | 0 | 1257.601 | 0 | 80 | Commercial_2037_SC D_MW_After Competition Groups_80 | Variable Refrigerant Flow Heat Pump | 0% | 0 | 0 | Commercial_2037_SC D_MW_After Competition Groups_Variable Refrigerant Flow Heat Pump
Commercial | Com ¦ Central Lighting Control System | 2037 | Technical | MW | After Competition Groups | 292.4589 | 0 | 0 | 2704.1414 | 0.10815 | 1 | Commercial_2037_Technical_MW_After Competition Groups_1 | Central Lighting Control System | 10.82% | 0 | 292.4589 | Commercial_2037_Technical_MW_After Competition Groups_Central Lighting Control System
Commercial | Com ¦ High Efficiency Air Source Heat Pump | 2037 | Technical | MW | After Competition Groups | 219.6287 | 0 | 0 | 2704.1414 | 0.081219 | 2 | Commercial_2037_Technical_MW_After Competition Groups_2 | High Efficiency Air Source Heat Pump | 8.122% | 0 | 219.6287 | Commercial_2037_Technical_MW_After Competition Groups_High Efficiency Air Source Heat Pump
Commercial | Com ¦ Building Recommissioning, Operations and Maintenance (O&M) Improvements | 2037 | Technical | MW | After Competition Groups | 214.9161 | 0 | 0 | 2704.1414 | 0.079477 | 3 | Commercial_2037_Technical_MW_After Competition Groups_3 | Building Recommissioning, Operations and Maintenance (O&M) Improvements | 7.948% | 0 | 214.9161 | Commercial_2037_Technical_MW_After Competition Groups_Building Recommissioning, Operations and Maintenance (O&M) Improvements
Commercial | Com ¦ Education and Capacity Building/Energy Behavior | 2037 | Technical | MW | After Competition Groups | 193.711 | 0 | 0 | 2704.1414 | 0.071635 | 4 | Commercial_2037_Technical_MW_After Competition Groups_4 | Education and Capacity Building/Energy Behavior | 7.163% | 0 | 193.711 | Commercial_2037_Technical_MW_After Competition Groups_Education and Capacity Building/Energy Behavior
Commercial | Com ¦ Variable Refrigerant Flow Heat Pump | 2037 | Technical | MW | After Competition Groups | 155.0054 | 0 | 0 | 2704.1414 | 0.057321 | 5 | Commercial_2037_Technical_MW_After Competition Groups_5 | Variable Refrigerant Flow Heat Pump | 5.732% | 0 | 155.0054 | Commercial_2037_Technical_MW_After Competition Groups_Variable Refrigerant Flow Heat Pump
Commercial | Com ¦ LED Low/High Bay | 2037 | Technical | MW | After Competition Groups | 154.5168 | 0 | 0 | 2704.1414 | 0.057141 | 6 | Commercial_2037_Technical_MW_After Competition Groups_6 | LED Low/High Bay | 5.714% | 0 | 154.5168 | Commercial_2037_Technical_MW_After Competition Groups_LED Low/High Bay
Commercial | Com ¦ Unitary Air-Conditioning Unit | 2037 | Technical | MW | After Competition Groups | 145.772 | 0 | 0 | 2704.1414 | 0.053907 | 7 | Commercial_2037_Technical_MW_After Competition Groups_7 | Unitary Air-Conditioning Unit | 5.391% | 0 | 145.772 | Commercial_2037_Technical_MW_After Competition Groups_Unitary Air-Conditioning Unit
Commercial | Com ¦ ENERGY STAR LED LAMPS (REFLECTOR LAMPs/MR16/PAR 16) | 2037 | Technical | MW | After Competition Groups | 138.8614 | 0 | 0 | 2704.1414 | 0.051351 | 8 | Commercial_2037_Technical_MW_After Competition Groups_8 | ENERGY STAR LED LAMPS (REFLECTOR LAMPs/MR16/PAR 16) | 5.135% | 0 | 138.8614 | Commercial_2037_Technical_MW_After Competition Groups_ENERGY STAR LED LAMPS (REFLECTOR LAMPs/MR16/PAR 16)
Commercial | Com ¦ LED Troffer/Surface/Suspended | 2037 | Technical | MW | After Competition Groups | 115.078 | 0 | 0 | 2704.1414 | 0.042556 | 9 | Commercial_2037_Technical_MW_After Competition Groups_9 | LED Troffer/Surface/Suspended | 4.256% | 0 | 115.078 | Commercial_2037_Technical_MW_After Competition Groups_LED Troffer/Surface/Suspended
Commercial | Com ¦ LED Replacement Lamp (Tube) | 2037 | Technical | MW | After Competition Groups | 106.6859 | 0 | 0 | 2704.1414 | 0.039453 | 10 | Commercial_2037_Technical_MW_After Competition Groups_10 | LED Replacement Lamp (Tube) | 3.945% | 0 | 106.6859 | Commercial_2037_Technical_MW_After Competition Groups_LED Replacement Lamp (Tube)
Commercial | Com ¦ Advanced BAS/Controllers | 2037 | Technical | MW | After Competition Groups | 98.63 | 0 | 0 | 2704.1414 | 0.036474 | 11 | Commercial_2037_Technical_MW_After Competition Groups_11 | Advanced BAS/Controllers | 3.647% | 0 | 98.63 | Commercial_2037_Technical_MW_After Competition Groups_Advanced BAS/Controllers
Commercial | Com ¦ Smart Strip Plug Outlets | 2037 | Technical | MW | After Competition Groups | 79.7574 | 0 | 0 | 2704.1414 | 0.029495 | 12 | Commercial_2037_Technical_MW_After Competition Groups_12 | Smart Strip Plug Outlets | 2.949% | 0 | 79.7574 | Commercial_2037_Technical_MW_After Competition Groups_Smart Strip Plug Outlets
Commercial | Com ¦ Refrigerated Display Case Doors | 2037 | Technical | MW | After Competition Groups | 62.0014 | 0 | 0 | 2704.1414 | 0.022928 | 13 | Commercial_2037_Technical_MW_After Competition Groups_13 | Refrigerated Display Case Doors | 2.293% | 0 | 62.0014 | Commercial_2037_Technical_MW_After Competition Groups_Refrigerated Display Case Doors
Commercial | Com ¦ Adaptive Thermostats | 2037 | Technical | MW | After Competition Groups | 44.5121 | 0 | 0 | 2704.1414 | 0.016461 | 14 | Commercial_2037_Technical_MW_After Competition Groups_14 | Adaptive Thermostats | 1.646% | 0 | 44.5121 | Commercial_2037_Technical_MW_After Competition Groups_Adaptive Thermostats
Commercial | Com ¦ Reach-in Shaded Pole to ECM/PSC Evaporator Fan Motor | 2037 | Technical | MW | After Competition Groups | 41.6661 | 0 | 0 | 2704.1414 | 0.015408 | 15 | Commercial_2037_Technical_MW_After Competition Groups_15 | Reach-in Shaded Pole to ECM/PSC Evaporator Fan Motor | 1.541% | 0 | 41.6661 | Commercial_2037_Technical_MW_After Competition Groups_Reach-in Shaded Pole to ECM/PSC Evaporator Fan Motor
Commercial | Com ¦ Demand Control Ventilation | 2037 | Technical | MW | After Competition Groups | 37.9316 | 0 | 0 | 2704.1414 | 0.014027 | 16 | Commercial_2037_Technical_MW_After Competition Groups_16 | Demand Control Ventilation | 1.403% | 0 | 37.9316 | Commercial_2037_Technical_MW_After Competition Groups_Demand Control Ventilation
Commercial | Com ¦ Data Center Storage/Server Virtualization | 2037 | Technical | MW | After Competition Groups | 37.6524 | 0 | 0 | 2704.1414 | 0.013924 | 17 | Commercial_2037_Technical_MW_After Competition Groups_17 | Data Center Storage/Server Virtualization | 1.392% | 0 | 37.6524 | Commercial_2037_Technical_MW_After Competition Groups_Data Center Storage/Server Virtualization
Commercial | Com ¦ Chilled Water Optimization | 2037 | Technical | MW | After Competition Groups | 36.2621 | 0 | 0 | 2704.1414 | 0.01341 | 18 | Commercial_2037_Technical_MW_After Competition Groups_18 | Chilled Water Optimization | 1.341% | 0 | 36.2621 | Commercial_2037_Technical_MW_After Competition Groups_Chilled Water Optimization
Commercial | Com ¦ Strip Curtains | 2037 | Technical | MW | After Competition Groups | 32.9341 | 0 | 0 | 2704.1414 | 0.012179 | 19 | Commercial_2037_Technical_MW_After Competition Groups_19 | Strip Curtains | 1.218% | 0 | 32.9341 | Commercial_2037_Technical_MW_After Competition Groups_Strip Curtains
Commercial | Com ¦ LED or Equivalent Sign Lighting | 2037 | Technical | MW | After Competition Groups | 28.54 | 0 | 0 | 2704.1414 | 0.010554 | 20 | Commercial_2037_Technical_MW_After Competition Groups_20 | LED or Equivalent Sign Lighting | 1.055% | 0 | 28.54 | Commercial_2037_Technical_MW_After Competition Groups_LED or Equivalent Sign Lighting
Commercial | Com ¦ Adding reflective (White) roof treatment or a green roof | 2037 | Technical | MW | After Competition Groups | 26.5156 | 0 | 0 | 2704.1414 | 0.0098055 | 21 | Commercial_2037_Technical_MW_After Competition Groups_21 | Adding reflective (White) roof treatment or a green roof | 0.9806% | 0 | 26.5156 | Commercial_2037_Technical_MW_After Competition Groups_Adding reflective (White) roof treatment or a green roof
Commercial | Com ¦ Centrally controlled desktop PC/NETWORK PC POWER MANAGEMENT SOFTWARE | 2037 | Technical | MW | After Competition Groups | 25.6868 | 0 | 0 | 2704.1414 | 0.009499 | 22 | Commercial_2037_Technical_MW_After Competition Groups_22 | Centrally controlled desktop PC/NETWORK PC POWER MANAGEMENT SOFTWARE | 0.9499% | 0 | 25.6868 | Commercial_2037_Technical_MW_After Competition Groups_Centrally controlled desktop PC/NETWORK PC POWER MANAGEMENT SOFTWARE
Commercial | Com ¦ Furnace Tune-Up | 2037 | Technical | MW | After Competition Groups | 25.6644 | 0 | 0 | 2704.1414 | 0.0094908 | 23 | Commercial_2037_Technical_MW_After Competition Groups_23 | Furnace Tune-Up | 0.9491% | 0 | 25.6644 | Commercial_2037_Technical_MW_After Competition Groups_Furnace Tune-Up
Commercial | Com ¦ Door Gasket Freezer/Refrigerator | 2037 | Technical | MW | After Competition Groups | 24.0997 | 0 | 0 | 2704.1414 | 0.0089122 | 24 | Commercial_2037_Technical_MW_After Competition Groups_24 | Door Gasket Freezer/Refrigerator | 0.8912% | 0 | 24.0997 | Commercial_2037_Technical_MW_After Competition Groups_Door Gasket Freezer/Refrigerator
Commercial | Com ¦ Refrigeration Optimization | 2037 | Technical | MW | After Competition Groups | 23.7454 | 0 | 0 | 2704.1414 | 0.0087811 | 25 | Commercial_2037_Technical_MW_After Competition Groups_25 | Refrigeration Optimization | 0.8781% | 0 | 23.7454 | Commercial_2037_Technical_MW_After Competition Groups_Refrigeration Optimization
Commercial | Com ¦ Refrigerated Display Case LED | 2037 | Technical | MW | After Competition Groups | 22.0692 | 0 | 0 | 2704.1414 | 0.0081612 | 26 | Commercial_2037_Technical_MW_After Competition Groups_26 | Refrigerated Display Case LED | 0.8161% | 0 | 22.0692 | Commercial_2037_Technical_MW_After Competition Groups_Refrigerated Display Case LED
Commercial | Com ¦ HOTEL OCCUPANCY CONTROLS (HVAC + LIGHTING) | 2037 | Technical | MW | After Competition Groups | 19.972 | 0 | 0 | 2704.1414 | 0.0073857 | 27 | Commercial_2037_Technical_MW_After Competition Groups_27 | HOTEL OCCUPANCY CONTROLS (HVAC + LIGHTING) | 0.7386% | 0 | 19.972 | Commercial_2037_Technical_MW_After Competition Groups_HOTEL OCCUPANCY CONTROLS (HVAC + LIGHTING)
Commercial | Com ¦ Variable Frequency Drive (VFD) | 2037 | Technical | MW | After Competition Groups | 17.8629 | 0 | 0 | 2704.1414 | 0.0066057 | 28 | Commercial_2037_Technical_MW_After Competition Groups_28 | Variable Frequency Drive (VFD) | 0.6606% | 0 | 17.8629 | Commercial_2037_Technical_MW_After Competition Groups_Variable Frequency Drive (VFD)
Commercial | Com ¦ VFD on Pumps | 2037 | Technical | MW | After Competition Groups | 16.7175 | 0 | 0 | 2704.1414 | 0.0061822 | 29 | Commercial_2037_Technical_MW_After Competition Groups_29 | VFD on Pumps | 0.6182% | 0 | 16.7175 | Commercial_2037_Technical_MW_After Competition Groups_VFD on Pumps
Commercial | Com ¦ ENERGY STAR LED LAMPS (General Service Lamps) | 2037 | Technical | MW | After Competition Groups | 16.6936 | 0 | 0 | 2704.1414 | 0.0061734 | 30 | Commercial_2037_Technical_MW_After Competition Groups_30 | ENERGY STAR LED LAMPS (General Service Lamps) | 0.6173% | 0 | 16.6936 | Commercial_2037_Technical_MW_After Competition Groups_ENERGY STAR LED LAMPS (General Service Lamps)
Commercial | Com ¦ ENERGY STAR FREEZER | 2037 | Technical | MW | After Competition Groups | 16.6741 | 0 | 0 | 2704.1414 | 0.0061661 | 31 | Commercial_2037_Technical_MW_After Competition Groups_31 | ENERGY STAR FREEZER | 0.6166% | 0 | 16.6741 | Commercial_2037_Technical_MW_After Competition Groups_ENERGY STAR FREEZER
Commercial | Com ¦ Indoor Daylight Sensors/Photocell Dimming Control | 2037 | Technical | MW | After Competition Groups | 15.4229 | 0 | 0 | 2704.1414 | 0.0057034 | 32 | Commercial_2037_Technical_MW_After Competition Groups_32 | Indoor Daylight Sensors/Photocell Dimming Control | 0.5703% | 0 | 15.4229 | Commercial_2037_Technical_MW_After Competition Groups_Indoor Daylight Sensors/Photocell Dimming Control
Commercial | Com ¦ ENERGY STAR ICE MACHINES - Ice Making Head | 2037 | Technical | MW | After Competition Groups | 15.3716 | 0 | 0 | 2704.1414 | 0.0056845 | 33 | Commercial_2037_Technical_MW_After Competition Groups_33 | ENERGY STAR ICE MACHINES - Ice Making Head | 0.5684% | 0 | 15.3716 | Commercial_2037_Technical_MW_After Competition Groups_ENERGY STAR ICE MACHINES - Ice Making Head
Commercial | Com ¦ Air Handler with Dedicated Outdoor Air Systems | 2037 | Technical | MW | After Competition Groups | 13.6336 | 0 | 0 | 2704.1414 | 0.0050418 | 34 | Commercial_2037_Technical_MW_After Competition Groups_34 | Air Handler with Dedicated Outdoor Air Systems | 0.5042% | 0 | 13.6336 | Commercial_2037_Technical_MW_After Competition Groups_Air Handler with Dedicated Outdoor Air Systems
Commercial | Com ¦ Demand Control Kitchen Ventilation | 2037 | Technical | MW | After Competition Groups | 13.221 | 0 | 0 | 2704.1414 | 0.0048892 | 35 | Commercial_2037_Technical_MW_After Competition Groups_35 | Demand Control Kitchen Ventilation | 0.4889% | 0 | 13.221 | Commercial_2037_Technical_MW_After Competition Groups_Demand Control Kitchen Ventilation
Commercial | Com ¦ Water Source Heat Pump (4 ton) | 2037 | Technical | MW | After Competition Groups | 11.8293 | 0 | 0 | 2704.1414 | 0.0043745 | 36 | Commercial_2037_Technical_MW_After Competition Groups_36 | Water Source Heat Pump (4 ton) | 0.4375% | 0 | 11.8293 | Commercial_2037_Technical_MW_After Competition Groups_Water Source Heat Pump (4 ton)
Commercial | Com ¦ Occupancy Sensors | 2037 | Technical | MW | After Competition Groups | 10.7466 | 0 | 0 | 2704.1414 | 0.0039741 | 37 | Commercial_2037_Technical_MW_After Competition Groups_37 | Occupancy Sensors | 0.3974% | 0 | 10.7466 | Commercial_2037_Technical_MW_After Competition Groups_Occupancy Sensors
Commercial | Com ¦ ECM MOTORS FOR EVAPORATOR FANS for refrigeration (WALK-IN) | 2037 | Technical | MW | After Competition Groups | 9.2923 | 0 | 0 | 2704.1414 | 0.0034363 | 38 | Commercial_2037_Technical_MW_After Competition Groups_38 | ECM MOTORS FOR EVAPORATOR FANS for refrigeration (WALK-IN) | 0.3436% | 0 | 9.2923 | Commercial_2037_Technical_MW_After Competition Groups_ECM MOTORS FOR EVAPORATOR FANS for refrigeration (WALK-IN)
Commercial | Com ¦ Condensing Make Up Air Unit | 2037 | Technical | MW | After Competition Groups | 8.8271 | 0 | 0 | 2704.1414 | 0.0032643 | 39 | Commercial_2037_Technical_MW_After Competition Groups_39 | Condensing Make Up Air Unit | 0.3264% | 0 | 8.8271 | Commercial_2037_Technical_MW_After Competition Groups_Condensing Make Up Air Unit
Commercial | Com ¦ High R-Value Glass Doors/no-heat glass door | 2037 | Technical | MW | After Competition Groups | 8.7949 | 0 | 0 | 2704.1414 | 0.0032524 | 40 | Commercial_2037_Technical_MW_After Competition Groups_40 | High R-Value Glass Doors/no-heat glass door | 0.3252% | 0 | 8.7949 | Commercial_2037_Technical_MW_After Competition Groups_High R-Value Glass Doors/no-heat glass door
Commercial | Com ¦ Super-High Efficiency Furnaces (Emerging Tech) | 2037 | Technical | MW | After Competition Groups | 8.3811 | 0 | 0 | 2704.1414 | 0.0030994 | 41 | Commercial_2037_Technical_MW_After Competition Groups_41 | Super-High Efficiency Furnaces (Emerging Tech) | 0.3099% | 0 | 8.3811 | Commercial_2037_Technical_MW_After Competition Groups_Super-High Efficiency Furnaces (Emerging Tech)
Commercial | Com ¦ ENERGY STAR Griddle (74% eff) | 2037 | Technical | MW | After Competition Groups | 8.2284 | 0 | 0 | 2704.1414 | 0.0030429 | 42 | Commercial_2037_Technical_MW_After Competition Groups_42 | ENERGY STAR Griddle (74% eff) | 0.3043% | 0 | 8.2284 | Commercial_2037_Technical_MW_After Competition Groups_ENERGY STAR Griddle (74% eff)
Commercial | Com ¦ ENERGY STAR Refrigerator | 2037 | Technical | MW | After Competition Groups | 8.0498 | 0 | 0 | 2704.1414 | 0.0029769 | 43 | Commercial_2037_Technical_MW_After Competition Groups_43 | ENERGY STAR Refrigerator | 0.2977% | 0 | 8.0498 | Commercial_2037_Technical_MW_After Competition Groups_ENERGY STAR Refrigerator
Commercial | Com ¦ Freezer Case Light Sensor | 2037 | Technical | MW | After Competition Groups | 8.0398 | 0 | 0 | 2704.1414 | 0.0029732 | 44 | Commercial_2037_Technical_MW_After Competition Groups_44 | Freezer Case Light Sensor | 0.2973% | 0 | 8.0398 | Commercial_2037_Technical_MW_After Competition Groups_Freezer Case Light Sensor
Commercial | Com ¦ Evaporator Fan Controls | 2037 | Technical | MW | After Competition Groups | 7.8328 | 0 | 0 | 2704.1414 | 0.0028966 | 45 | Commercial_2037_Technical_MW_After Competition Groups_45 | Evaporator Fan Controls | 0.2897% | 0 | 7.8328 | Commercial_2037_Technical_MW_After Competition Groups_Evaporator Fan Controls
Commercial | Com ¦ LED EXTERIOR AREA LIGHTS - LED fixture (200W) | 2037 | Technical | MW | After Competition Groups | 7.1066 | 0 | 0 | 2704.1414 | 0.0026281 | 46 | Commercial_2037_Technical_MW_After Competition Groups_46 | LED EXTERIOR AREA LIGHTS - LED fixture (200W) | 0.2628% | 0 | 7.1066 | Commercial_2037_Technical_MW_After Competition Groups_LED EXTERIOR AREA LIGHTS - LED fixture (200W)
Commercial | Com ¦ LED parking lot fixture | 2037 | Technical | MW | After Competition Groups | 6.76 | 0 | 0 | 2704.1414 | 0.0024999 | 47 | Commercial_2037_Technical_MW_After Competition Groups_47 | LED parking lot fixture | 0.25% | 0 | 6.76 | Commercial_2037_Technical_MW_After Competition Groups_LED parking lot fixture
Commercial | Com ¦ Elec Storage WH 2.30 Et | 2037 | Technical | MW | After Competition Groups | 5.7313 | 0 | 0 | 2704.1414 | 0.0021195 | 48 | Commercial_2037_Technical_MW_After Competition Groups_48 | Elec Storage WH 2.30 Et | 0.2119% | 0 | 5.7313 | Commercial_2037_Technical_MW_After Competition Groups_Elec Storage WH 2.30 Et
Commercial | Com ¦ Refrigeration Commissioning | 2037 | Technical | MW | After Competition Groups | 5.4555 | 0 | 0 | 2704.1414 | 0.0020175 | 49 | Commercial_2037_Technical_MW_After Competition Groups_49 | Refrigeration Commissioning | 0.2017% | 0 | 5.4555 | Commercial_2037_Technical_MW_After Competition Groups_Refrigeration Commissioning
Commercial | Com ¦ BEVERAGE VENDING MACHINE CONTROLS | 2037 | Technical | MW | After Competition Groups | 5.1029 | 0 | 0 | 2704.1414 | 0.0018871 | 50 | Commercial_2037_Technical_MW_After Competition Groups_50 | BEVERAGE VENDING MACHINE CONTROLS | 0.1887% | 0 | 5.1029 | Commercial_2037_Technical_MW_After Competition Groups_BEVERAGE VENDING MACHINE CONTROLS
Commercial | Com ¦ Duct Insulation, R8 | 2037 | Technical | MW | After Competition Groups | 4.7114 | 0 | 0 | 2704.1414 | 0.0017423 | 51 | Commercial_2037_Technical_MW_After Competition Groups_51 | Duct Insulation, R8 | 0.1742% | 0 | 4.7114 | Commercial_2037_Technical_MW_After Competition Groups_Duct Insulation, R8
Commercial | Com ¦ LED street light fixture | 2037 | Technical | MW | After Competition Groups | 4.347 | 0 | 0 | 2704.1414 | 0.0016075 | 52 | Commercial_2037_Technical_MW_After Competition Groups_52 | LED street light fixture | 0.1608% | 0 | 4.347 | Commercial_2037_Technical_MW_After Competition Groups_LED street light fixture
Commercial | Com ¦ Roof Insulation/Ceiling Insulation (R25 Code to R35) | 2037 | Technical | MW | After Competition Groups | 4.2546 | 0 | 0 | 2704.1414 | 0.0015734 | 53 | Commercial_2037_Technical_MW_After Competition Groups_53 | Roof Insulation/Ceiling Insulation (R25 Code to R35) | 0.1573% | 0 | 4.2546 | Commercial_2037_Technical_MW_After Competition Groups_Roof Insulation/Ceiling Insulation (R25 Code to R35)
Commercial | Com ¦ CO Sensors for parking garage exhaust fans | 2037 | Technical | MW | After Competition Groups | 3.4556 | 0 | 0 | 2704.1414 | 0.0012779 | 54 | Commercial_2037_Technical_MW_After Competition Groups_54 | CO Sensors for parking garage exhaust fans | 0.1278% | 0 | 3.4556 | Commercial_2037_Technical_MW_After Competition Groups_CO Sensors for parking garage exhaust fans
Commercial | Com ¦ Anti-sweat heat (ASH) controls - Cooler/Freezer | 2037 | Technical | MW | After Competition Groups | 3.4152 | 0 | 0 | 2704.1414 | 0.001263 | 55 | Commercial_2037_Technical_MW_After Competition Groups_55 | Anti-sweat heat (ASH) controls - Cooler/Freezer | 0.1263% | 0 | 3.4152 | Commercial_2037_Technical_MW_After Competition Groups_Anti-sweat heat (ASH) controls - Cooler/Freezer
Commercial | Com ¦ Ground Source Heat Pump | 2037 | Technical | MW | After Competition Groups | 3.0849 | 0 | 0 | 2704.1414 | 0.0011408 | 56 | Commercial_2037_Technical_MW_After Competition Groups_56 | Ground Source Heat Pump | 0.1141% | 0 | 3.0849 | Commercial_2037_Technical_MW_After Competition Groups_Ground Source Heat Pump
Commercial | Com ¦ Temperature Adjustment in Commercial Freezers | 2037 | Technical | MW | After Competition Groups | 2.8636 | 0 | 0 | 2704.1414 | 0.001059 | 57 | Commercial_2037_Technical_MW_After Competition Groups_57 | Temperature Adjustment in Commercial Freezers | 0.1059% | 0 | 2.8636 | Commercial_2037_Technical_MW_After Competition Groups_Temperature Adjustment in Commercial Freezers
Commercial | Com ¦ ENERGY STAR Fryer (84% eff) | 2037 | Technical | MW | After Competition Groups | 2.3972 | 0 | 0 | 2704.1414 | 0.00088649 | 58 | Commercial_2037_Technical_MW_After Competition Groups_58 | ENERGY STAR Fryer (84% eff) | 0.08865% | 0 | 2.3972 | Commercial_2037_Technical_MW_After Competition Groups_ENERGY STAR Fryer (84% eff)
Commercial | Com ¦ Vertical Night Covers | 2037 | Technical | MW | After Competition Groups | 2.3681 | 0 | 0 | 2704.1414 | 0.00087574 | 59 | Commercial_2037_Technical_MW_After Competition Groups_59 | Vertical Night Covers | 0.08757% | 0 | 2.3681 | Commercial_2037_Technical_MW_After Competition Groups_Vertical Night Covers
Commercial | Com ¦ Energy Efficient Laboratory Fume Hood | 2037 | Technical | MW | After Competition Groups | 2.3154 | 0 | 0 | 2704.1414 | 0.00085623 | 60 | Commercial_2037_Technical_MW_After Competition Groups_60 | Energy Efficient Laboratory Fume Hood | 0.08562% | 0 | 2.3154 | Commercial_2037_Technical_MW_After Competition Groups_Energy Efficient Laboratory Fume Hood
Commercial | Com ¦ Outside Air Economizer | 2037 | Technical | MW | After Competition Groups | 2.0112 | 0 | 0 | 2704.1414 | 0.00074375 | 61 | Commercial_2037_Technical_MW_After Competition Groups_61 | Outside Air Economizer | 0.07437% | 0 | 2.0112 | Commercial_2037_Technical_MW_After Competition Groups_Outside Air Economizer
Commercial | Com ¦ Room AC (w/ louvered sides) 14 SEER from 12 SEER code | 2037 | Technical | MW | After Competition Groups | 1.9566 | 0 | 0 | 2704.1414 | 0.00072356 | 62 | Commercial_2037_Technical_MW_After Competition Groups_62 | Room AC (w/ louvered sides) 14 SEER from 12 SEER code | 0.07236% | 0 | 1.9566 | Commercial_2037_Technical_MW_After Competition Groups_Room AC (w/ louvered sides) 14 SEER from 12 SEER code
Commercial | Com ¦ Water Heating (DHW) Pipe Insulation (Add 3/4\ Foam)" | 2037 | Technical | MW | After Competition Groups | 1.8072 | 0 | 0 | 2704.1414 | 0.00066829 | 63 | Commercial_2037_Technical_MW_After Competition Groups_63 | Water Heating (DHW) Pipe Insulation (Add 3/4\ Foam)" | 0.06683% | 0 | 1.8072 | Commercial_2037_Technical_MW_After Competition Groups_Water Heating (DHW) Pipe Insulation (Add 3/4\ Foam)"
Commercial | Com ¦ ENERGY STAR Dishwasher | 2037 | Technical | MW | After Competition Groups | 1.5944 | 0 | 0 | 2704.1414 | 0.00058961 | 64 | Commercial_2037_Technical_MW_After Competition Groups_64 | ENERGY STAR Dishwasher | 0.05896% | 0 | 1.5944 | Commercial_2037_Technical_MW_After Competition Groups_ENERGY STAR Dishwasher
Commercial | Com ¦ ENERGY STAR Steam Cookers | 2037 | Technical | MW | After Competition Groups | 1.5682 | 0 | 0 | 2704.1414 | 0.00057994 | 65 | Commercial_2037_Technical_MW_After Competition Groups_65 | ENERGY STAR Steam Cookers | 0.05799% | 0 | 1.5682 | Commercial_2037_Technical_MW_After Competition Groups_ENERGY STAR Steam Cookers
Commercial | Com ¦ LED RECESSED DOWNLIGHTS | 2037 | Technical | MW | After Competition Groups | 1.4408 | 0 | 0 | 2704.1414 | 0.0005328 | 66 | Commercial_2037_Technical_MW_After Competition Groups_66 | LED RECESSED DOWNLIGHTS | 0.05328% | 0 | 1.4408 | Commercial_2037_Technical_MW_After Competition Groups_LED RECESSED DOWNLIGHTS
Commercial | Com ¦ Suction Pipe Insulation Freezer/Refrigerator | 2037 | Technical | MW | After Competition Groups | 1.2308 | 0 | 0 | 2704.1414 | 0.00045514 | 67 | Commercial_2037_Technical_MW_After Competition Groups_67 | Suction Pipe Insulation Freezer/Refrigerator | 0.04551% | 0 | 1.2308 | Commercial_2037_Technical_MW_After Competition Groups_Suction Pipe Insulation Freezer/Refrigerator
Commercial | Com ¦ Evaporator Coil Defrost (Cooler) | 2037 | Technical | MW | After Competition Groups | 1.0471 | 0 | 0 | 2704.1414 | 0.00038723 | 68 | Commercial_2037_Technical_MW_After Competition Groups_68 | Evaporator Coil Defrost (Cooler) | 0.03872% | 0 | 1.0471 | Commercial_2037_Technical_MW_After Competition Groups_Evaporator Coil Defrost (Cooler)
Commercial | Com ¦ Thermostat Setback | 2037 | Technical | MW | After Competition Groups | 0.83844 | 0 | 0 | 2704.1414 | 0.00031006 | 69 | Commercial_2037_Technical_MW_After Competition Groups_69 | Thermostat Setback | 0.03101% | 0 | 0.83844 | Commercial_2037_Technical_MW_After Competition Groups_Thermostat Setback
Commercial | Com ¦ Ozone Laundry Treatment | 2037 | Technical | MW | After Competition Groups | 0.81099 | 0 | 0 | 2704.1414 | 0.00029991 | 70 | Commercial_2037_Technical_MW_After Competition Groups_70 | Ozone Laundry Treatment | 0.02999% | 0 | 0.81099 | Commercial_2037_Technical_MW_After Competition Groups_Ozone Laundry Treatment
Commercial | Com ¦ SYNCHRONOUS BELT | 2037 | Technical | MW | After Competition Groups | 0.75323 | 0 | 0 | 2704.1414 | 0.00027855 | 71 | Commercial_2037_Technical_MW_After Competition Groups_71 | SYNCHRONOUS BELT | 0.02785% | 0 | 0.75323 | Commercial_2037_Technical_MW_After Competition Groups_SYNCHRONOUS BELT
Commercial | Com ¦ PTAC (12 EER/10,000 BTU) | 2037 | Technical | MW | After Competition Groups | 0.68817 | 0 | 0 | 2704.1414 | 0.00025449 | 72 | Commercial_2037_Technical_MW_After Competition Groups_72 | PTAC (12 EER/10,000 BTU) | 0.02545% | 0 | 0.68817 | Commercial_2037_Technical_MW_After Competition Groups_PTAC (12 EER/10,000 BTU)
Commercial | Com ¦ Wall Insulation | 2037 | Technical | MW | After Competition Groups | 0.5669 | 0 | 0 | 2704.1414 | 0.00020964 | 73 | Commercial_2037_Technical_MW_After Competition Groups_73 | Wall Insulation | 0.02096% | 0 | 0.5669 | Commercial_2037_Technical_MW_After Competition Groups_Wall Insulation
Commercial | Com ¦ Solar Preheat Make up Air | 2037 | Technical | MW | After Competition Groups | 0.55982 | 0 | 0 | 2704.1414 | 0.00020702 | 74 | Commercial_2037_Technical_MW_After Competition Groups_74 | Solar Preheat Make up Air | 0.0207% | 0 | 0.55982 | Commercial_2037_Technical_MW_After Competition Groups_Solar Preheat Make up Air
Commercial | Com ¦ High Efficiency Chiller (avg of water and air cooled) | 2037 | Technical | MW | After Competition Groups | 0.50906 | 0 | 0 | 2704.1414 | 0.00018825 | 75 | Commercial_2037_Technical_MW_After Competition Groups_75 | High Efficiency Chiller (avg of water and air cooled) | 0.01883% | 0 | 0.50906 | Commercial_2037_Technical_MW_After Competition Groups_High Efficiency Chiller (avg of water and air cooled)
Commercial | Com ¦ Solar Water Preheat (Pools/DHW) | 2037 | Technical | MW | After Competition Groups | 0.50214 | 0 | 0 | 2704.1414 | 0.00018569 | 76 | Commercial_2037_Technical_MW_After Competition Groups_76 | Solar Water Preheat (Pools/DHW) | 0.01857% | 0 | 0.50214 | Commercial_2037_Technical_MW_After Competition Groups_Solar Water Preheat (Pools/DHW)
Commercial | COM ¦ Ductless Mini-Split Heat Pumps | 2037 | Technical | MW | After Competition Groups | 0.48415 | 0 | 0 | 2704.1414 | 0.00017904 | 77 | Commercial_2037_Technical_MW_After Competition Groups_77 | Ductless Mini-Split Heat Pumps | 0.0179% | 0 | 0.48415 | Commercial_2037_Technical_MW_After Competition Groups_Ductless Mini-Split Heat Pumps
Commercial | Com ¦ Efficient compressor motor | 2037 | Technical | MW | After Competition Groups | 0.42609 | 0 | 0 | 2704.1414 | 0.00015757 | 78 | Commercial_2037_Technical_MW_After Competition Groups_78 | Efficient compressor motor | 0.01576% | 0 | 0.42609 | Commercial_2037_Technical_MW_After Competition Groups_Efficient compressor motor
Commercial | Com ¦ Commercial Hot Food Holding Cabinets | 2037 | Technical | MW | After Competition Groups | 0.35884 | 0 | 0 | 2704.1414 | 0.0001327 | 79 | Commercial_2037_Technical_MW_After Competition Groups_79 | Commercial Hot Food Holding Cabinets | 0.01327% | 0 | 0.35884 | Commercial_2037_Technical_MW_After Competition Groups_Commercial Hot Food Holding Cabinets
Commercial | Com ¦ ECM MOTORS FOR HVAC APPLICATION (FAN-POWERED VAV BOX) | 2037 | Technical | MW | After Competition Groups | 0.33283 | 0 | 0 | 2704.1414 | 0.00012308 | 80 | Commercial_2037_Technical_MW_After Competition Groups_80 | ECM MOTORS FOR HVAC APPLICATION (FAN-POWERED VAV BOX) | 0.01231% | 0 | 0.33283 | Commercial_2037_Technical_MW_After Competition Groups_ECM MOTORS FOR HVAC APPLICATION (FAN-POWERED VAV BOX)
Commercial | Com ¦ HVAC Optimization | 2037 | Technical | MW | After Competition Groups | 0.26487 | 0 | 0 | 2704.1414 | 9.7949e-05 | 81 | Commercial_2037_Technical_MW_After Competition Groups_81 | HVAC Optimization | 0.009795% | 0 | 0.26487 | Commercial_2037_Technical_MW_After Competition Groups_HVAC Optimization
Commercial | Com ¦ CEE Tier 2/Energy Star Clothes Washers | 2037 | Technical | MW | After Competition Groups | 0.20712 | 0 | 0 | 2704.1414 | 7.6594e-05 | 82 | Commercial_2037_Technical_MW_After Competition Groups_82 | CEE Tier 2/Energy Star Clothes Washers | 0.007659% | 0 | 0.20712 | Commercial_2037_Technical_MW_After Competition Groups_CEE Tier 2/Energy Star Clothes Washers
Commercial | Com ¦ Auto Off Time Switch or Time Clock control | 2037 | Technical | MW | After Competition Groups | 0.20197 | 0 | 0 | 2704.1414 | 7.4688e-05 | 83 | Commercial_2037_Technical_MW_After Competition Groups_83 | Auto Off Time Switch or Time Clock control | 0.007469% | 0 | 0.20197 | Commercial_2037_Technical_MW_After Competition Groups_Auto Off Time Switch or Time Clock control
Commercial | Com ¦ Energy Recovery Ventilation and Ventilation (Enhanced) | 2037 | Technical | MW | After Competition Groups | 0.16957 | 0 | 0 | 2704.1414 | 6.2708e-05 | 84 | Commercial_2037_Technical_MW_After Competition Groups_84 | Energy Recovery Ventilation and Ventilation (Enhanced) | 0.006271% | 0 | 0.16957 | Commercial_2037_Technical_MW_After Competition Groups_Energy Recovery Ventilation and Ventilation (Enhanced)
Commercial | Com ¦ Heat Pump Water Heater (50 Gallons) | 2037 | Technical | MW | After Competition Groups | 0.14849 | 0 | 0 | 2704.1414 | 5.4911e-05 | 85 | Commercial_2037_Technical_MW_After Competition Groups_85 | Heat Pump Water Heater (50 Gallons) | 0.005491% | 0 | 0.14849 | Commercial_2037_Technical_MW_After Competition Groups_Heat Pump Water Heater (50 Gallons)
Commercial | Com ¦ Demand controlled Circulating Systems | 2037 | Technical | MW | After Competition Groups | 0.11595 | 0 | 0 | 2704.1414 | 4.2877e-05 | 86 | Commercial_2037_Technical_MW_After Competition Groups_86 | Demand controlled Circulating Systems | 0.004288% | 0 | 0.11595 | Commercial_2037_Technical_MW_After Competition Groups_Demand controlled Circulating Systems
Commercial | Com ¦ Low Flow Pre-Rinse Spray Nozzle | 2037 | Technical | MW | After Competition Groups | 0.11353 | 0 | 0 | 2704.1414 | 4.1984e-05 | 87 | Commercial_2037_Technical_MW_After Competition Groups_87 | Low Flow Pre-Rinse Spray Nozzle | 0.004198% | 0 | 0.11353 | Commercial_2037_Technical_MW_After Competition Groups_Low Flow Pre-Rinse Spray Nozzle
Commercial | Com ¦ eCube | 2037 | Technical | MW | After Competition Groups | 0.040394 | 0 | 0 | 2704.1414 | 1.4938e-05 | 88 | Commercial_2037_Technical_MW_After Competition Groups_88 | eCube | 0.001494% | 0 | 0.040394 | Commercial_2037_Technical_MW_After Competition Groups_eCube
Commercial | Com ¦ Condensing Unit Heaters or other Efficient Unit Heating System | 2037 | Technical | MW | After Competition Groups | 0.040381 | 0 | 0 | 2704.1414 | 1.4933e-05 | 89 | Commercial_2037_Technical_MW_After Competition Groups_89 | Condensing Unit Heaters or other Efficient Unit Heating System | 0.001493% | 0 | 0.040381 | Commercial_2037_Technical_MW_After Competition Groups_Condensing Unit Heaters or other Efficient Unit Heating System
Commercial | Com ¦ VSD Air Compressor | 2037 | Technical | MW | After Competition Groups | 0.039603 | 0 | 0 | 2704.1414 | 1.4645e-05 | 90 | Commercial_2037_Technical_MW_After Competition Groups_90 | VSD Air Compressor | 0.001465% | 0 | 0.039603 | Commercial_2037_Technical_MW_After Competition Groups_VSD Air Compressor
Commercial | Com ¦ EC Plug Fan for Data Center (under cabinet) | 2037 | Technical | MW | After Competition Groups | 0.026166 | 0 | 0 | 2704.1414 | 9.6761e-06 | 91 | Commercial_2037_Technical_MW_After Competition Groups_91 | EC Plug Fan for Data Center (under cabinet) | 0.0009676% | 0 | 0.026166 | Commercial_2037_Technical_MW_After Competition Groups_EC Plug Fan for Data Center (under cabinet)
Commercial | Com ¦ Exterior Photocell | 2037 | Technical | MW | After Competition Groups | 0.013136 | 0 | 0 | 2704.1414 | 4.8577e-06 | 92 | Commercial_2037_Technical_MW_After Competition Groups_92 | Exterior Photocell | 0.0004858% | 0 | 0.013136 | Commercial_2037_Technical_MW_After Competition Groups_Exterior Photocell
Commercial | Com ¦ Air Curtains | 2037 | Technical | MW | After Competition Groups | 0.0079391 | 0 | 0 | 2704.1414 | 2.9359e-06 | 93 | Commercial_2037_Technical_MW_After Competition Groups_93 | Air Curtains | 0.0002936% | 0 | 0.0079391 | Commercial_2037_Technical_MW_After Competition Groups_Air Curtains
Commercial | Com ¦ High Efficiency Induction Cooking | 2037 | Technical | MW | After Competition Groups | 0.0015095 | 0 | 0 | 2704.1414 | 5.5822e-07 | 94 | Commercial_2037_Technical_MW_After Competition Groups_94 | High Efficiency Induction Cooking | 5.582e-05% | 0 | 0.0015095 | Commercial_2037_Technical_MW_After Competition Groups_High Efficiency Induction Cooking
Commercial | Com ¦ Electric Convection Combination Ovens | 2037 | Technical | MW | After Competition Groups | 0.00049512 | 0 | 0 | 2704.1414 | 1.831e-07 | 95 | Commercial_2037_Technical_MW_After Competition Groups_95 | Electric Convection Combination Ovens | 1.831e-05% | 0 | 0.00049512 | Commercial_2037_Technical_MW_After Competition Groups_Electric Convection Combination Ovens
Commercial | Com ¦ High Efficiency Air Source Heat Pump | 2038 | Economic | MW | After Competition Groups | 227.3249 | 0 | 0 | 1962.3696 | 0.11584 | 1 | Commercial_2038_Economic_MW_After Competition Groups_1 | High Efficiency Air Source Heat Pump | 11.58% | 0 | 227.3249 | Commercial_2038_Economic_MW_After Competition Groups_High Efficiency Air Source Heat Pump
Commercial | Com ¦ Building Recommissioning, Operations and Maintenance (O&M) Improvements | 2038 | Economic | MW | After Competition Groups | 210.5962 | 0 | 0 | 1962.3696 | 0.10732 | 2 | Commercial_2038_Economic_MW_After Competition Groups_2 | Building Recommissioning, Operations and Maintenance (O&M) Improvements | 10.73% | 0 | 210.5962 | Commercial_2038_Economic_MW_After Competition Groups_Building Recommissioning, Operations and Maintenance (O&M) Improvements
Commercial | Com ¦ Education and Capacity Building/Energy Behavior | 2038 | Economic | MW | After Competition Groups | 189.5584 | 0 | 0 | 1962.3696 | 0.096597 | 3 | Commercial_2038_Economic_MW_After Competition Groups_3 | Education and Capacity Building/Energy Behavior | 9.66% | 0 | 189.5584 | Commercial_2038_Economic_MW_After Competition Groups_Education and Capacity Building/Energy Behavior
Commercial | Com ¦ LED Low/High Bay | 2038 | Economic | MW | After Competition Groups | 151.411 | 0 | 0 | 1962.3696 | 0.077157 | 4 | Commercial_2038_Economic_MW_After Competition Groups_4 | LED Low/High Bay | 7.716% | 0 | 151.411 | Commercial_2038_Economic_MW_After Competition Groups_LED Low/High Bay
Commercial | Com ¦ Unitary Air-Conditioning Unit | 2038 | Economic | MW | After Competition Groups | 150.299 | 0 | 0 | 1962.3696 | 0.076591 | 5 | Commercial_2038_Economic_MW_After Competition Groups_5 | Unitary Air-Conditioning Unit | 7.659% | 0 | 150.299 | Commercial_2038_Economic_MW_After Competition Groups_Unitary Air-Conditioning Unit
Commercial | Com ¦ ENERGY STAR LED LAMPS (REFLECTOR LAMPs/MR16/PAR 16) | 2038 | Economic | MW | After Competition Groups | 126.0214 | 0 | 0 | 1962.3696 | 0.064219 | 6 | Commercial_2038_Economic_MW_After Competition Groups_6 | ENERGY STAR LED LAMPS (REFLECTOR LAMPs/MR16/PAR 16) | 6.422% | 0 | 126.0214 | Commercial_2038_Economic_MW_After Competition Groups_ENERGY STAR LED LAMPS (REFLECTOR LAMPs/MR16/PAR 16)
Commercial | Com ¦ LED Troffer/Surface/Suspended | 2038 | Economic | MW | After Competition Groups | 112.7649 | 0 | 0 | 1962.3696 | 0.057464 | 7 | Commercial_2038_Economic_MW_After Competition Groups_7 | LED Troffer/Surface/Suspended | 5.746% | 0 | 112.7649 | Commercial_2038_Economic_MW_After Competition Groups_LED Troffer/Surface/Suspended
Commercial | Com ¦ LED Replacement Lamp (Tube) | 2038 | Economic | MW | After Competition Groups | 110.2734 | 0 | 0 | 1962.3696 | 0.056194 | 8 | Commercial_2038_Economic_MW_After Competition Groups_8 | LED Replacement Lamp (Tube) | 5.619% | 0 | 110.2734 | Commercial_2038_Economic_MW_After Competition Groups_LED Replacement Lamp (Tube)
Commercial | Com ¦ Advanced BAS/Controllers | 2038 | Economic | MW | After Competition Groups | 99.1508 | 0 | 0 | 1962.3696 | 0.050526 | 9 | Commercial_2038_Economic_MW_After Competition Groups_9 | Advanced BAS/Controllers | 5.053% | 0 | 99.1508 | Commercial_2038_Economic_MW_After Competition Groups_Advanced BAS/Controllers
Commercial | Com ¦ Refrigerated Display Case Doors | 2038 | Economic | MW | After Competition Groups | 50.9231 | 0 | 0 | 1962.3696 | 0.02595 | 10 | Commercial_2038_Economic_MW_After Competition Groups_10 | Refrigerated Display Case Doors | 2.595% | 0 | 50.9231 | Commercial_2038_Economic_MW_After Competition Groups_Refrigerated Display Case Doors
Commercial | Com ¦ Adaptive Thermostats | 2038 | Economic | MW | After Competition Groups | 44.9152 | 0 | 0 | 1962.3696 | 0.022888 | 11 | Commercial_2038_Economic_MW_After Competition Groups_11 | Adaptive Thermostats | 2.289% | 0 | 44.9152 | Commercial_2038_Economic_MW_After Competition Groups_Adaptive Thermostats
Commercial | Com ¦ Reach-in Shaded Pole to ECM/PSC Evaporator Fan Motor | 2038 | Economic | MW | After Competition Groups | 43.0312 | 0 | 0 | 1962.3696 | 0.021928 | 12 | Commercial_2038_Economic_MW_After Competition Groups_12 | Reach-in Shaded Pole to ECM/PSC Evaporator Fan Motor | 2.193% | 0 | 43.0312 | Commercial_2038_Economic_MW_After Competition Groups_Reach-in Shaded Pole to ECM/PSC Evaporator Fan Motor
Commercial | Com ¦ Demand Control Ventilation | 2038 | Economic | MW | After Competition Groups | 37.7978 | 0 | 0 | 1962.3696 | 0.019261 | 13 | Commercial_2038_Economic_MW_After Competition Groups_13 | Demand Control Ventilation | 1.926% | 0 | 37.7978 | Commercial_2038_Economic_MW_After Competition Groups_Demand Control Ventilation
Commercial | Com ¦ Data Center Storage/Server Virtualization | 2038 | Economic | MW | After Competition Groups | 37.6924 | 0 | 0 | 1962.3696 | 0.019208 | 14 | Commercial_2038_Economic_MW_After Competition Groups_14 | Data Center Storage/Server Virtualization | 1.921% | 0 | 37.6924 | Commercial_2038_Economic_MW_After Competition Groups_Data Center Storage/Server Virtualization
Commercial | Com ¦ Chilled Water Optimization | 2038 | Economic | MW | After Competition Groups | 37.5976 | 0 | 0 | 1962.3696 | 0.019159 | 15 | Commercial_2038_Economic_MW_After Competition Groups_15 | Chilled Water Optimization | 1.916% | 0 | 37.5976 | Commercial_2038_Economic_MW_After Competition Groups_Chilled Water Optimization
Commercial | Com ¦ Strip Curtains | 2038 | Economic | MW | After Competition Groups | 33.2152 | 0 | 0 | 1962.3696 | 0.016926 | 16 | Commercial_2038_Economic_MW_After Competition Groups_16 | Strip Curtains | 1.693% | 0 | 33.2152 | Commercial_2038_Economic_MW_After Competition Groups_Strip Curtains
Commercial | Com ¦ LED or Equivalent Sign Lighting | 2038 | Economic | MW | After Competition Groups | 28.7304 | 0 | 0 | 1962.3696 | 0.014641 | 17 | Commercial_2038_Economic_MW_After Competition Groups_17 | LED or Equivalent Sign Lighting | 1.464% | 0 | 28.7304 | Commercial_2038_Economic_MW_After Competition Groups_LED or Equivalent Sign Lighting
Commercial | Com ¦ Centrally controlled desktop PC/NETWORK PC POWER MANAGEMENT SOFTWARE | 2038 | Economic | MW | After Competition Groups | 25.8597 | 0 | 0 | 1962.3696 | 0.013178 | 18 | Commercial_2038_Economic_MW_After Competition Groups_18 | Centrally controlled desktop PC/NETWORK PC POWER MANAGEMENT SOFTWARE | 1.318% | 0 | 25.8597 | Commercial_2038_Economic_MW_After Competition Groups_Centrally controlled desktop PC/NETWORK PC POWER MANAGEMENT SOFTWARE
Commercial | Com ¦ Furnace Tune-Up | 2038 | Economic | MW | After Competition Groups | 25.1486 | 0 | 0 | 1962.3696 | 0.012815 | 19 | Commercial_2038_Economic_MW_After Competition Groups_19 | Furnace Tune-Up | 1.282% | 0 | 25.1486 | Commercial_2038_Economic_MW_After Competition Groups_Furnace Tune-Up
Commercial | Com ¦ Variable Frequency Drive (VFD) | 2038 | Economic | MW | After Competition Groups | 17.5038 | 0 | 0 | 1962.3696 | 0.0089197 | 20 | Commercial_2038_Economic_MW_After Competition Groups_20 | Variable Frequency Drive (VFD) | 0.892% | 0 | 17.5038 | Commercial_2038_Economic_MW_After Competition Groups_Variable Frequency Drive (VFD)
Commercial | Com ¦ Refrigerated Display Case LED | 2038 | Economic | MW | After Competition Groups | 17.3385 | 0 | 0 | 1962.3696 | 0.0088355 | 21 | Commercial_2038_Economic_MW_After Competition Groups_21 | Refrigerated Display Case LED | 0.8835% | 0 | 17.3385 | Commercial_2038_Economic_MW_After Competition Groups_Refrigerated Display Case LED
Commercial | Com ¦ ENERGY STAR LED LAMPS (General Service Lamps) | 2038 | Economic | MW | After Competition Groups | 16.6755 | 0 | 0 | 1962.3696 | 0.0084977 | 22 | Commercial_2038_Economic_MW_After Competition Groups_22 | ENERGY STAR LED LAMPS (General Service Lamps) | 0.8498% | 0 | 16.6755 | Commercial_2038_Economic_MW_After Competition Groups_ENERGY STAR LED LAMPS (General Service Lamps)
Commercial | Com ¦ VFD on Pumps | 2038 | Economic | MW | After Competition Groups | 16.3815 | 0 | 0 | 1962.3696 | 0.0083478 | 23 | Commercial_2038_Economic_MW_After Competition Groups_23 | VFD on Pumps | 0.8348% | 0 | 16.3815 | Commercial_2038_Economic_MW_After Competition Groups_VFD on Pumps
Commercial | Com ¦ Air Handler with Dedicated Outdoor Air Systems | 2038 | Economic | MW | After Competition Groups | 13.3596 | 0 | 0 | 1962.3696 | 0.0068079 | 24 | Commercial_2038_Economic_MW_After Competition Groups_24 | Air Handler with Dedicated Outdoor Air Systems | 0.6808% | 0 | 13.3596 | Commercial_2038_Economic_MW_After Competition Groups_Air Handler with Dedicated Outdoor Air Systems
Commercial | Com ¦ Demand Control Kitchen Ventilation | 2038 | Economic | MW | After Competition Groups | 12.6373 | 0 | 0 | 1962.3696 | 0.0064398 | 25 | Commercial_2038_Economic_MW_After Competition Groups_25 | Demand Control Kitchen Ventilation | 0.644% | 0 | 12.6373 | Commercial_2038_Economic_MW_After Competition Groups_Demand Control Kitchen Ventilation
Commercial | Com ¦ Water Source Heat Pump (4 ton) | 2038 | Economic | MW | After Competition Groups | 12.2359 | 0 | 0 | 1962.3696 | 0.0062353 | 26 | Commercial_2038_Economic_MW_After Competition Groups_26 | Water Source Heat Pump (4 ton) | 0.6235% | 0 | 12.2359 | Commercial_2038_Economic_MW_After Competition Groups_Water Source Heat Pump (4 ton)
Commercial | Com ¦ Occupancy Sensors | 2038 | Economic | MW | After Competition Groups | 10.8463 | 0 | 0 | 1962.3696 | 0.0055271 | 27 | Commercial_2038_Economic_MW_After Competition Groups_27 | Occupancy Sensors | 0.5527% | 0 | 10.8463 | Commercial_2038_Economic_MW_After Competition Groups_Occupancy Sensors
Commercial | Com ¦ ECM MOTORS FOR EVAPORATOR FANS for refrigeration (WALK-IN) | 2038 | Economic | MW | After Competition Groups | 9.1055 | 0 | 0 | 1962.3696 | 0.0046401 | 28 | Commercial_2038_Economic_MW_After Competition Groups_28 | ECM MOTORS FOR EVAPORATOR FANS for refrigeration (WALK-IN) | 0.464% | 0 | 9.1055 | Commercial_2038_Economic_MW_After Competition Groups_ECM MOTORS FOR EVAPORATOR FANS for refrigeration (WALK-IN)
Commercial | Com ¦ ENERGY STAR Griddle (74% eff) | 2038 | Economic | MW | After Competition Groups | 8.4774 | 0 | 0 | 1962.3696 | 0.00432 | 29 | Commercial_2038_Economic_MW_After Competition Groups_29 | ENERGY STAR Griddle (74% eff) | 0.432% | 0 | 8.4774 | Commercial_2038_Economic_MW_After Competition Groups_ENERGY STAR Griddle (74% eff)
Commercial | Com ¦ Freezer Case Light Sensor | 2038 | Economic | MW | After Competition Groups | 7.8782 | 0 | 0 | 1962.3696 | 0.0040147 | 30 | Commercial_2038_Economic_MW_After Competition Groups_30 | Freezer Case Light Sensor | 0.4015% | 0 | 7.8782 | Commercial_2038_Economic_MW_After Competition Groups_Freezer Case Light Sensor
Commercial | Com ¦ Evaporator Fan Controls | 2038 | Economic | MW | After Competition Groups | 7.6753 | 0 | 0 | 1962.3696 | 0.0039113 | 31 | Commercial_2038_Economic_MW_After Competition Groups_31 | Evaporator Fan Controls | 0.3911% | 0 | 7.6753 | Commercial_2038_Economic_MW_After Competition Groups_Evaporator Fan Controls
Commercial | Com ¦ LED EXTERIOR AREA LIGHTS - LED fixture (200W) | 2038 | Economic | MW | After Competition Groups | 7.1494 | 0 | 0 | 1962.3696 | 0.0036433 | 32 | Commercial_2038_Economic_MW_After Competition Groups_32 | LED EXTERIOR AREA LIGHTS - LED fixture (200W) | 0.3643% | 0 | 7.1494 | Commercial_2038_Economic_MW_After Competition Groups_LED EXTERIOR AREA LIGHTS - LED fixture (200W)
Commercial | Com ¦ LED parking lot fixture | 2038 | Economic | MW | After Competition Groups | 6.7962 | 0 | 0 | 1962.3696 | 0.0034633 | 33 | Commercial_2038_Economic_MW_After Competition Groups_33 | LED parking lot fixture | 0.3463% | 0 | 6.7962 | Commercial_2038_Economic_MW_After Competition Groups_LED parking lot fixture
Commercial | Com ¦ Door Gasket Freezer/Refrigerator | 2038 | Economic | MW | After Competition Groups | 6.1905 | 0 | 0 | 1962.3696 | 0.0031546 | 34 | Commercial_2038_Economic_MW_After Competition Groups_34 | Door Gasket Freezer/Refrigerator | 0.3155% | 0 | 6.1905 | Commercial_2038_Economic_MW_After Competition Groups_Door Gasket Freezer/Refrigerator
Commercial | Com ¦ Elec Storage WH 2.30 Et | 2038 | Economic | MW | After Competition Groups | 5.8682 | 0 | 0 | 1962.3696 | 0.0029904 | 35 | Commercial_2038_Economic_MW_After Competition Groups_35 | Elec Storage WH 2.30 Et | 0.299% | 0 | 5.8682 | Commercial_2038_Economic_MW_After Competition Groups_Elec Storage WH 2.30 Et
Commercial | Com ¦ BEVERAGE VENDING MACHINE CONTROLS | 2038 | Economic | MW | After Competition Groups | 5.1343 | 0 | 0 | 1962.3696 | 0.0026164 | 36 | Commercial_2038_Economic_MW_After Competition Groups_36 | BEVERAGE VENDING MACHINE CONTROLS | 0.2616% | 0 | 5.1343 | Commercial_2038_Economic_MW_After Competition Groups_BEVERAGE VENDING MACHINE CONTROLS
Commercial | Com ¦ Duct Insulation, R8 | 2038 | Economic | MW | After Competition Groups | 4.6167 | 0 | 0 | 1962.3696 | 0.0023526 | 37 | Commercial_2038_Economic_MW_After Competition Groups_37 | Duct Insulation, R8 | 0.2353% | 0 | 4.6167 | Commercial_2038_Economic_MW_After Competition Groups_Duct Insulation, R8
Commercial | Com ¦ LED street light fixture | 2038 | Economic | MW | After Competition Groups | 4.3729 | 0 | 0 | 1962.3696 | 0.0022284 | 38 | Commercial_2038_Economic_MW_After Competition Groups_38 | LED street light fixture | 0.2228% | 0 | 4.3729 | Commercial_2038_Economic_MW_After Competition Groups_LED street light fixture
Commercial | Com ¦ CO Sensors for parking garage exhaust fans | 2038 | Economic | MW | After Competition Groups | 3.4901 | 0 | 0 | 1962.3696 | 0.0017785 | 39 | Commercial_2038_Economic_MW_After Competition Groups_39 | CO Sensors for parking garage exhaust fans | 0.1779% | 0 | 3.4901 | Commercial_2038_Economic_MW_After Competition Groups_CO Sensors for parking garage exhaust fans
Commercial | Com ¦ Temperature Adjustment in Commercial Freezers | 2038 | Economic | MW | After Competition Groups | 2.8061 | 0 | 0 | 1962.3696 | 0.0014299 | 40 | Commercial_2038_Economic_MW_After Competition Groups_40 | Temperature Adjustment in Commercial Freezers | 0.143% | 0 | 2.8061 | Commercial_2038_Economic_MW_After Competition Groups_Temperature Adjustment in Commercial Freezers
Commercial | Com ¦ ENERGY STAR Fryer (84% eff) | 2038 | Economic | MW | After Competition Groups | 2.4702 | 0 | 0 | 1962.3696 | 0.0012588 | 41 | Commercial_2038_Economic_MW_After Competition Groups_41 | ENERGY STAR Fryer (84% eff) | 0.1259% | 0 | 2.4702 | Commercial_2038_Economic_MW_After Competition Groups_ENERGY STAR Fryer (84% eff)
Commercial | Com ¦ Vertical Night Covers | 2038 | Economic | MW | After Competition Groups | 2.3205 | 0 | 0 | 1962.3696 | 0.0011825 | 42 | Commercial_2038_Economic_MW_After Competition Groups_42 | Vertical Night Covers | 0.1183% | 0 | 2.3205 | Commercial_2038_Economic_MW_After Competition Groups_Vertical Night Covers
Commercial | Com ¦ Energy Efficient Laboratory Fume Hood | 2038 | Economic | MW | After Competition Groups | 2.2688 | 0 | 0 | 1962.3696 | 0.0011562 | 43 | Commercial_2038_Economic_MW_After Competition Groups_43 | Energy Efficient Laboratory Fume Hood | 0.1156% | 0 | 2.2688 | Commercial_2038_Economic_MW_After Competition Groups_Energy Efficient Laboratory Fume Hood
Commercial | Com ¦ Outside Air Economizer | 2038 | Economic | MW | After Competition Groups | 2.0294 | 0 | 0 | 1962.3696 | 0.0010342 | 44 | Commercial_2038_Economic_MW_After Competition Groups_44 | Outside Air Economizer | 0.1034% | 0 | 2.0294 | Commercial_2038_Economic_MW_After Competition Groups_Outside Air Economizer
Commercial | Com ¦ Condensing Make Up Air Unit | 2038 | Economic | MW | After Competition Groups | 1.9426 | 0 | 0 | 1962.3696 | 0.00098991 | 45 | Commercial_2038_Economic_MW_After Competition Groups_45 | Condensing Make Up Air Unit | 0.09899% | 0 | 1.9426 | Commercial_2038_Economic_MW_After Competition Groups_Condensing Make Up Air Unit
Commercial | Com ¦ Water Heating (DHW) Pipe Insulation (Add 3/4\ Foam)" | 2038 | Economic | MW | After Competition Groups | 1.7708 | 0 | 0 | 1962.3696 | 0.0009024 | 46 | Commercial_2038_Economic_MW_After Competition Groups_46 | Water Heating (DHW) Pipe Insulation (Add 3/4\ Foam)" | 0.09024% | 0 | 1.7708 | Commercial_2038_Economic_MW_After Competition Groups_Water Heating (DHW) Pipe Insulation (Add 3/4\ Foam)"
Commercial | Com ¦ ENERGY STAR Dishwasher | 2038 | Economic | MW | After Competition Groups | 1.619 | 0 | 0 | 1962.3696 | 0.00082502 | 47 | Commercial_2038_Economic_MW_After Competition Groups_47 | ENERGY STAR Dishwasher | 0.0825% | 0 | 1.619 | Commercial_2038_Economic_MW_After Competition Groups_ENERGY STAR Dishwasher
Commercial | Com ¦ ENERGY STAR Steam Cookers | 2038 | Economic | MW | After Competition Groups | 1.6149 | 0 | 0 | 1962.3696 | 0.00082294 | 48 | Commercial_2038_Economic_MW_After Competition Groups_48 | ENERGY STAR Steam Cookers | 0.08229% | 0 | 1.6149 | Commercial_2038_Economic_MW_After Competition Groups_ENERGY STAR Steam Cookers
Commercial | Com ¦ Suction Pipe Insulation Freezer/Refrigerator | 2038 | Economic | MW | After Competition Groups | 1.206 | 0 | 0 | 1962.3696 | 0.00061458 | 49 | Commercial_2038_Economic_MW_After Competition Groups_49 | Suction Pipe Insulation Freezer/Refrigerator | 0.06146% | 0 | 1.206 | Commercial_2038_Economic_MW_After Competition Groups_Suction Pipe Insulation Freezer/Refrigerator
Commercial | Com ¦ Thermostat Setback | 2038 | Economic | MW | After Competition Groups | 0.85307 | 0 | 0 | 1962.3696 | 0.00043471 | 50 | Commercial_2038_Economic_MW_After Competition Groups_50 | Thermostat Setback | 0.04347% | 0 | 0.85307 | Commercial_2038_Economic_MW_After Competition Groups_Thermostat Setback
Commercial | Com ¦ Ozone Laundry Treatment | 2038 | Economic | MW | After Competition Groups | 0.81683 | 0 | 0 | 1962.3696 | 0.00041625 | 51 | Commercial_2038_Economic_MW_After Competition Groups_51 | Ozone Laundry Treatment | 0.04162% | 0 | 0.81683 | Commercial_2038_Economic_MW_After Competition Groups_Ozone Laundry Treatment
Commercial | Com ¦ PTAC (12 EER/10,000 BTU) | 2038 | Economic | MW | After Competition Groups | 0.68284 | 0 | 0 | 1962.3696 | 0.00034797 | 52 | Commercial_2038_Economic_MW_After Competition Groups_52 | PTAC (12 EER/10,000 BTU) | 0.0348% | 0 | 0.68284 | Commercial_2038_Economic_MW_After Competition Groups_PTAC (12 EER/10,000 BTU)
Commercial | Com ¦ Solar Water Preheat (Pools/DHW) | 2038 | Economic | MW | After Competition Groups | 0.51891 | 0 | 0 | 1962.3696 | 0.00026443 | 53 | Commercial_2038_Economic_MW_After Competition Groups_53 | Solar Water Preheat (Pools/DHW) | 0.02644% | 0 | 0.51891 | Commercial_2038_Economic_MW_After Competition Groups_Solar Water Preheat (Pools/DHW)
Commercial | COM ¦ Ductless Mini-Split Heat Pumps | 2038 | Economic | MW | After Competition Groups | 0.50076 | 0 | 0 | 1962.3696 | 0.00025518 | 54 | Commercial_2038_Economic_MW_After Competition Groups_54 | Ductless Mini-Split Heat Pumps | 0.02552% | 0 | 0.50076 | Commercial_2038_Economic_MW_After Competition Groups_Ductless Mini-Split Heat Pumps
Commercial | Com ¦ ECM MOTORS FOR HVAC APPLICATION (FAN-POWERED VAV BOX) | 2038 | Economic | MW | After Competition Groups | 0.33397 | 0 | 0 | 1962.3696 | 0.00017018 | 55 | Commercial_2038_Economic_MW_After Competition Groups_55 | ECM MOTORS FOR HVAC APPLICATION (FAN-POWERED VAV BOX) | 0.01702% | 0 | 0.33397 | Commercial_2038_Economic_MW_After Competition Groups_ECM MOTORS FOR HVAC APPLICATION (FAN-POWERED VAV BOX)
Commercial | Com ¦ Variable Refrigerant Flow Heat Pump | 2038 | Economic | MW | After Competition Groups | 0.31901 | 0 | 0 | 1962.3696 | 0.00016256 | 56 | Commercial_2038_Economic_MW_After Competition Groups_56 | Variable Refrigerant Flow Heat Pump | 0.01626% | 0 | 0.31901 | Commercial_2038_Economic_MW_After Competition Groups_Variable Refrigerant Flow Heat Pump
Commercial | Com ¦ Notched V belts for HVAC Systems | 2038 | Economic | MW | After Competition Groups | 0.28836 | 0 | 0 | 1962.3696 | 0.00014694 | 57 | Commercial_2038_Economic_MW_After Competition Groups_57 | Notched V belts for HVAC Systems | 0.01469% | 0 | 0.28836 | Commercial_2038_Economic_MW_After Competition Groups_Notched V belts for HVAC Systems
Commercial | Com ¦ Indoor Daylight Sensors/Photocell Dimming Control | 2038 | Economic | MW | After Competition Groups | 0.25381 | 0 | 0 | 1962.3696 | 0.00012934 | 58 | Commercial_2038_Economic_MW_After Competition Groups_58 | Indoor Daylight Sensors/Photocell Dimming Control | 0.01293% | 0 | 0.25381 | Commercial_2038_Economic_MW_After Competition Groups_Indoor Daylight Sensors/Photocell Dimming Control
Commercial | Com ¦ Efficient compressor motor | 2038 | Economic | MW | After Competition Groups | 0.23685 | 0 | 0 | 1962.3696 | 0.0001207 | 59 | Commercial_2038_Economic_MW_After Competition Groups_59 | Efficient compressor motor | 0.01207% | 0 | 0.23685 | Commercial_2038_Economic_MW_After Competition Groups_Efficient compressor motor
Commercial | Com ¦ CEE Tier 2/Energy Star Clothes Washers | 2038 | Economic | MW | After Competition Groups | 0.21176 | 0 | 0 | 1962.3696 | 0.00010791 | 60 | Commercial_2038_Economic_MW_After Competition Groups_60 | CEE Tier 2/Energy Star Clothes Washers | 0.01079% | 0 | 0.21176 | Commercial_2038_Economic_MW_After Competition Groups_CEE Tier 2/Energy Star Clothes Washers
Commercial | Com ¦ Auto Off Time Switch or Time Clock control | 2038 | Economic | MW | After Competition Groups | 0.20361 | 0 | 0 | 1962.3696 | 0.00010376 | 61 | Commercial_2038_Economic_MW_After Competition Groups_61 | Auto Off Time Switch or Time Clock control | 0.01038% | 0 | 0.20361 | Commercial_2038_Economic_MW_After Competition Groups_Auto Off Time Switch or Time Clock control
Commercial | Com ¦ HVAC Optimization | 2038 | Economic | MW | After Competition Groups | 0.15304 | 0 | 0 | 1962.3696 | 7.7988e-05 | 62 | Commercial_2038_Economic_MW_After Competition Groups_62 | HVAC Optimization | 0.007799% | 0 | 0.15304 | Commercial_2038_Economic_MW_After Competition Groups_HVAC Optimization
Commercial | Com ¦ Commercial Hot Food Holding Cabinets | 2038 | Economic | MW | After Competition Groups | 0.14031 | 0 | 0 | 1962.3696 | 7.15e-05 | 63 | Commercial_2038_Economic_MW_After Competition Groups_63 | Commercial Hot Food Holding Cabinets | 0.00715% | 0 | 0.14031 | Commercial_2038_Economic_MW_After Competition Groups_Commercial Hot Food Holding Cabinets
Commercial | Com ¦ LED RECESSED DOWNLIGHTS | 2038 | Economic | MW | After Competition Groups | 0.12566 | 0 | 0 | 1962.3696 | 6.4036e-05 | 64 | Commercial_2038_Economic_MW_After Competition Groups_64 | LED RECESSED DOWNLIGHTS | 0.006404% | 0 | 0.12566 | Commercial_2038_Economic_MW_After Competition Groups_LED RECESSED DOWNLIGHTS
Commercial | Com ¦ Low Flow Pre-Rinse Spray Nozzle | 2038 | Economic | MW | After Competition Groups | 0.11386 | 0 | 0 | 1962.3696 | 5.8024e-05 | 65 | Commercial_2038_Economic_MW_After Competition Groups_65 | Low Flow Pre-Rinse Spray Nozzle | 0.005802% | 0 | 0.11386 | Commercial_2038_Economic_MW_After Competition Groups_Low Flow Pre-Rinse Spray Nozzle
Commercial | Com ¦ Room AC (w/ louvered sides) 14 SEER from 12 SEER code | 2038 | Economic | MW | After Competition Groups | 0.11376 | 0 | 0 | 1962.3696 | 5.7968e-05 | 66 | Commercial_2038_Economic_MW_After Competition Groups_66 | Room AC (w/ louvered sides) 14 SEER from 12 SEER code | 0.005797% | 0 | 0.11376 | Commercial_2038_Economic_MW_After Competition Groups_Room AC (w/ louvered sides) 14 SEER from 12 SEER code
Commercial | Com ¦ Demand controlled Circulating Systems | 2038 | Economic | MW | After Competition Groups | 0.11362 | 0 | 0 | 1962.3696 | 5.7897e-05 | 67 | Commercial_2038_Economic_MW_After Competition Groups_67 | Demand controlled Circulating Systems | 0.00579% | 0 | 0.11362 | Commercial_2038_Economic_MW_After Competition Groups_Demand controlled Circulating Systems
Commercial | Com ¦ Energy Recovery Ventilation and Ventilation (Enhanced) | 2038 | Economic | MW | After Competition Groups | 0.073395 | 0 | 0 | 1962.3696 | 3.7401e-05 | 68 | Commercial_2038_Economic_MW_After Competition Groups_68 | Energy Recovery Ventilation and Ventilation (Enhanced) | 0.00374% | 0 | 0.073395 | Commercial_2038_Economic_MW_After Competition Groups_Energy Recovery Ventilation and Ventilation (Enhanced)
Commercial | Com ¦ Wall Insulation | 2038 | Economic | MW | After Competition Groups | 0.061943 | 0 | 0 | 1962.3696 | 3.1565e-05 | 69 | Commercial_2038_Economic_MW_After Competition Groups_69 | Wall Insulation | 0.003157% | 0 | 0.061943 | Commercial_2038_Economic_MW_After Competition Groups_Wall Insulation
Commercial | Com ¦ High Efficiency Chiller (avg of water and air cooled) | 2038 | Economic | MW | After Competition Groups | 0.059222 | 0 | 0 | 1962.3696 | 3.0179e-05 | 70 | Commercial_2038_Economic_MW_After Competition Groups_70 | High Efficiency Chiller (avg of water and air cooled) | 0.003018% | 0 | 0.059222 | Commercial_2038_Economic_MW_After Competition Groups_High Efficiency Chiller (avg of water and air cooled)
Commercial | Com ¦ VSD Air Compressor | 2038 | Economic | MW | After Competition Groups | 0.040869 | 0 | 0 | 1962.3696 | 2.0826e-05 | 71 | Commercial_2038_Economic_MW_After Competition Groups_71 | VSD Air Compressor | 0.002083% | 0 | 0.040869 | Commercial_2038_Economic_MW_After Competition Groups_VSD Air Compressor
Commercial | Com ¦ Condensing Unit Heaters or other Efficient Unit Heating System | 2038 | Economic | MW | After Competition Groups | 0.039569 | 0 | 0 | 1962.3696 | 2.0164e-05 | 72 | Commercial_2038_Economic_MW_After Competition Groups_72 | Condensing Unit Heaters or other Efficient Unit Heating System | 0.002016% | 0 | 0.039569 | Commercial_2038_Economic_MW_After Competition Groups_Condensing Unit Heaters or other Efficient Unit Heating System
Commercial | Com ¦ EC Plug Fan for Data Center (under cabinet) | 2038 | Economic | MW | After Competition Groups | 0.013137 | 0 | 0 | 1962.3696 | 6.6946e-06 | 73 | Commercial_2038_Economic_MW_After Competition Groups_73 | EC Plug Fan for Data Center (under cabinet) | 0.0006695% | 0 | 0.013137 | Commercial_2038_Economic_MW_After Competition Groups_EC Plug Fan for Data Center (under cabinet)
Commercial | Com ¦ Air Curtains | 2038 | Economic | MW | After Competition Groups | 0.0081025 | 0 | 0 | 1962.3696 | 4.1289e-06 | 74 | Commercial_2038_Economic_MW_After Competition Groups_74 | Air Curtains | 0.0004129% | 0 | 0.0081025 | Commercial_2038_Economic_MW_After Competition Groups_Air Curtains
Commercial | Com ¦ Electric Convection Combination Ovens | 2038 | Economic | MW | After Competition Groups | 0.00051022 | 0 | 0 | 1962.3696 | 2.6e-07 | 75 | Commercial_2038_Economic_MW_After Competition Groups_75 | Electric Convection Combination Ovens | 2.6e-05% | 0 | 0.00051022 | Commercial_2038_Economic_MW_After Competition Groups_Electric Convection Combination Ovens
Commercial | Com ¦ LED Low/High Bay | 2038 | SC A | MW | After Competition Groups | 168.5091 | 0 | 0 | 1274.0171 | 0.13227 | 1 | Commercial_2038_SC A_MW_After Competition Groups_1 | LED Low/High Bay | 13.23% | 0 | 168.5091 | Commercial_2038_SC A_MW_After Competition Groups_LED Low/High Bay
Commercial | Com ¦ LED Troffer/Surface/Suspended | 2038 | SC A | MW | After Competition Groups | 134.7569 | 0 | 0 | 1274.0171 | 0.10577 | 2 | Commercial_2038_SC A_MW_After Competition Groups_2 | LED Troffer/Surface/Suspended | 10.58% | 0 | 134.7569 | Commercial_2038_SC A_MW_After Competition Groups_LED Troffer/Surface/Suspended
Commercial | Com ¦ ENERGY STAR LED LAMPS (REFLECTOR LAMPs/MR16/PAR 16) | 2038 | SC A | MW | After Competition Groups | 131.9171 | 0 | 0 | 1274.0171 | 0.10354 | 3 | Commercial_2038_SC A_MW_After Competition Groups_3 | ENERGY STAR LED LAMPS (REFLECTOR LAMPs/MR16/PAR 16) | 10.35% | 0 | 131.9171 | Commercial_2038_SC A_MW_After Competition Groups_ENERGY STAR LED LAMPS (REFLECTOR LAMPs/MR16/PAR 16)
Commercial | Com ¦ High Efficiency Air Source Heat Pump | 2038 | SC A | MW | After Competition Groups | 98.8927 | 0 | 0 | 1274.0171 | 0.077623 | 4 | Commercial_2038_SC A_MW_After Competition Groups_4 | High Efficiency Air Source Heat Pump | 7.762% | 0 | 98.8927 | Commercial_2038_SC A_MW_After Competition Groups_High Efficiency Air Source Heat Pump
Commercial | Com ¦ Building Recommissioning, Operations and Maintenance (O&M) Improvements | 2038 | SC A | MW | After Competition Groups | 98.8325 | 0 | 0 | 1274.0171 | 0.077575 | 5 | Commercial_2038_SC A_MW_After Competition Groups_5 | Building Recommissioning, Operations and Maintenance (O&M) Improvements | 7.758% | 0 | 98.8325 | Commercial_2038_SC A_MW_After Competition Groups_Building Recommissioning, Operations and Maintenance (O&M) Improvements
Commercial | Com ¦ LED Replacement Lamp (Tube) | 2038 | SC A | MW | After Competition Groups | 92.5241 | 0 | 0 | 1274.0171 | 0.072624 | 6 | Commercial_2038_SC A_MW_After Competition Groups_6 | LED Replacement Lamp (Tube) | 7.262% | 0 | 92.5241 | Commercial_2038_SC A_MW_After Competition Groups_LED Replacement Lamp (Tube)
Commercial | Com ¦ Advanced BAS/Controllers | 2038 | SC A | MW | After Competition Groups | 50.1347 | 0 | 0 | 1274.0171 | 0.039352 | 7 | Commercial_2038_SC A_MW_After Competition Groups_7 | Advanced BAS/Controllers | 3.935% | 0 | 50.1347 | Commercial_2038_SC A_MW_After Competition Groups_Advanced BAS/Controllers
Commercial | Com ¦ Education and Capacity Building/Energy Behavior | 2038 | SC A | MW | After Competition Groups | 36.2149 | 0 | 0 | 1274.0171 | 0.028426 | 8 | Commercial_2038_SC A_MW_After Competition Groups_8 | Education and Capacity Building/Energy Behavior | 2.843% | 0 | 36.2149 | Commercial_2038_SC A_MW_After Competition Groups_Education and Capacity Building/Energy Behavior
Commercial | Com ¦ Reach-in Shaded Pole to ECM/PSC Evaporator Fan Motor | 2038 | SC A | MW | After Competition Groups | 32.7573 | 0 | 0 | 1274.0171 | 0.025712 | 9 | Commercial_2038_SC A_MW_After Competition Groups_9 | Reach-in Shaded Pole to ECM/PSC Evaporator Fan Motor | 2.571% | 0 | 32.7573 | Commercial_2038_SC A_MW_After Competition Groups_Reach-in Shaded Pole to ECM/PSC Evaporator Fan Motor
Commercial | Com ¦ Unitary Air-Conditioning Unit | 2038 | SC A | MW | After Competition Groups | 32.5082 | 0 | 0 | 1274.0171 | 0.025516 | 10 | Commercial_2038_SC A_MW_After Competition Groups_10 | Unitary Air-Conditioning Unit | 2.552% | 0 | 32.5082 | Commercial_2038_SC A_MW_After Competition Groups_Unitary Air-Conditioning Unit
Commercial | Com ¦ Adaptive Thermostats | 2038 | SC A | MW | After Competition Groups | 32.439 | 0 | 0 | 1274.0171 | 0.025462 | 11 | Commercial_2038_SC A_MW_After Competition Groups_11 | Adaptive Thermostats | 2.546% | 0 | 32.439 | Commercial_2038_SC A_MW_After Competition Groups_Adaptive Thermostats
Commercial | Com ¦ Refrigerated Display Case Doors | 2038 | SC A | MW | After Competition Groups | 30.2598 | 0 | 0 | 1274.0171 | 0.023751 | 12 | Commercial_2038_SC A_MW_After Competition Groups_12 | Refrigerated Display Case Doors | 2.375% | 0 | 30.2598 | Commercial_2038_SC A_MW_After Competition Groups_Refrigerated Display Case Doors
Commercial | Com ¦ Data Center Storage/Server Virtualization | 2038 | SC A | MW | After Competition Groups | 28.5801 | 0 | 0 | 1274.0171 | 0.022433 | 13 | Commercial_2038_SC A_MW_After Competition Groups_13 | Data Center Storage/Server Virtualization | 2.243% | 0 | 28.5801 | Commercial_2038_SC A_MW_After Competition Groups_Data Center Storage/Server Virtualization
Commercial | Com ¦ Strip Curtains | 2038 | SC A | MW | After Competition Groups | 28.2496 | 0 | 0 | 1274.0171 | 0.022174 | 14 | Commercial_2038_SC A_MW_After Competition Groups_14 | Strip Curtains | 2.217% | 0 | 28.2496 | Commercial_2038_SC A_MW_After Competition Groups_Strip Curtains
Commercial | Com ¦ Furnace Tune-Up | 2038 | SC A | MW | After Competition Groups | 23.7406 | 0 | 0 | 1274.0171 | 0.018634 | 15 | Commercial_2038_SC A_MW_After Competition Groups_15 | Furnace Tune-Up | 1.863% | 0 | 23.7406 | Commercial_2038_SC A_MW_After Competition Groups_Furnace Tune-Up
Commercial | Com ¦ LED or Equivalent Sign Lighting | 2038 | SC A | MW | After Competition Groups | 21.7163 | 0 | 0 | 1274.0171 | 0.017046 | 16 | Commercial_2038_SC A_MW_After Competition Groups_16 | LED or Equivalent Sign Lighting | 1.705% | 0 | 21.7163 | Commercial_2038_SC A_MW_After Competition Groups_LED or Equivalent Sign Lighting
Commercial | Com ¦ Centrally controlled desktop PC/NETWORK PC POWER MANAGEMENT SOFTWARE | 2038 | SC A | MW | After Competition Groups | 20.2157 | 0 | 0 | 1274.0171 | 0.015868 | 17 | Commercial_2038_SC A_MW_After Competition Groups_17 | Centrally controlled desktop PC/NETWORK PC POWER MANAGEMENT SOFTWARE | 1.587% | 0 | 20.2157 | Commercial_2038_SC A_MW_After Competition Groups_Centrally controlled desktop PC/NETWORK PC POWER MANAGEMENT SOFTWARE
Commercial | Com ¦ Demand Control Ventilation | 2038 | SC A | MW | After Competition Groups | 19.2088 | 0 | 0 | 1274.0171 | 0.015077 | 18 | Commercial_2038_SC A_MW_After Competition Groups_18 | Demand Control Ventilation | 1.508% | 0 | 19.2088 | Commercial_2038_SC A_MW_After Competition Groups_Demand Control Ventilation
Commercial | Com ¦ Chilled Water Optimization | 2038 | SC A | MW | After Competition Groups | 18.3672 | 0 | 0 | 1274.0171 | 0.014417 | 19 | Commercial_2038_SC A_MW_After Competition Groups_19 | Chilled Water Optimization | 1.442% | 0 | 18.3672 | Commercial_2038_SC A_MW_After Competition Groups_Chilled Water Optimization
Commercial | Com ¦ Variable Frequency Drive (VFD) | 2038 | SC A | MW | After Competition Groups | 16.6488 | 0 | 0 | 1274.0171 | 0.013068 | 20 | Commercial_2038_SC A_MW_After Competition Groups_20 | Variable Frequency Drive (VFD) | 1.307% | 0 | 16.6488 | Commercial_2038_SC A_MW_After Competition Groups_Variable Frequency Drive (VFD)
Commercial | Com ¦ ENERGY STAR LED LAMPS (General Service Lamps) | 2038 | SC A | MW | After Competition Groups | 15.9606 | 0 | 0 | 1274.0171 | 0.012528 | 21 | Commercial_2038_SC A_MW_After Competition Groups_21 | ENERGY STAR LED LAMPS (General Service Lamps) | 1.253% | 0 | 15.9606 | Commercial_2038_SC A_MW_After Competition Groups_ENERGY STAR LED LAMPS (General Service Lamps)
Commercial | Com ¦ VFD on Pumps | 2038 | SC A | MW | After Competition Groups | 15.4982 | 0 | 0 | 1274.0171 | 0.012165 | 22 | Commercial_2038_SC A_MW_After Competition Groups_22 | VFD on Pumps | 1.216% | 0 | 15.4982 | Commercial_2038_SC A_MW_After Competition Groups_VFD on Pumps
Commercial | Com ¦ Refrigerated Display Case LED | 2038 | SC A | MW | After Competition Groups | 11.175 | 0 | 0 | 1274.0171 | 0.0087715 | 23 | Commercial_2038_SC A_MW_After Competition Groups_23 | Refrigerated Display Case LED | 0.8771% | 0 | 11.175 | Commercial_2038_SC A_MW_After Competition Groups_Refrigerated Display Case LED
Commercial | Com ¦ Door Gasket Freezer/Refrigerator | 2038 | SC A | MW | After Competition Groups | 8.9026 | 0 | 0 | 1274.0171 | 0.0069878 | 24 | Commercial_2038_SC A_MW_After Competition Groups_24 | Door Gasket Freezer/Refrigerator | 0.6988% | 0 | 8.9026 | Commercial_2038_SC A_MW_After Competition Groups_Door Gasket Freezer/Refrigerator
Commercial | Com ¦ ECM MOTORS FOR EVAPORATOR FANS for refrigeration (WALK-IN) | 2038 | SC A | MW | After Competition Groups | 8.5752 | 0 | 0 | 1274.0171 | 0.0067308 | 25 | Commercial_2038_SC A_MW_After Competition Groups_25 | ECM MOTORS FOR EVAPORATOR FANS for refrigeration (WALK-IN) | 0.6731% | 0 | 8.5752 | Commercial_2038_SC A_MW_After Competition Groups_ECM MOTORS FOR EVAPORATOR FANS for refrigeration (WALK-IN)
Commercial | Com ¦ Demand Control Kitchen Ventilation | 2038 | SC A | MW | After Competition Groups | 8.2016 | 0 | 0 | 1274.0171 | 0.0064376 | 26 | Commercial_2038_SC A_MW_After Competition Groups_26 | Demand Control Kitchen Ventilation | 0.6438% | 0 | 8.2016 | Commercial_2038_SC A_MW_After Competition Groups_Demand Control Kitchen Ventilation
Commercial | Com ¦ Air Handler with Dedicated Outdoor Air Systems | 2038 | SC A | MW | After Competition Groups | 7.7146 | 0 | 0 | 1274.0171 | 0.0060553 | 27 | Commercial_2038_SC A_MW_After Competition Groups_27 | Air Handler with Dedicated Outdoor Air Systems | 0.6055% | 0 | 7.7146 | Commercial_2038_SC A_MW_After Competition Groups_Air Handler with Dedicated Outdoor Air Systems
Commercial | Com ¦ Evaporator Fan Controls | 2038 | SC A | MW | After Competition Groups | 7.2141 | 0 | 0 | 1274.0171 | 0.0056625 | 28 | Commercial_2038_SC A_MW_After Competition Groups_28 | Evaporator Fan Controls | 0.5662% | 0 | 7.2141 | Commercial_2038_SC A_MW_After Competition Groups_Evaporator Fan Controls
Commercial | Com ¦ LED EXTERIOR AREA LIGHTS - LED fixture (200W) | 2038 | SC A | MW | After Competition Groups | 7.1013 | 0 | 0 | 1274.0171 | 0.0055739 | 29 | Commercial_2038_SC A_MW_After Competition Groups_29 | LED EXTERIOR AREA LIGHTS - LED fixture (200W) | 0.5574% | 0 | 7.1013 | Commercial_2038_SC A_MW_After Competition Groups_LED EXTERIOR AREA LIGHTS - LED fixture (200W)
Commercial | Com ¦ LED parking lot fixture | 2038 | SC A | MW | After Competition Groups | 6.7859 | 0 | 0 | 1274.0171 | 0.0053263 | 30 | Commercial_2038_SC A_MW_After Competition Groups_30 | LED parking lot fixture | 0.5326% | 0 | 6.7859 | Commercial_2038_SC A_MW_After Competition Groups_LED parking lot fixture
Commercial | Com ¦ Freezer Case Light Sensor | 2038 | SC A | MW | After Competition Groups | 6.271 | 0 | 0 | 1274.0171 | 0.0049222 | 31 | Commercial_2038_SC A_MW_After Competition Groups_31 | Freezer Case Light Sensor | 0.4922% | 0 | 6.271 | Commercial_2038_SC A_MW_After Competition Groups_Freezer Case Light Sensor
Commercial | Com ¦ ENERGY STAR Griddle (74% eff) | 2038 | SC A | MW | After Competition Groups | 6.114 | 0 | 0 | 1274.0171 | 0.004799 | 32 | Commercial_2038_SC A_MW_After Competition Groups_32 | ENERGY STAR Griddle (74% eff) | 0.4799% | 0 | 6.114 | Commercial_2038_SC A_MW_After Competition Groups_ENERGY STAR Griddle (74% eff)
Commercial | Com ¦ Occupancy Sensors | 2038 | SC A | MW | After Competition Groups | 5.9304 | 0 | 0 | 1274.0171 | 0.0046549 | 33 | Commercial_2038_SC A_MW_After Competition Groups_33 | Occupancy Sensors | 0.4655% | 0 | 5.9304 | Commercial_2038_SC A_MW_After Competition Groups_Occupancy Sensors
Commercial | Com ¦ Water Source Heat Pump (4 ton) | 2038 | SC A | MW | After Competition Groups | 4.8978 | 0 | 0 | 1274.0171 | 0.0038443 | 34 | Commercial_2038_SC A_MW_After Competition Groups_34 | Water Source Heat Pump (4 ton) | 0.3844% | 0 | 4.8978 | Commercial_2038_SC A_MW_After Competition Groups_Water Source Heat Pump (4 ton)
Commercial | Com ¦ Duct Insulation, R8 | 2038 | SC A | MW | After Competition Groups | 4.3228 | 0 | 0 | 1274.0171 | 0.003393 | 35 | Commercial_2038_SC A_MW_After Competition Groups_35 | Duct Insulation, R8 | 0.3393% | 0 | 4.3228 | Commercial_2038_SC A_MW_After Competition Groups_Duct Insulation, R8
Commercial | Com ¦ LED street light fixture | 2038 | SC A | MW | After Competition Groups | 4.2945 | 0 | 0 | 1274.0171 | 0.0033708 | 36 | Commercial_2038_SC A_MW_After Competition Groups_36 | LED street light fixture | 0.3371% | 0 | 4.2945 | Commercial_2038_SC A_MW_After Competition Groups_LED street light fixture
Commercial | Com ¦ BEVERAGE VENDING MACHINE CONTROLS | 2038 | SC A | MW | After Competition Groups | 3.4563 | 0 | 0 | 1274.0171 | 0.0027129 | 37 | Commercial_2038_SC A_MW_After Competition Groups_37 | BEVERAGE VENDING MACHINE CONTROLS | 0.2713% | 0 | 3.4563 | Commercial_2038_SC A_MW_After Competition Groups_BEVERAGE VENDING MACHINE CONTROLS
Commercial | Com ¦ Elec Storage WH 2.30 Et | 2038 | SC A | MW | After Competition Groups | 3.1517 | 0 | 0 | 1274.0171 | 0.0024738 | 38 | Commercial_2038_SC A_MW_After Competition Groups_38 | Elec Storage WH 2.30 Et | 0.2474% | 0 | 3.1517 | Commercial_2038_SC A_MW_After Competition Groups_Elec Storage WH 2.30 Et
Commercial | Com ¦ Temperature Adjustment in Commercial Freezers | 2038 | SC A | MW | After Competition Groups | 2.6392 | 0 | 0 | 1274.0171 | 0.0020715 | 39 | Commercial_2038_SC A_MW_After Competition Groups_39 | Temperature Adjustment in Commercial Freezers | 0.2072% | 0 | 2.6392 | Commercial_2038_SC A_MW_After Competition Groups_Temperature Adjustment in Commercial Freezers
Commercial | Com ¦ CO Sensors for parking garage exhaust fans | 2038 | SC A | MW | After Competition Groups | 2.2803 | 0 | 0 | 1274.0171 | 0.0017899 | 40 | Commercial_2038_SC A_MW_After Competition Groups_40 | CO Sensors for parking garage exhaust fans | 0.179% | 0 | 2.2803 | Commercial_2038_SC A_MW_After Competition Groups_CO Sensors for parking garage exhaust fans
Commercial | Com ¦ Vertical Night Covers | 2038 | SC A | MW | After Competition Groups | 2.1478 | 0 | 0 | 1274.0171 | 0.0016859 | 41 | Commercial_2038_SC A_MW_After Competition Groups_41 | Vertical Night Covers | 0.1686% | 0 | 2.1478 | Commercial_2038_SC A_MW_After Competition Groups_Vertical Night Covers
Commercial | Com ¦ Energy Efficient Laboratory Fume Hood | 2038 | SC A | MW | After Competition Groups | 1.9972 | 0 | 0 | 1274.0171 | 0.0015676 | 42 | Commercial_2038_SC A_MW_After Competition Groups_42 | Energy Efficient Laboratory Fume Hood | 0.1568% | 0 | 1.9972 | Commercial_2038_SC A_MW_After Competition Groups_Energy Efficient Laboratory Fume Hood
Commercial | Com ¦ ENERGY STAR Fryer (84% eff) | 2038 | SC A | MW | After Competition Groups | 1.819 | 0 | 0 | 1274.0171 | 0.0014278 | 43 | Commercial_2038_SC A_MW_After Competition Groups_43 | ENERGY STAR Fryer (84% eff) | 0.1428% | 0 | 1.819 | Commercial_2038_SC A_MW_After Competition Groups_ENERGY STAR Fryer (84% eff)
Commercial | Com ¦ Outside Air Economizer | 2038 | SC A | MW | After Competition Groups | 1.7537 | 0 | 0 | 1274.0171 | 0.0013765 | 44 | Commercial_2038_SC A_MW_After Competition Groups_44 | Outside Air Economizer | 0.1377% | 0 | 1.7537 | Commercial_2038_SC A_MW_After Competition Groups_Outside Air Economizer
Commercial | Com ¦ Water Heating (DHW) Pipe Insulation (Add 3/4\ Foam)" | 2038 | SC A | MW | After Competition Groups | 1.6709 | 0 | 0 | 1274.0171 | 0.0013115 | 45 | Commercial_2038_SC A_MW_After Competition Groups_45 | Water Heating (DHW) Pipe Insulation (Add 3/4\ Foam)" | 0.1311% | 0 | 1.6709 | Commercial_2038_SC A_MW_After Competition Groups_Water Heating (DHW) Pipe Insulation (Add 3/4\ Foam)"
Commercial | Com ¦ ENERGY STAR Steam Cookers | 2038 | SC A | MW | After Competition Groups | 1.1659 | 0 | 0 | 1274.0171 | 0.0009151 | 46 | Commercial_2038_SC A_MW_After Competition Groups_46 | ENERGY STAR Steam Cookers | 0.09151% | 0 | 1.1659 | Commercial_2038_SC A_MW_After Competition Groups_ENERGY STAR Steam Cookers
Commercial | Com ¦ Suction Pipe Insulation Freezer/Refrigerator | 2038 | SC A | MW | After Competition Groups | 1.1075 | 0 | 0 | 1274.0171 | 0.00086931 | 47 | Commercial_2038_SC A_MW_After Competition Groups_47 | Suction Pipe Insulation Freezer/Refrigerator | 0.08693% | 0 | 1.1075 | Commercial_2038_SC A_MW_After Competition Groups_Suction Pipe Insulation Freezer/Refrigerator
Commercial | Com ¦ Condensing Make Up Air Unit | 2038 | SC A | MW | After Competition Groups | 0.95352 | 0 | 0 | 1274.0171 | 0.00074844 | 48 | Commercial_2038_SC A_MW_After Competition Groups_48 | Condensing Make Up Air Unit | 0.07484% | 0 | 0.95352 | Commercial_2038_SC A_MW_After Competition Groups_Condensing Make Up Air Unit
Commercial | Com ¦ ENERGY STAR Dishwasher | 2038 | SC A | MW | After Competition Groups | 0.8608 | 0 | 0 | 1274.0171 | 0.00067566 | 49 | Commercial_2038_SC A_MW_After Competition Groups_49 | ENERGY STAR Dishwasher | 0.06757% | 0 | 0.8608 | Commercial_2038_SC A_MW_After Competition Groups_ENERGY STAR Dishwasher
Commercial | Com ¦ Thermostat Setback | 2038 | SC A | MW | After Competition Groups | 0.76446 | 0 | 0 | 1274.0171 | 0.00060004 | 50 | Commercial_2038_SC A_MW_After Competition Groups_50 | Thermostat Setback | 0.06% | 0 | 0.76446 | Commercial_2038_SC A_MW_After Competition Groups_Thermostat Setback
Commercial | Com ¦ Ozone Laundry Treatment | 2038 | SC A | MW | After Competition Groups | 0.49686 | 0 | 0 | 1274.0171 | 0.00038999 | 51 | Commercial_2038_SC A_MW_After Competition Groups_51 | Ozone Laundry Treatment | 0.039% | 0 | 0.49686 | Commercial_2038_SC A_MW_After Competition Groups_Ozone Laundry Treatment
Commercial | COM ¦ Ductless Mini-Split Heat Pumps | 2038 | SC A | MW | After Competition Groups | 0.30079 | 0 | 0 | 1274.0171 | 0.0002361 | 52 | Commercial_2038_SC A_MW_After Competition Groups_52 | Ductless Mini-Split Heat Pumps | 0.02361% | 0 | 0.30079 | Commercial_2038_SC A_MW_After Competition Groups_Ductless Mini-Split Heat Pumps
Commercial | Com ¦ ECM MOTORS FOR HVAC APPLICATION (FAN-POWERED VAV BOX) | 2038 | SC A | MW | After Competition Groups | 0.26736 | 0 | 0 | 1274.0171 | 0.00020986 | 53 | Commercial_2038_SC A_MW_After Competition Groups_53 | ECM MOTORS FOR HVAC APPLICATION (FAN-POWERED VAV BOX) | 0.02099% | 0 | 0.26736 | Commercial_2038_SC A_MW_After Competition Groups_ECM MOTORS FOR HVAC APPLICATION (FAN-POWERED VAV BOX)
Commercial | Com ¦ PTAC (12 EER/10,000 BTU) | 2038 | SC A | MW | After Competition Groups | 0.26363 | 0 | 0 | 1274.0171 | 0.00020693 | 54 | Commercial_2038_SC A_MW_After Competition Groups_54 | PTAC (12 EER/10,000 BTU) | 0.02069% | 0 | 0.26363 | Commercial_2038_SC A_MW_After Competition Groups_PTAC (12 EER/10,000 BTU)
Commercial | Com ¦ Solar Water Preheat (Pools/DHW) | 2038 | SC A | MW | After Competition Groups | 0.21488 | 0 | 0 | 1274.0171 | 0.00016866 | 55 | Commercial_2038_SC A_MW_After Competition Groups_55 | Solar Water Preheat (Pools/DHW) | 0.01687% | 0 | 0.21488 | Commercial_2038_SC A_MW_After Competition Groups_Solar Water Preheat (Pools/DHW)
Commercial | Com ¦ CEE Tier 2/Energy Star Clothes Washers | 2038 | SC A | MW | After Competition Groups | 0.15898 | 0 | 0 | 1274.0171 | 0.00012479 | 56 | Commercial_2038_SC A_MW_After Competition Groups_56 | CEE Tier 2/Energy Star Clothes Washers | 0.01248% | 0 | 0.15898 | Commercial_2038_SC A_MW_After Competition Groups_CEE Tier 2/Energy Star Clothes Washers
Commercial | Com ¦ Notched V belts for HVAC Systems | 2038 | SC A | MW | After Competition Groups | 0.15697 | 0 | 0 | 1274.0171 | 0.00012321 | 57 | Commercial_2038_SC A_MW_After Competition Groups_57 | Notched V belts for HVAC Systems | 0.01232% | 0 | 0.15697 | Commercial_2038_SC A_MW_After Competition Groups_Notched V belts for HVAC Systems
Commercial | Com ¦ Auto Off Time Switch or Time Clock control | 2038 | SC A | MW | After Competition Groups | 0.14193 | 0 | 0 | 1274.0171 | 0.0001114 | 58 | Commercial_2038_SC A_MW_After Competition Groups_58 | Auto Off Time Switch or Time Clock control | 0.01114% | 0 | 0.14193 | Commercial_2038_SC A_MW_After Competition Groups_Auto Off Time Switch or Time Clock control
Commercial | Com ¦ HVAC Optimization | 2038 | SC A | MW | After Competition Groups | 0.12129 | 0 | 0 | 1274.0171 | 9.5203e-05 | 59 | Commercial_2038_SC A_MW_After Competition Groups_59 | HVAC Optimization | 0.00952% | 0 | 0.12129 | Commercial_2038_SC A_MW_After Competition Groups_HVAC Optimization
Commercial | Com ¦ Demand controlled Circulating Systems | 2038 | SC A | MW | After Competition Groups | 0.11115 | 0 | 0 | 1274.0171 | 8.7248e-05 | 60 | Commercial_2038_SC A_MW_After Competition Groups_60 | Demand controlled Circulating Systems | 0.008725% | 0 | 0.11115 | Commercial_2038_SC A_MW_After Competition Groups_Demand controlled Circulating Systems
Commercial | Com ¦ LED RECESSED DOWNLIGHTS | 2038 | SC A | MW | After Competition Groups | 0.10251 | 0 | 0 | 1274.0171 | 8.0461e-05 | 61 | Commercial_2038_SC A_MW_After Competition Groups_61 | LED RECESSED DOWNLIGHTS | 0.008046% | 0 | 0.10251 | Commercial_2038_SC A_MW_After Competition Groups_LED RECESSED DOWNLIGHTS
Commercial | Com ¦ Commercial Hot Food Holding Cabinets | 2038 | SC A | MW | After Competition Groups | 0.083209 | 0 | 0 | 1274.0171 | 6.5312e-05 | 62 | Commercial_2038_SC A_MW_After Competition Groups_62 | Commercial Hot Food Holding Cabinets | 0.006531% | 0 | 0.083209 | Commercial_2038_SC A_MW_After Competition Groups_Commercial Hot Food Holding Cabinets
Commercial | Com ¦ Low Flow Pre-Rinse Spray Nozzle | 2038 | SC A | MW | After Competition Groups | 0.078584 | 0 | 0 | 1274.0171 | 6.1682e-05 | 63 | Commercial_2038_SC A_MW_After Competition Groups_63 | Low Flow Pre-Rinse Spray Nozzle | 0.006168% | 0 | 0.078584 | Commercial_2038_SC A_MW_After Competition Groups_Low Flow Pre-Rinse Spray Nozzle
Commercial | Com ¦ High Efficiency Small Instantaneous Water Heater | 2038 | SC A | MW | After Competition Groups | 0.072973 | 0 | 0 | 1274.0171 | 5.7278e-05 | 64 | Commercial_2038_SC A_MW_After Competition Groups_64 | High Efficiency Small Instantaneous Water Heater | 0.005728% | 0 | 0.072973 | Commercial_2038_SC A_MW_After Competition Groups_High Efficiency Small Instantaneous Water Heater
Commercial | Com ¦ Wall Insulation | 2038 | SC A | MW | After Competition Groups | 0.039362 | 0 | 0 | 1274.0171 | 3.0896e-05 | 65 | Commercial_2038_SC A_MW_After Competition Groups_65 | Wall Insulation | 0.00309% | 0 | 0.039362 | Commercial_2038_SC A_MW_After Competition Groups_Wall Insulation
Commercial | Com ¦ Room AC (w/ louvered sides) 14 SEER from 12 SEER code | 2038 | SC A | MW | After Competition Groups | 0.037905 | 0 | 0 | 1274.0171 | 2.9752e-05 | 66 | Commercial_2038_SC A_MW_After Competition Groups_66 | Room AC (w/ louvered sides) 14 SEER from 12 SEER code | 0.002975% | 0 | 0.037905 | Commercial_2038_SC A_MW_After Competition Groups_Room AC (w/ louvered sides) 14 SEER from 12 SEER code
Commercial | Com ¦ Condensing Unit Heaters or other Efficient Unit Heating System | 2038 | SC A | MW | After Competition Groups | 0.037498 | 0 | 0 | 1274.0171 | 2.9433e-05 | 67 | Commercial_2038_SC A_MW_After Competition Groups_67 | Condensing Unit Heaters or other Efficient Unit Heating System | 0.002943% | 0 | 0.037498 | Commercial_2038_SC A_MW_After Competition Groups_Condensing Unit Heaters or other Efficient Unit Heating System
Commercial | Com ¦ Air Curtains | 2038 | SC A | MW | After Competition Groups | 0.03048 | 0 | 0 | 1274.0171 | 2.3924e-05 | 68 | Commercial_2038_SC A_MW_After Competition Groups_68 | Air Curtains | 0.002392% | 0 | 0.03048 | Commercial_2038_SC A_MW_After Competition Groups_Air Curtains
Commercial | Com ¦ VSD Air Compressor | 2038 | SC A | MW | After Competition Groups | 0.02864 | 0 | 0 | 1274.0171 | 2.248e-05 | 69 | Commercial_2038_SC A_MW_After Competition Groups_69 | VSD Air Compressor | 0.002248% | 0 | 0.02864 | Commercial_2038_SC A_MW_After Competition Groups_VSD Air Compressor
Commercial | Com ¦ Efficient compressor motor | 2038 | SC A | MW | After Competition Groups | 0.02132 | 0 | 0 | 1274.0171 | 1.6734e-05 | 70 | Commercial_2038_SC A_MW_After Competition Groups_70 | Efficient compressor motor | 0.001673% | 0 | 0.02132 | Commercial_2038_SC A_MW_After Competition Groups_Efficient compressor motor
Commercial | Com ¦ Energy Recovery Ventilation and Ventilation (Enhanced) | 2038 | SC A | MW | After Competition Groups | 0.017912 | 0 | 0 | 1274.0171 | 1.406e-05 | 71 | Commercial_2038_SC A_MW_After Competition Groups_71 | Energy Recovery Ventilation and Ventilation (Enhanced) | 0.001406% | 0 | 0.017912 | Commercial_2038_SC A_MW_After Competition Groups_Energy Recovery Ventilation and Ventilation (Enhanced)
Commercial | Com ¦ Variable Refrigerant Flow Heat Pump | 2038 | SC A | MW | After Competition Groups | 0.012843 | 0 | 0 | 1274.0171 | 1.0081e-05 | 72 | Commercial_2038_SC A_MW_After Competition Groups_72 | Variable Refrigerant Flow Heat Pump | 0.001008% | 0 | 0.012843 | Commercial_2038_SC A_MW_After Competition Groups_Variable Refrigerant Flow Heat Pump
Commercial | Com ¦ EC Plug Fan for Data Center (under cabinet) | 2038 | SC A | MW | After Competition Groups | 0.006006 | 0 | 0 | 1274.0171 | 4.7142e-06 | 73 | Commercial_2038_SC A_MW_After Competition Groups_73 | EC Plug Fan for Data Center (under cabinet) | 0.0004714% | 0 | 0.006006 | Commercial_2038_SC A_MW_After Competition Groups_EC Plug Fan for Data Center (under cabinet)
Commercial | Com ¦ High Efficiency Chiller (avg of water and air cooled) | 2038 | SC A | MW | After Competition Groups | 0.0040185 | 0 | 0 | 1274.0171 | 3.1542e-06 | 74 | Commercial_2038_SC A_MW_After Competition Groups_74 | High Efficiency Chiller (avg of water and air cooled) | 0.0003154% | 0 | 0.0040185 | Commercial_2038_SC A_MW_After Competition Groups_High Efficiency Chiller (avg of water and air cooled)
Commercial | Com ¦ LLLC - Low Impact Application | 2038 | SC A | MW | After Competition Groups | 0.0032333 | 0 | 0 | 1274.0171 | 2.5379e-06 | 75 | Commercial_2038_SC A_MW_After Competition Groups_75 | LLLC - Low Impact Application | 0.0002538% | 0 | 0.0032333 | Commercial_2038_SC A_MW_After Competition Groups_LLLC - Low Impact Application
Commercial | Com ¦ LLLC - High Impact Application | 2038 | SC A | MW | After Competition Groups | 0.0029087 | 0 | 0 | 1274.0171 | 2.2831e-06 | 76 | Commercial_2038_SC A_MW_After Competition Groups_76 | LLLC - High Impact Application | 0.0002283% | 0 | 0.0029087 | Commercial_2038_SC A_MW_After Competition Groups_LLLC - High Impact Application
Commercial | Com ¦ Indoor Daylight Sensors/Photocell Dimming Control | 2038 | SC A | MW | After Competition Groups | 0.0021344 | 0 | 0 | 1274.0171 | 1.6753e-06 | 77 | Commercial_2038_SC A_MW_After Competition Groups_77 | Indoor Daylight Sensors/Photocell Dimming Control | 0.0001675% | 0 | 0.0021344 | Commercial_2038_SC A_MW_After Competition Groups_Indoor Daylight Sensors/Photocell Dimming Control
Commercial | Com ¦ Electric Convection Combination Ovens | 2038 | SC A | MW | After Competition Groups | 0.00041004 | 0 | 0 | 1274.0171 | 3.2185e-07 | 78 | Commercial_2038_SC A_MW_After Competition Groups_78 | Electric Convection Combination Ovens | 3.218e-05% | 0 | 0.00041004 | Commercial_2038_SC A_MW_After Competition Groups_Electric Convection Combination Ovens
Commercial | Com ¦ Networked/Connected - High Impact Application | 2038 | SC A | MW | After Competition Groups | 6.1734e-05 | 0 | 0 | 1274.0171 | 4.8457e-08 | 79 | Commercial_2038_SC A_MW_After Competition Groups_79 | Networked/Connected - High Impact Application | 4.846e-06% | 0 | 6.1734e-05 | Commercial_2038_SC A_MW_After Competition Groups_Networked/Connected - High Impact Application
Commercial | Com ¦ Networked/Connected - Low Impact Application | 2038 | SC A | MW | After Competition Groups | 2.8364e-06 | 0 | 0 | 1274.0171 | 2.2264e-09 | 80 | Commercial_2038_SC A_MW_After Competition Groups_80 | Networked/Connected - Low Impact Application | 2.226e-07% | 0 | 2.8364e-06 | Commercial_2038_SC A_MW_After Competition Groups_Networked/Connected - Low Impact Application
Commercial | Com ¦ Building Recommissioning, Operations and Maintenance (O&M) Improvements | 2038 | SC B | MW | After Competition Groups | 198.257 | 0 | 0 | 1767.042 | 0.1122 | 1 | Commercial_2038_SC B_MW_After Competition Groups_1 | Building Recommissioning, Operations and Maintenance (O&M) Improvements | 11.22% | 0 | 198.257 | Commercial_2038_SC B_MW_After Competition Groups_Building Recommissioning, Operations and Maintenance (O&M) Improvements
Commercial | Com ¦ Education and Capacity Building/Energy Behavior | 2038 | SC B | MW | After Competition Groups | 181.0747 | 0 | 0 | 1767.042 | 0.10247 | 2 | Commercial_2038_SC B_MW_After Competition Groups_2 | Education and Capacity Building/Energy Behavior | 10.25% | 0 | 181.0747 | Commercial_2038_SC B_MW_After Competition Groups_Education and Capacity Building/Energy Behavior
Commercial | Com ¦ LED Low/High Bay | 2038 | SC B | MW | After Competition Groups | 176.1972 | 0 | 0 | 1767.042 | 0.099713 | 3 | Commercial_2038_SC B_MW_After Competition Groups_3 | LED Low/High Bay | 9.971% | 0 | 176.1972 | Commercial_2038_SC B_MW_After Competition Groups_LED Low/High Bay
Commercial | Com ¦ LED Troffer/Surface/Suspended | 2038 | SC B | MW | After Competition Groups | 136.2498 | 0 | 0 | 1767.042 | 0.077106 | 4 | Commercial_2038_SC B_MW_After Competition Groups_4 | LED Troffer/Surface/Suspended | 7.711% | 0 | 136.2498 | Commercial_2038_SC B_MW_After Competition Groups_LED Troffer/Surface/Suspended
Commercial | Com ¦ ENERGY STAR LED LAMPS (REFLECTOR LAMPs/MR16/PAR 16) | 2038 | SC B | MW | After Competition Groups | 131.9171 | 0 | 0 | 1767.042 | 0.074654 | 5 | Commercial_2038_SC B_MW_After Competition Groups_5 | ENERGY STAR LED LAMPS (REFLECTOR LAMPs/MR16/PAR 16) | 7.465% | 0 | 131.9171 | Commercial_2038_SC B_MW_After Competition Groups_ENERGY STAR LED LAMPS (REFLECTOR LAMPs/MR16/PAR 16)
Commercial | Com ¦ Unitary Air-Conditioning Unit | 2038 | SC B | MW | After Competition Groups | 103.8788 | 0 | 0 | 1767.042 | 0.058787 | 6 | Commercial_2038_SC B_MW_After Competition Groups_6 | Unitary Air-Conditioning Unit | 5.879% | 0 | 103.8788 | Commercial_2038_SC B_MW_After Competition Groups_Unitary Air-Conditioning Unit
Commercial | Com ¦ High Efficiency Air Source Heat Pump | 2038 | SC B | MW | After Competition Groups | 98.8925 | 0 | 0 | 1767.042 | 0.055965 | 7 | Commercial_2038_SC B_MW_After Competition Groups_7 | High Efficiency Air Source Heat Pump | 5.596% | 0 | 98.8925 | Commercial_2038_SC B_MW_After Competition Groups_High Efficiency Air Source Heat Pump
Commercial | Com ¦ LED Replacement Lamp (Tube) | 2038 | SC B | MW | After Competition Groups | 92.5241 | 0 | 0 | 1767.042 | 0.052361 | 8 | Commercial_2038_SC B_MW_After Competition Groups_8 | LED Replacement Lamp (Tube) | 5.236% | 0 | 92.5241 | Commercial_2038_SC B_MW_After Competition Groups_LED Replacement Lamp (Tube)
Commercial | Com ¦ Advanced BAS/Controllers | 2038 | SC B | MW | After Competition Groups | 86.9445 | 0 | 0 | 1767.042 | 0.049203 | 9 | Commercial_2038_SC B_MW_After Competition Groups_9 | Advanced BAS/Controllers | 4.92% | 0 | 86.9445 | Commercial_2038_SC B_MW_After Competition Groups_Advanced BAS/Controllers
Commercial | Com ¦ Adaptive Thermostats | 2038 | SC B | MW | After Competition Groups | 45.5056 | 0 | 0 | 1767.042 | 0.025752 | 10 | Commercial_2038_SC B_MW_After Competition Groups_10 | Adaptive Thermostats | 2.575% | 0 | 45.5056 | Commercial_2038_SC B_MW_After Competition Groups_Adaptive Thermostats
Commercial | Com ¦ Refrigerated Display Case Doors | 2038 | SC B | MW | After Competition Groups | 44.6351 | 0 | 0 | 1767.042 | 0.02526 | 11 | Commercial_2038_SC B_MW_After Competition Groups_11 | Refrigerated Display Case Doors | 2.526% | 0 | 44.6351 | Commercial_2038_SC B_MW_After Competition Groups_Refrigerated Display Case Doors
Commercial | Com ¦ Strip Curtains | 2038 | SC B | MW | After Competition Groups | 34.6891 | 0 | 0 | 1767.042 | 0.019631 | 12 | Commercial_2038_SC B_MW_After Competition Groups_12 | Strip Curtains | 1.963% | 0 | 34.6891 | Commercial_2038_SC B_MW_After Competition Groups_Strip Curtains
Commercial | Com ¦ Reach-in Shaded Pole to ECM/PSC Evaporator Fan Motor | 2038 | SC B | MW | After Competition Groups | 34.3395 | 0 | 0 | 1767.042 | 0.019433 | 13 | Commercial_2038_SC B_MW_After Competition Groups_13 | Reach-in Shaded Pole to ECM/PSC Evaporator Fan Motor | 1.943% | 0 | 34.3395 | Commercial_2038_SC B_MW_After Competition Groups_Reach-in Shaded Pole to ECM/PSC Evaporator Fan Motor
Commercial | Com ¦ Demand Control Ventilation | 2038 | SC B | MW | After Competition Groups | 33.643 | 0 | 0 | 1767.042 | 0.019039 | 14 | Commercial_2038_SC B_MW_After Competition Groups_14 | Demand Control Ventilation | 1.904% | 0 | 33.643 | Commercial_2038_SC B_MW_After Competition Groups_Demand Control Ventilation
Commercial | Com ¦ Furnace Tune-Up | 2038 | SC B | MW | After Competition Groups | 31.4138 | 0 | 0 | 1767.042 | 0.017778 | 15 | Commercial_2038_SC B_MW_After Competition Groups_15 | Furnace Tune-Up | 1.778% | 0 | 31.4138 | Commercial_2038_SC B_MW_After Competition Groups_Furnace Tune-Up
Commercial | Com ¦ Data Center Storage/Server Virtualization | 2038 | SC B | MW | After Competition Groups | 30.3772 | 0 | 0 | 1767.042 | 0.017191 | 16 | Commercial_2038_SC B_MW_After Competition Groups_16 | Data Center Storage/Server Virtualization | 1.719% | 0 | 30.3772 | Commercial_2038_SC B_MW_After Competition Groups_Data Center Storage/Server Virtualization
Commercial | Com ¦ LED or Equivalent Sign Lighting | 2038 | SC B | MW | After Competition Groups | 28.3388 | 0 | 0 | 1767.042 | 0.016037 | 17 | Commercial_2038_SC B_MW_After Competition Groups_17 | LED or Equivalent Sign Lighting | 1.604% | 0 | 28.3388 | Commercial_2038_SC B_MW_After Competition Groups_LED or Equivalent Sign Lighting
Commercial | Com ¦ Chilled Water Optimization | 2038 | SC B | MW | After Competition Groups | 24.638 | 0 | 0 | 1767.042 | 0.013943 | 18 | Commercial_2038_SC B_MW_After Competition Groups_18 | Chilled Water Optimization | 1.394% | 0 | 24.638 | Commercial_2038_SC B_MW_After Competition Groups_Chilled Water Optimization
Commercial | Com ¦ Centrally controlled desktop PC/NETWORK PC POWER MANAGEMENT SOFTWARE | 2038 | SC B | MW | After Competition Groups | 24.4484 | 0 | 0 | 1767.042 | 0.013836 | 19 | Commercial_2038_SC B_MW_After Competition Groups_19 | Centrally controlled desktop PC/NETWORK PC POWER MANAGEMENT SOFTWARE | 1.384% | 0 | 24.4484 | Commercial_2038_SC B_MW_After Competition Groups_Centrally controlled desktop PC/NETWORK PC POWER MANAGEMENT SOFTWARE
Commercial | Com ¦ Variable Frequency Drive (VFD) | 2038 | SC B | MW | After Competition Groups | 21.9022 | 0 | 0 | 1767.042 | 0.012395 | 20 | Commercial_2038_SC B_MW_After Competition Groups_20 | Variable Frequency Drive (VFD) | 1.239% | 0 | 21.9022 | Commercial_2038_SC B_MW_After Competition Groups_Variable Frequency Drive (VFD)
Commercial | Com ¦ VFD on Pumps | 2038 | SC B | MW | After Competition Groups | 20.4914 | 0 | 0 | 1767.042 | 0.011596 | 21 | Commercial_2038_SC B_MW_After Competition Groups_21 | VFD on Pumps | 1.16% | 0 | 20.4914 | Commercial_2038_SC B_MW_After Competition Groups_VFD on Pumps
Commercial | Com ¦ Refrigerated Display Case LED | 2038 | SC B | MW | After Competition Groups | 16.8663 | 0 | 0 | 1767.042 | 0.009545 | 22 | Commercial_2038_SC B_MW_After Competition Groups_22 | Refrigerated Display Case LED | 0.9545% | 0 | 16.8663 | Commercial_2038_SC B_MW_After Competition Groups_Refrigerated Display Case LED
Commercial | Com ¦ Air Handler with Dedicated Outdoor Air Systems | 2038 | SC B | MW | After Competition Groups | 16.6811 | 0 | 0 | 1767.042 | 0.0094401 | 23 | Commercial_2038_SC B_MW_After Competition Groups_23 | Air Handler with Dedicated Outdoor Air Systems | 0.944% | 0 | 16.6811 | Commercial_2038_SC B_MW_After Competition Groups_Air Handler with Dedicated Outdoor Air Systems
Commercial | Com ¦ ENERGY STAR LED LAMPS (General Service Lamps) | 2038 | SC B | MW | After Competition Groups | 15.9606 | 0 | 0 | 1767.042 | 0.0090324 | 24 | Commercial_2038_SC B_MW_After Competition Groups_24 | ENERGY STAR LED LAMPS (General Service Lamps) | 0.9032% | 0 | 15.9606 | Commercial_2038_SC B_MW_After Competition Groups_ENERGY STAR LED LAMPS (General Service Lamps)
Commercial | Com ¦ Door Gasket Freezer/Refrigerator | 2038 | SC B | MW | After Competition Groups | 12.5393 | 0 | 0 | 1767.042 | 0.0070962 | 25 | Commercial_2038_SC B_MW_After Competition Groups_25 | Door Gasket Freezer/Refrigerator | 0.7096% | 0 | 12.5393 | Commercial_2038_SC B_MW_After Competition Groups_Door Gasket Freezer/Refrigerator
Commercial | Com ¦ ECM MOTORS FOR EVAPORATOR FANS for refrigeration (WALK-IN) | 2038 | SC B | MW | After Competition Groups | 11.3678 | 0 | 0 | 1767.042 | 0.0064332 | 26 | Commercial_2038_SC B_MW_After Competition Groups_26 | ECM MOTORS FOR EVAPORATOR FANS for refrigeration (WALK-IN) | 0.6433% | 0 | 11.3678 | Commercial_2038_SC B_MW_After Competition Groups_ECM MOTORS FOR EVAPORATOR FANS for refrigeration (WALK-IN)
Commercial | Com ¦ Demand Control Kitchen Ventilation | 2038 | SC B | MW | After Competition Groups | 10.926 | 0 | 0 | 1767.042 | 0.0061832 | 27 | Commercial_2038_SC B_MW_After Competition Groups_27 | Demand Control Kitchen Ventilation | 0.6183% | 0 | 10.926 | Commercial_2038_SC B_MW_After Competition Groups_Demand Control Kitchen Ventilation
Commercial | Com ¦ Freezer Case Light Sensor | 2038 | SC B | MW | After Competition Groups | 9.8311 | 0 | 0 | 1767.042 | 0.0055636 | 28 | Commercial_2038_SC B_MW_After Competition Groups_28 | Freezer Case Light Sensor | 0.5564% | 0 | 9.8311 | Commercial_2038_SC B_MW_After Competition Groups_Freezer Case Light Sensor
Commercial | Com ¦ Evaporator Fan Controls | 2038 | SC B | MW | After Competition Groups | 9.578 | 0 | 0 | 1767.042 | 0.0054204 | 29 | Commercial_2038_SC B_MW_After Competition Groups_29 | Evaporator Fan Controls | 0.542% | 0 | 9.578 | Commercial_2038_SC B_MW_After Competition Groups_Evaporator Fan Controls
Commercial | Com ¦ Water Source Heat Pump (4 ton) | 2038 | SC B | MW | After Competition Groups | 8.4631 | 0 | 0 | 1767.042 | 0.0047894 | 30 | Commercial_2038_SC B_MW_After Competition Groups_30 | Water Source Heat Pump (4 ton) | 0.4789% | 0 | 8.4631 | Commercial_2038_SC B_MW_After Competition Groups_Water Source Heat Pump (4 ton)
Commercial | Com ¦ LED EXTERIOR AREA LIGHTS - LED fixture (200W) | 2038 | SC B | MW | After Competition Groups | 7.104 | 0 | 0 | 1767.042 | 0.0040203 | 31 | Commercial_2038_SC B_MW_After Competition Groups_31 | LED EXTERIOR AREA LIGHTS - LED fixture (200W) | 0.402% | 0 | 7.104 | Commercial_2038_SC B_MW_After Competition Groups_LED EXTERIOR AREA LIGHTS - LED fixture (200W)
Commercial | Com ¦ LED parking lot fixture | 2038 | SC B | MW | After Competition Groups | 6.7859 | 0 | 0 | 1767.042 | 0.0038402 | 32 | Commercial_2038_SC B_MW_After Competition Groups_32 | LED parking lot fixture | 0.384% | 0 | 6.7859 | Commercial_2038_SC B_MW_After Competition Groups_LED parking lot fixture
Commercial | Com ¦ ENERGY STAR Griddle (74% eff) | 2038 | SC B | MW | After Competition Groups | 6.114 | 0 | 0 | 1767.042 | 0.00346 | 33 | Commercial_2038_SC B_MW_After Competition Groups_33 | ENERGY STAR Griddle (74% eff) | 0.346% | 0 | 6.114 | Commercial_2038_SC B_MW_After Competition Groups_ENERGY STAR Griddle (74% eff)
Commercial | Com ¦ Occupancy Sensors | 2038 | SC B | MW | After Competition Groups | 5.9304 | 0 | 0 | 1767.042 | 0.0033561 | 34 | Commercial_2038_SC B_MW_After Competition Groups_34 | Occupancy Sensors | 0.3356% | 0 | 5.9304 | Commercial_2038_SC B_MW_After Competition Groups_Occupancy Sensors
Commercial | Com ¦ Duct Insulation, R8 | 2038 | SC B | MW | After Competition Groups | 5.7764 | 0 | 0 | 1767.042 | 0.003269 | 35 | Commercial_2038_SC B_MW_After Competition Groups_35 | Duct Insulation, R8 | 0.3269% | 0 | 5.7764 | Commercial_2038_SC B_MW_After Competition Groups_Duct Insulation, R8
Commercial | Com ¦ BEVERAGE VENDING MACHINE CONTROLS | 2038 | SC B | MW | After Competition Groups | 4.7067 | 0 | 0 | 1767.042 | 0.0026636 | 36 | Commercial_2038_SC B_MW_After Competition Groups_36 | BEVERAGE VENDING MACHINE CONTROLS | 0.2664% | 0 | 4.7067 | Commercial_2038_SC B_MW_After Competition Groups_BEVERAGE VENDING MACHINE CONTROLS
Commercial | Com ¦ LED street light fixture | 2038 | SC B | MW | After Competition Groups | 4.3116 | 0 | 0 | 1767.042 | 0.00244 | 37 | Commercial_2038_SC B_MW_After Competition Groups_37 | LED street light fixture | 0.244% | 0 | 4.3116 | Commercial_2038_SC B_MW_After Competition Groups_LED street light fixture
Commercial | Com ¦ Elec Storage WH 2.30 Et | 2038 | SC B | MW | After Competition Groups | 4.2044 | 0 | 0 | 1767.042 | 0.0023793 | 38 | Commercial_2038_SC B_MW_After Competition Groups_38 | Elec Storage WH 2.30 Et | 0.2379% | 0 | 4.2044 | Commercial_2038_SC B_MW_After Competition Groups_Elec Storage WH 2.30 Et
Commercial | Com ¦ Temperature Adjustment in Commercial Freezers | 2038 | SC B | MW | After Competition Groups | 3.5022 | 0 | 0 | 1767.042 | 0.001982 | 39 | Commercial_2038_SC B_MW_After Competition Groups_39 | Temperature Adjustment in Commercial Freezers | 0.1982% | 0 | 3.5022 | Commercial_2038_SC B_MW_After Competition Groups_Temperature Adjustment in Commercial Freezers
Commercial | Com ¦ CO Sensors for parking garage exhaust fans | 2038 | SC B | MW | After Competition Groups | 3.3199 | 0 | 0 | 1767.042 | 0.0018788 | 40 | Commercial_2038_SC B_MW_After Competition Groups_40 | CO Sensors for parking garage exhaust fans | 0.1879% | 0 | 3.3199 | Commercial_2038_SC B_MW_After Competition Groups_CO Sensors for parking garage exhaust fans
Commercial | Com ¦ Vertical Night Covers | 2038 | SC B | MW | After Competition Groups | 2.8958 | 0 | 0 | 1767.042 | 0.0016388 | 41 | Commercial_2038_SC B_MW_After Competition Groups_41 | Vertical Night Covers | 0.1639% | 0 | 2.8958 | Commercial_2038_SC B_MW_After Competition Groups_Vertical Night Covers
Commercial | Com ¦ Energy Efficient Laboratory Fume Hood | 2038 | SC B | MW | After Competition Groups | 2.7716 | 0 | 0 | 1767.042 | 0.0015685 | 42 | Commercial_2038_SC B_MW_After Competition Groups_42 | Energy Efficient Laboratory Fume Hood | 0.1568% | 0 | 2.7716 | Commercial_2038_SC B_MW_After Competition Groups_Energy Efficient Laboratory Fume Hood
Commercial | Com ¦ Water Heating (DHW) Pipe Insulation (Add 3/4\ Foam)" | 2038 | SC B | MW | After Competition Groups | 2.2117 | 0 | 0 | 1767.042 | 0.0012517 | 43 | Commercial_2038_SC B_MW_After Competition Groups_43 | Water Heating (DHW) Pipe Insulation (Add 3/4\ Foam)" | 0.1252% | 0 | 2.2117 | Commercial_2038_SC B_MW_After Competition Groups_Water Heating (DHW) Pipe Insulation (Add 3/4\ Foam)"
Commercial | Com ¦ Outside Air Economizer | 2038 | SC B | MW | After Competition Groups | 2.135 | 0 | 0 | 1767.042 | 0.0012083 | 44 | Commercial_2038_SC B_MW_After Competition Groups_44 | Outside Air Economizer | 0.1208% | 0 | 2.135 | Commercial_2038_SC B_MW_After Competition Groups_Outside Air Economizer
Commercial | Com ¦ Condensing Make Up Air Unit | 2038 | SC B | MW | After Competition Groups | 1.9697 | 0 | 0 | 1767.042 | 0.0011147 | 45 | Commercial_2038_SC B_MW_After Competition Groups_45 | Condensing Make Up Air Unit | 0.1115% | 0 | 1.9697 | Commercial_2038_SC B_MW_After Competition Groups_Condensing Make Up Air Unit
Commercial | Com ¦ ENERGY STAR Fryer (84% eff) | 2038 | SC B | MW | After Competition Groups | 1.819 | 0 | 0 | 1767.042 | 0.0010294 | 46 | Commercial_2038_SC B_MW_After Competition Groups_46 | ENERGY STAR Fryer (84% eff) | 0.1029% | 0 | 1.819 | Commercial_2038_SC B_MW_After Competition Groups_ENERGY STAR Fryer (84% eff)
Commercial | Com ¦ Suction Pipe Insulation Freezer/Refrigerator | 2038 | SC B | MW | After Competition Groups | 1.5054 | 0 | 0 | 1767.042 | 0.00085191 | 47 | Commercial_2038_SC B_MW_After Competition Groups_47 | Suction Pipe Insulation Freezer/Refrigerator | 0.08519% | 0 | 1.5054 | Commercial_2038_SC B_MW_After Competition Groups_Suction Pipe Insulation Freezer/Refrigerator
Commercial | Com ¦ ENERGY STAR Steam Cookers | 2038 | SC B | MW | After Competition Groups | 1.1658 | 0 | 0 | 1767.042 | 0.00065977 | 48 | Commercial_2038_SC B_MW_After Competition Groups_48 | ENERGY STAR Steam Cookers | 0.06598% | 0 | 1.1658 | Commercial_2038_SC B_MW_After Competition Groups_ENERGY STAR Steam Cookers
Commercial | Com ¦ ENERGY STAR Dishwasher | 2038 | SC B | MW | After Competition Groups | 1.0299 | 0 | 0 | 1767.042 | 0.00058283 | 49 | Commercial_2038_SC B_MW_After Competition Groups_49 | ENERGY STAR Dishwasher | 0.05828% | 0 | 1.0299 | Commercial_2038_SC B_MW_After Competition Groups_ENERGY STAR Dishwasher
Commercial | Com ¦ Ozone Laundry Treatment | 2038 | SC B | MW | After Competition Groups | 0.80814 | 0 | 0 | 1767.042 | 0.00045734 | 50 | Commercial_2038_SC B_MW_After Competition Groups_50 | Ozone Laundry Treatment | 0.04573% | 0 | 0.80814 | Commercial_2038_SC B_MW_After Competition Groups_Ozone Laundry Treatment
Commercial | Com ¦ Thermostat Setback | 2038 | SC B | MW | After Competition Groups | 0.76741 | 0 | 0 | 1767.042 | 0.00043429 | 51 | Commercial_2038_SC B_MW_After Competition Groups_51 | Thermostat Setback | 0.04343% | 0 | 0.76741 | Commercial_2038_SC B_MW_After Competition Groups_Thermostat Setback
Commercial | Com ¦ PTAC (12 EER/10,000 BTU) | 2038 | SC B | MW | After Competition Groups | 0.44094 | 0 | 0 | 1767.042 | 0.00024954 | 52 | Commercial_2038_SC B_MW_After Competition Groups_52 | PTAC (12 EER/10,000 BTU) | 0.02495% | 0 | 0.44094 | Commercial_2038_SC B_MW_After Competition Groups_PTAC (12 EER/10,000 BTU)
Commercial | Com ¦ Variable Refrigerant Flow Heat Pump | 2038 | SC B | MW | After Competition Groups | 0.37566 | 0 | 0 | 1767.042 | 0.00021259 | 53 | Commercial_2038_SC B_MW_After Competition Groups_53 | Variable Refrigerant Flow Heat Pump | 0.02126% | 0 | 0.37566 | Commercial_2038_SC B_MW_After Competition Groups_Variable Refrigerant Flow Heat Pump
Commercial | COM ¦ Ductless Mini-Split Heat Pumps | 2038 | SC B | MW | After Competition Groups | 0.35861 | 0 | 0 | 1767.042 | 0.00020294 | 54 | Commercial_2038_SC B_MW_After Competition Groups_54 | Ductless Mini-Split Heat Pumps | 0.02029% | 0 | 0.35861 | Commercial_2038_SC B_MW_After Competition Groups_Ductless Mini-Split Heat Pumps
Commercial | Com ¦ ECM MOTORS FOR HVAC APPLICATION (FAN-POWERED VAV BOX) | 2038 | SC B | MW | After Competition Groups | 0.3373 | 0 | 0 | 1767.042 | 0.00019088 | 55 | Commercial_2038_SC B_MW_After Competition Groups_55 | ECM MOTORS FOR HVAC APPLICATION (FAN-POWERED VAV BOX) | 0.01909% | 0 | 0.3373 | Commercial_2038_SC B_MW_After Competition Groups_ECM MOTORS FOR HVAC APPLICATION (FAN-POWERED VAV BOX)
Commercial | Com ¦ Solar Water Preheat (Pools/DHW) | 2038 | SC B | MW | After Competition Groups | 0.33379 | 0 | 0 | 1767.042 | 0.0001889 | 56 | Commercial_2038_SC B_MW_After Competition Groups_56 | Solar Water Preheat (Pools/DHW) | 0.01889% | 0 | 0.33379 | Commercial_2038_SC B_MW_After Competition Groups_Solar Water Preheat (Pools/DHW)
Commercial | Com ¦ Notched V belts for HVAC Systems | 2038 | SC B | MW | After Competition Groups | 0.20358 | 0 | 0 | 1767.042 | 0.00011521 | 57 | Commercial_2038_SC B_MW_After Competition Groups_57 | Notched V belts for HVAC Systems | 0.01152% | 0 | 0.20358 | Commercial_2038_SC B_MW_After Competition Groups_Notched V belts for HVAC Systems
Commercial | Com ¦ Auto Off Time Switch or Time Clock control | 2038 | SC B | MW | After Competition Groups | 0.19225 | 0 | 0 | 1767.042 | 0.0001088 | 58 | Commercial_2038_SC B_MW_After Competition Groups_58 | Auto Off Time Switch or Time Clock control | 0.01088% | 0 | 0.19225 | Commercial_2038_SC B_MW_After Competition Groups_Auto Off Time Switch or Time Clock control
Commercial | Com ¦ CEE Tier 2/Energy Star Clothes Washers | 2038 | SC B | MW | After Competition Groups | 0.17513 | 0 | 0 | 1767.042 | 9.911e-05 | 59 | Commercial_2038_SC B_MW_After Competition Groups_59 | CEE Tier 2/Energy Star Clothes Washers | 0.009911% | 0 | 0.17513 | Commercial_2038_SC B_MW_After Competition Groups_CEE Tier 2/Energy Star Clothes Washers
Commercial | Com ¦ Efficient compressor motor | 2038 | SC B | MW | After Competition Groups | 0.17446 | 0 | 0 | 1767.042 | 9.8728e-05 | 60 | Commercial_2038_SC B_MW_After Competition Groups_60 | Efficient compressor motor | 0.009873% | 0 | 0.17446 | Commercial_2038_SC B_MW_After Competition Groups_Efficient compressor motor
Commercial | Com ¦ Demand controlled Circulating Systems | 2038 | SC B | MW | After Competition Groups | 0.1431 | 0 | 0 | 1767.042 | 8.0984e-05 | 61 | Commercial_2038_SC B_MW_After Competition Groups_61 | Demand controlled Circulating Systems | 0.008098% | 0 | 0.1431 | Commercial_2038_SC B_MW_After Competition Groups_Demand controlled Circulating Systems
Commercial | Com ¦ High Efficiency Small Instantaneous Water Heater | 2038 | SC B | MW | After Competition Groups | 0.12857 | 0 | 0 | 1767.042 | 7.2759e-05 | 62 | Commercial_2038_SC B_MW_After Competition Groups_62 | High Efficiency Small Instantaneous Water Heater | 0.007276% | 0 | 0.12857 | Commercial_2038_SC B_MW_After Competition Groups_High Efficiency Small Instantaneous Water Heater
Commercial | Com ¦ HVAC Optimization | 2038 | SC B | MW | After Competition Groups | 0.12129 | 0 | 0 | 1767.042 | 6.8641e-05 | 63 | Commercial_2038_SC B_MW_After Competition Groups_63 | HVAC Optimization | 0.006864% | 0 | 0.12129 | Commercial_2038_SC B_MW_After Competition Groups_HVAC Optimization
Commercial | Com ¦ LED RECESSED DOWNLIGHTS | 2038 | SC B | MW | After Competition Groups | 0.11643 | 0 | 0 | 1767.042 | 6.5888e-05 | 64 | Commercial_2038_SC B_MW_After Competition Groups_64 | LED RECESSED DOWNLIGHTS | 0.006589% | 0 | 0.11643 | Commercial_2038_SC B_MW_After Competition Groups_LED RECESSED DOWNLIGHTS
Commercial | Com ¦ Commercial Hot Food Holding Cabinets | 2038 | SC B | MW | After Competition Groups | 0.10016 | 0 | 0 | 1767.042 | 5.6682e-05 | 65 | Commercial_2038_SC B_MW_After Competition Groups_65 | Commercial Hot Food Holding Cabinets | 0.005668% | 0 | 0.10016 | Commercial_2038_SC B_MW_After Competition Groups_Commercial Hot Food Holding Cabinets
Commercial | Com ¦ Low Flow Pre-Rinse Spray Nozzle | 2038 | SC B | MW | After Competition Groups | 0.087697 | 0 | 0 | 1767.042 | 4.9629e-05 | 66 | Commercial_2038_SC B_MW_After Competition Groups_66 | Low Flow Pre-Rinse Spray Nozzle | 0.004963% | 0 | 0.087697 | Commercial_2038_SC B_MW_After Competition Groups_Low Flow Pre-Rinse Spray Nozzle
Commercial | Com ¦ Room AC (w/ louvered sides) 14 SEER from 12 SEER code | 2038 | SC B | MW | After Competition Groups | 0.07919 | 0 | 0 | 1767.042 | 4.4815e-05 | 67 | Commercial_2038_SC B_MW_After Competition Groups_67 | Room AC (w/ louvered sides) 14 SEER from 12 SEER code | 0.004482% | 0 | 0.07919 | Commercial_2038_SC B_MW_After Competition Groups_Room AC (w/ louvered sides) 14 SEER from 12 SEER code
Commercial | Com ¦ Wall Insulation | 2038 | SC B | MW | After Competition Groups | 0.06101 | 0 | 0 | 1767.042 | 3.4527e-05 | 68 | Commercial_2038_SC B_MW_After Competition Groups_68 | Wall Insulation | 0.003453% | 0 | 0.06101 | Commercial_2038_SC B_MW_After Competition Groups_Wall Insulation
Commercial | Com ¦ Energy Recovery Ventilation and Ventilation (Enhanced) | 2038 | SC B | MW | After Competition Groups | 0.060728 | 0 | 0 | 1767.042 | 3.4367e-05 | 69 | Commercial_2038_SC B_MW_After Competition Groups_69 | Energy Recovery Ventilation and Ventilation (Enhanced) | 0.003437% | 0 | 0.060728 | Commercial_2038_SC B_MW_After Competition Groups_Energy Recovery Ventilation and Ventilation (Enhanced)
Commercial | Com ¦ Condensing Unit Heaters or other Efficient Unit Heating System | 2038 | SC B | MW | After Competition Groups | 0.049471 | 0 | 0 | 1767.042 | 2.7997e-05 | 70 | Commercial_2038_SC B_MW_After Competition Groups_70 | Condensing Unit Heaters or other Efficient Unit Heating System | 0.0028% | 0 | 0.049471 | Commercial_2038_SC B_MW_After Competition Groups_Condensing Unit Heaters or other Efficient Unit Heating System
Commercial | Com ¦ High Efficiency Chiller (avg of water and air cooled) | 2038 | SC B | MW | After Competition Groups | 0.04428 | 0 | 0 | 1767.042 | 2.5059e-05 | 71 | Commercial_2038_SC B_MW_After Competition Groups_71 | High Efficiency Chiller (avg of water and air cooled) | 0.002506% | 0 | 0.04428 | Commercial_2038_SC B_MW_After Competition Groups_High Efficiency Chiller (avg of water and air cooled)
Commercial | Com ¦ VSD Air Compressor | 2038 | SC B | MW | After Competition Groups | 0.031414 | 0 | 0 | 1767.042 | 1.7778e-05 | 72 | Commercial_2038_SC B_MW_After Competition Groups_72 | VSD Air Compressor | 0.001778% | 0 | 0.031414 | Commercial_2038_SC B_MW_After Competition Groups_VSD Air Compressor
Commercial | Com ¦ EC Plug Fan for Data Center (under cabinet) | 2038 | SC B | MW | After Competition Groups | 0.0082358 | 0 | 0 | 1767.042 | 4.6608e-06 | 73 | Commercial_2038_SC B_MW_After Competition Groups_73 | EC Plug Fan for Data Center (under cabinet) | 0.0004661% | 0 | 0.0082358 | Commercial_2038_SC B_MW_After Competition Groups_EC Plug Fan for Data Center (under cabinet)
Commercial | Com ¦ Air Curtains | 2038 | SC B | MW | After Competition Groups | 0.0077957 | 0 | 0 | 1767.042 | 4.4117e-06 | 74 | Commercial_2038_SC B_MW_After Competition Groups_74 | Air Curtains | 0.0004412% | 0 | 0.0077957 | Commercial_2038_SC B_MW_After Competition Groups_Air Curtains
Commercial | Com ¦ Indoor Daylight Sensors/Photocell Dimming Control | 2038 | SC B | MW | After Competition Groups | 0.0041961 | 0 | 0 | 1767.042 | 2.3746e-06 | 75 | Commercial_2038_SC B_MW_After Competition Groups_75 | Indoor Daylight Sensors/Photocell Dimming Control | 0.0002375% | 0 | 0.0041961 | Commercial_2038_SC B_MW_After Competition Groups_Indoor Daylight Sensors/Photocell Dimming Control
Commercial | Com ¦ Electric Convection Combination Ovens | 2038 | SC B | MW | After Competition Groups | 0.00042833 | 0 | 0 | 1767.042 | 2.424e-07 | 76 | Commercial_2038_SC B_MW_After Competition Groups_76 | Electric Convection Combination Ovens | 2.424e-05% | 0 | 0.00042833 | Commercial_2038_SC B_MW_After Competition Groups_Electric Convection Combination Ovens
Commercial | Com ¦ LLLC - Low Impact Application | 2038 | SC B | MW | After Competition Groups | 4.1629e-19 | 0 | 0 | 1767.042 | 2.3558e-22 | 77 | Commercial_2038_SC B_MW_After Competition Groups_77 | LLLC - Low Impact Application | 2.356e-20% | 0 | 4.1629e-19 | Commercial_2038_SC B_MW_After Competition Groups_LLLC - Low Impact Application
Commercial | Com ¦ LLLC - High Impact Application | 2038 | SC B | MW | After Competition Groups | 1.4636e-19 | 0 | 0 | 1767.042 | 8.2827e-23 | 78 | Commercial_2038_SC B_MW_After Competition Groups_78 | LLLC - High Impact Application | 8.283e-21% | 0 | 1.4636e-19 | Commercial_2038_SC B_MW_After Competition Groups_LLLC - High Impact Application
Commercial | Com ¦ Networked/Connected - High Impact Application | 2038 | SC B | MW | After Competition Groups | 1.6226e-21 | 0 | 0 | 1767.042 | 9.1824e-25 | 79 | Commercial_2038_SC B_MW_After Competition Groups_79 | Networked/Connected - High Impact Application | 9.182e-23% | 0 | 1.6226e-21 | Commercial_2038_SC B_MW_After Competition Groups_Networked/Connected - High Impact Application
Commercial | Com ¦ Networked/Connected - Low Impact Application | 2038 | SC B | MW | After Competition Groups | 9.3203e-22 | 0 | 0 | 1767.042 | 5.2745e-25 | 80 | Commercial_2038_SC B_MW_After Competition Groups_80 | Networked/Connected - Low Impact Application | 5.275e-23% | 0 | 9.3203e-22 | Commercial_2038_SC B_MW_After Competition Groups_Networked/Connected - Low Impact Application
Commercial | Com ¦ LED Low/High Bay | 2038 | SC C | MW | After Competition Groups | 176.0695 | 0 | 0 | 1381.1372 | 0.12748 | 1 | Commercial_2038_SC C_MW_After Competition Groups_1 | LED Low/High Bay | 12.75% | 0 | 176.0695 | Commercial_2038_SC C_MW_After Competition Groups_LED Low/High Bay
Commercial | Com ¦ LED Troffer/Surface/Suspended | 2038 | SC C | MW | After Competition Groups | 136.1447 | 0 | 0 | 1381.1372 | 0.098574 | 2 | Commercial_2038_SC C_MW_After Competition Groups_2 | LED Troffer/Surface/Suspended | 9.857% | 0 | 136.1447 | Commercial_2038_SC C_MW_After Competition Groups_LED Troffer/Surface/Suspended
Commercial | Com ¦ ENERGY STAR LED LAMPS (REFLECTOR LAMPs/MR16/PAR 16) | 2038 | SC C | MW | After Competition Groups | 131.9171 | 0 | 0 | 1381.1372 | 0.095513 | 3 | Commercial_2038_SC C_MW_After Competition Groups_3 | ENERGY STAR LED LAMPS (REFLECTOR LAMPs/MR16/PAR 16) | 9.551% | 0 | 131.9171 | Commercial_2038_SC C_MW_After Competition Groups_ENERGY STAR LED LAMPS (REFLECTOR LAMPs/MR16/PAR 16)
Commercial | Com ¦ Building Recommissioning, Operations and Maintenance (O&M) Improvements | 2038 | SC C | MW | After Competition Groups | 102.1729 | 0 | 0 | 1381.1372 | 0.073977 | 4 | Commercial_2038_SC C_MW_After Competition Groups_4 | Building Recommissioning, Operations and Maintenance (O&M) Improvements | 7.398% | 0 | 102.1729 | Commercial_2038_SC C_MW_After Competition Groups_Building Recommissioning, Operations and Maintenance (O&M) Improvements
Commercial | Com ¦ High Efficiency Air Source Heat Pump | 2038 | SC C | MW | After Competition Groups | 98.8927 | 0 | 0 | 1381.1372 | 0.071602 | 5 | Commercial_2038_SC C_MW_After Competition Groups_5 | High Efficiency Air Source Heat Pump | 7.16% | 0 | 98.8927 | Commercial_2038_SC C_MW_After Competition Groups_High Efficiency Air Source Heat Pump
Commercial | Com ¦ LED Replacement Lamp (Tube) | 2038 | SC C | MW | After Competition Groups | 92.5241 | 0 | 0 | 1381.1372 | 0.066991 | 6 | Commercial_2038_SC C_MW_After Competition Groups_6 | LED Replacement Lamp (Tube) | 6.699% | 0 | 92.5241 | Commercial_2038_SC C_MW_After Competition Groups_LED Replacement Lamp (Tube)
Commercial | Com ¦ Unitary Air-Conditioning Unit | 2038 | SC C | MW | After Competition Groups | 82.9585 | 0 | 0 | 1381.1372 | 0.060065 | 7 | Commercial_2038_SC C_MW_After Competition Groups_7 | Unitary Air-Conditioning Unit | 6.007% | 0 | 82.9585 | Commercial_2038_SC C_MW_After Competition Groups_Unitary Air-Conditioning Unit
Commercial | Com ¦ Advanced BAS/Controllers | 2038 | SC C | MW | After Competition Groups | 53.494 | 0 | 0 | 1381.1372 | 0.038732 | 8 | Commercial_2038_SC C_MW_After Competition Groups_8 | Advanced BAS/Controllers | 3.873% | 0 | 53.494 | Commercial_2038_SC C_MW_After Competition Groups_Advanced BAS/Controllers
Commercial | Com ¦ Refrigerated Display Case Doors | 2038 | SC C | MW | After Competition Groups | 39.0177 | 0 | 0 | 1381.1372 | 0.02825 | 9 | Commercial_2038_SC C_MW_After Competition Groups_9 | Refrigerated Display Case Doors | 2.825% | 0 | 39.0177 | Commercial_2038_SC C_MW_After Competition Groups_Refrigerated Display Case Doors
Commercial | Com ¦ Education and Capacity Building/Energy Behavior | 2038 | SC C | MW | After Competition Groups | 36.2149 | 0 | 0 | 1381.1372 | 0.026221 | 10 | Commercial_2038_SC C_MW_After Competition Groups_10 | Education and Capacity Building/Energy Behavior | 2.622% | 0 | 36.2149 | Commercial_2038_SC C_MW_After Competition Groups_Education and Capacity Building/Energy Behavior
Commercial | Com ¦ Adaptive Thermostats | 2038 | SC C | MW | After Competition Groups | 35.6502 | 0 | 0 | 1381.1372 | 0.025812 | 11 | Commercial_2038_SC C_MW_After Competition Groups_11 | Adaptive Thermostats | 2.581% | 0 | 35.6502 | Commercial_2038_SC C_MW_After Competition Groups_Adaptive Thermostats
Commercial | Com ¦ Reach-in Shaded Pole to ECM/PSC Evaporator Fan Motor | 2038 | SC C | MW | After Competition Groups | 32.7573 | 0 | 0 | 1381.1372 | 0.023718 | 12 | Commercial_2038_SC C_MW_After Competition Groups_12 | Reach-in Shaded Pole to ECM/PSC Evaporator Fan Motor | 2.372% | 0 | 32.7573 | Commercial_2038_SC C_MW_After Competition Groups_Reach-in Shaded Pole to ECM/PSC Evaporator Fan Motor
Commercial | Com ¦ Data Center Storage/Server Virtualization | 2038 | SC C | MW | After Competition Groups | 28.5801 | 0 | 0 | 1381.1372 | 0.020693 | 13 | Commercial_2038_SC C_MW_After Competition Groups_13 | Data Center Storage/Server Virtualization | 2.069% | 0 | 28.5801 | Commercial_2038_SC C_MW_After Competition Groups_Data Center Storage/Server Virtualization
Commercial | Com ¦ LED or Equivalent Sign Lighting | 2038 | SC C | MW | After Competition Groups | 28.3388 | 0 | 0 | 1381.1372 | 0.020518 | 14 | Commercial_2038_SC C_MW_After Competition Groups_14 | LED or Equivalent Sign Lighting | 2.052% | 0 | 28.3388 | Commercial_2038_SC C_MW_After Competition Groups_LED or Equivalent Sign Lighting
Commercial | Com ¦ Strip Curtains | 2038 | SC C | MW | After Competition Groups | 28.2503 | 0 | 0 | 1381.1372 | 0.020454 | 15 | Commercial_2038_SC C_MW_After Competition Groups_15 | Strip Curtains | 2.045% | 0 | 28.2503 | Commercial_2038_SC C_MW_After Competition Groups_Strip Curtains
Commercial | Com ¦ Chilled Water Optimization | 2038 | SC C | MW | After Competition Groups | 24.6388 | 0 | 0 | 1381.1372 | 0.017839 | 16 | Commercial_2038_SC C_MW_After Competition Groups_16 | Chilled Water Optimization | 1.784% | 0 | 24.6388 | Commercial_2038_SC C_MW_After Competition Groups_Chilled Water Optimization
Commercial | Com ¦ Demand Control Ventilation | 2038 | SC C | MW | After Competition Groups | 24.0166 | 0 | 0 | 1381.1372 | 0.017389 | 17 | Commercial_2038_SC C_MW_After Competition Groups_17 | Demand Control Ventilation | 1.739% | 0 | 24.0166 | Commercial_2038_SC C_MW_After Competition Groups_Demand Control Ventilation
Commercial | Com ¦ Furnace Tune-Up | 2038 | SC C | MW | After Competition Groups | 23.7406 | 0 | 0 | 1381.1372 | 0.017189 | 18 | Commercial_2038_SC C_MW_After Competition Groups_18 | Furnace Tune-Up | 1.719% | 0 | 23.7406 | Commercial_2038_SC C_MW_After Competition Groups_Furnace Tune-Up
Commercial | Com ¦ Centrally controlled desktop PC/NETWORK PC POWER MANAGEMENT SOFTWARE | 2038 | SC C | MW | After Competition Groups | 20.2157 | 0 | 0 | 1381.1372 | 0.014637 | 19 | Commercial_2038_SC C_MW_After Competition Groups_19 | Centrally controlled desktop PC/NETWORK PC POWER MANAGEMENT SOFTWARE | 1.464% | 0 | 20.2157 | Commercial_2038_SC C_MW_After Competition Groups_Centrally controlled desktop PC/NETWORK PC POWER MANAGEMENT SOFTWARE
Commercial | Com ¦ Variable Frequency Drive (VFD) | 2038 | SC C | MW | After Competition Groups | 16.6488 | 0 | 0 | 1381.1372 | 0.012054 | 20 | Commercial_2038_SC C_MW_After Competition Groups_20 | Variable Frequency Drive (VFD) | 1.205% | 0 | 16.6488 | Commercial_2038_SC C_MW_After Competition Groups_Variable Frequency Drive (VFD)
Commercial | Com ¦ ENERGY STAR LED LAMPS (General Service Lamps) | 2038 | SC C | MW | After Competition Groups | 15.9606 | 0 | 0 | 1381.1372 | 0.011556 | 21 | Commercial_2038_SC C_MW_After Competition Groups_21 | ENERGY STAR LED LAMPS (General Service Lamps) | 1.156% | 0 | 15.9606 | Commercial_2038_SC C_MW_After Competition Groups_ENERGY STAR LED LAMPS (General Service Lamps)
Commercial | Com ¦ VFD on Pumps | 2038 | SC C | MW | After Competition Groups | 15.5601 | 0 | 0 | 1381.1372 | 0.011266 | 22 | Commercial_2038_SC C_MW_After Competition Groups_22 | VFD on Pumps | 1.127% | 0 | 15.5601 | Commercial_2038_SC C_MW_After Competition Groups_VFD on Pumps
Commercial | Com ¦ Refrigerated Display Case LED | 2038 | SC C | MW | After Competition Groups | 14.2256 | 0 | 0 | 1381.1372 | 0.0103 | 23 | Commercial_2038_SC C_MW_After Competition Groups_23 | Refrigerated Display Case LED | 1.03% | 0 | 14.2256 | Commercial_2038_SC C_MW_After Competition Groups_Refrigerated Display Case LED
Commercial | Com ¦ Air Handler with Dedicated Outdoor Air Systems | 2038 | SC C | MW | After Competition Groups | 9.7341 | 0 | 0 | 1381.1372 | 0.0070479 | 24 | Commercial_2038_SC C_MW_After Competition Groups_24 | Air Handler with Dedicated Outdoor Air Systems | 0.7048% | 0 | 9.7341 | Commercial_2038_SC C_MW_After Competition Groups_Air Handler with Dedicated Outdoor Air Systems
Commercial | Com ¦ Door Gasket Freezer/Refrigerator | 2038 | SC C | MW | After Competition Groups | 9.5618 | 0 | 0 | 1381.1372 | 0.0069231 | 25 | Commercial_2038_SC C_MW_After Competition Groups_25 | Door Gasket Freezer/Refrigerator | 0.6923% | 0 | 9.5618 | Commercial_2038_SC C_MW_After Competition Groups_Door Gasket Freezer/Refrigerator
Commercial | Com ¦ ECM MOTORS FOR EVAPORATOR FANS for refrigeration (WALK-IN) | 2038 | SC C | MW | After Competition Groups | 8.5752 | 0 | 0 | 1381.1372 | 0.0062088 | 26 | Commercial_2038_SC C_MW_After Competition Groups_26 | ECM MOTORS FOR EVAPORATOR FANS for refrigeration (WALK-IN) | 0.6209% | 0 | 8.5752 | Commercial_2038_SC C_MW_After Competition Groups_ECM MOTORS FOR EVAPORATOR FANS for refrigeration (WALK-IN)
Commercial | Com ¦ Demand Control Kitchen Ventilation | 2038 | SC C | MW | After Competition Groups | 8.5267 | 0 | 0 | 1381.1372 | 0.0061736 | 27 | Commercial_2038_SC C_MW_After Competition Groups_27 | Demand Control Kitchen Ventilation | 0.6174% | 0 | 8.5267 | Commercial_2038_SC C_MW_After Competition Groups_Demand Control Kitchen Ventilation
Commercial | Com ¦ Freezer Case Light Sensor | 2038 | SC C | MW | After Competition Groups | 7.4048 | 0 | 0 | 1381.1372 | 0.0053614 | 28 | Commercial_2038_SC C_MW_After Competition Groups_28 | Freezer Case Light Sensor | 0.5361% | 0 | 7.4048 | Commercial_2038_SC C_MW_After Competition Groups_Freezer Case Light Sensor
Commercial | Com ¦ Evaporator Fan Controls | 2038 | SC C | MW | After Competition Groups | 7.2141 | 0 | 0 | 1381.1372 | 0.0052233 | 29 | Commercial_2038_SC C_MW_After Competition Groups_29 | Evaporator Fan Controls | 0.5223% | 0 | 7.2141 | Commercial_2038_SC C_MW_After Competition Groups_Evaporator Fan Controls
Commercial | Com ¦ LED EXTERIOR AREA LIGHTS - LED fixture (200W) | 2038 | SC C | MW | After Competition Groups | 7.1013 | 0 | 0 | 1381.1372 | 0.0051417 | 30 | Commercial_2038_SC C_MW_After Competition Groups_30 | LED EXTERIOR AREA LIGHTS - LED fixture (200W) | 0.5142% | 0 | 7.1013 | Commercial_2038_SC C_MW_After Competition Groups_LED EXTERIOR AREA LIGHTS - LED fixture (200W)
Commercial | Com ¦ LED parking lot fixture | 2038 | SC C | MW | After Competition Groups | 6.7859 | 0 | 0 | 1381.1372 | 0.0049132 | 31 | Commercial_2038_SC C_MW_After Competition Groups_31 | LED parking lot fixture | 0.4913% | 0 | 6.7859 | Commercial_2038_SC C_MW_After Competition Groups_LED parking lot fixture
Commercial | Com ¦ Water Source Heat Pump (4 ton) | 2038 | SC C | MW | After Competition Groups | 6.7588 | 0 | 0 | 1381.1372 | 0.0048936 | 32 | Commercial_2038_SC C_MW_After Competition Groups_32 | Water Source Heat Pump (4 ton) | 0.4894% | 0 | 6.7588 | Commercial_2038_SC C_MW_After Competition Groups_Water Source Heat Pump (4 ton)
Commercial | Com ¦ ENERGY STAR Griddle (74% eff) | 2038 | SC C | MW | After Competition Groups | 6.114 | 0 | 0 | 1381.1372 | 0.0044268 | 33 | Commercial_2038_SC C_MW_After Competition Groups_33 | ENERGY STAR Griddle (74% eff) | 0.4427% | 0 | 6.114 | Commercial_2038_SC C_MW_After Competition Groups_ENERGY STAR Griddle (74% eff)
Commercial | Com ¦ Occupancy Sensors | 2038 | SC C | MW | After Competition Groups | 5.9304 | 0 | 0 | 1381.1372 | 0.0042939 | 34 | Commercial_2038_SC C_MW_After Competition Groups_34 | Occupancy Sensors | 0.4294% | 0 | 5.9304 | Commercial_2038_SC C_MW_After Competition Groups_Occupancy Sensors
Commercial | Com ¦ Duct Insulation, R8 | 2038 | SC C | MW | After Competition Groups | 4.3882 | 0 | 0 | 1381.1372 | 0.0031773 | 35 | Commercial_2038_SC C_MW_After Competition Groups_35 | Duct Insulation, R8 | 0.3177% | 0 | 4.3882 | Commercial_2038_SC C_MW_After Competition Groups_Duct Insulation, R8
Commercial | Com ¦ LED street light fixture | 2038 | SC C | MW | After Competition Groups | 4.3116 | 0 | 0 | 1381.1372 | 0.0031218 | 36 | Commercial_2038_SC C_MW_After Competition Groups_36 | LED street light fixture | 0.3122% | 0 | 4.3116 | Commercial_2038_SC C_MW_After Competition Groups_LED street light fixture
Commercial | Com ¦ BEVERAGE VENDING MACHINE CONTROLS | 2038 | SC C | MW | After Competition Groups | 3.5057 | 0 | 0 | 1381.1372 | 0.0025383 | 37 | Commercial_2038_SC C_MW_After Competition Groups_37 | BEVERAGE VENDING MACHINE CONTROLS | 0.2538% | 0 | 3.5057 | Commercial_2038_SC C_MW_After Competition Groups_BEVERAGE VENDING MACHINE CONTROLS
Commercial | Com ¦ Elec Storage WH 2.30 Et | 2038 | SC C | MW | After Competition Groups | 3.156 | 0 | 0 | 1381.1372 | 0.0022851 | 38 | Commercial_2038_SC C_MW_After Competition Groups_38 | Elec Storage WH 2.30 Et | 0.2285% | 0 | 3.156 | Commercial_2038_SC C_MW_After Competition Groups_Elec Storage WH 2.30 Et
Commercial | Com ¦ Temperature Adjustment in Commercial Freezers | 2038 | SC C | MW | After Competition Groups | 2.6392 | 0 | 0 | 1381.1372 | 0.0019109 | 39 | Commercial_2038_SC C_MW_After Competition Groups_39 | Temperature Adjustment in Commercial Freezers | 0.1911% | 0 | 2.6392 | Commercial_2038_SC C_MW_After Competition Groups_Temperature Adjustment in Commercial Freezers
Commercial | Com ¦ CO Sensors for parking garage exhaust fans | 2038 | SC C | MW | After Competition Groups | 2.5263 | 0 | 0 | 1381.1372 | 0.0018291 | 40 | Commercial_2038_SC C_MW_After Competition Groups_40 | CO Sensors for parking garage exhaust fans | 0.1829% | 0 | 2.5263 | Commercial_2038_SC C_MW_After Competition Groups_CO Sensors for parking garage exhaust fans
Commercial | Com ¦ Vertical Night Covers | 2038 | SC C | MW | After Competition Groups | 2.1811 | 0 | 0 | 1381.1372 | 0.0015792 | 41 | Commercial_2038_SC C_MW_After Competition Groups_41 | Vertical Night Covers | 0.1579% | 0 | 2.1811 | Commercial_2038_SC C_MW_After Competition Groups_Vertical Night Covers
Commercial | Com ¦ Energy Efficient Laboratory Fume Hood | 2038 | SC C | MW | After Competition Groups | 2.1242 | 0 | 0 | 1381.1372 | 0.001538 | 42 | Commercial_2038_SC C_MW_After Competition Groups_42 | Energy Efficient Laboratory Fume Hood | 0.1538% | 0 | 2.1242 | Commercial_2038_SC C_MW_After Competition Groups_Energy Efficient Laboratory Fume Hood
Commercial | Com ¦ ENERGY STAR Fryer (84% eff) | 2038 | SC C | MW | After Competition Groups | 1.819 | 0 | 0 | 1381.1372 | 0.001317 | 43 | Commercial_2038_SC C_MW_After Competition Groups_43 | ENERGY STAR Fryer (84% eff) | 0.1317% | 0 | 1.819 | Commercial_2038_SC C_MW_After Competition Groups_ENERGY STAR Fryer (84% eff)
Commercial | Com ¦ Condensing Make Up Air Unit | 2038 | SC C | MW | After Competition Groups | 1.7576 | 0 | 0 | 1381.1372 | 0.0012725 | 44 | Commercial_2038_SC C_MW_After Competition Groups_44 | Condensing Make Up Air Unit | 0.1273% | 0 | 1.7576 | Commercial_2038_SC C_MW_After Competition Groups_Condensing Make Up Air Unit
Commercial | Com ¦ Outside Air Economizer | 2038 | SC C | MW | After Competition Groups | 1.7537 | 0 | 0 | 1381.1372 | 0.0012698 | 45 | Commercial_2038_SC C_MW_After Competition Groups_45 | Outside Air Economizer | 0.127% | 0 | 1.7537 | Commercial_2038_SC C_MW_After Competition Groups_Outside Air Economizer
Commercial | Com ¦ Water Heating (DHW) Pipe Insulation (Add 3/4\ Foam)" | 2038 | SC C | MW | After Competition Groups | 1.6709 | 0 | 0 | 1381.1372 | 0.0012098 | 46 | Commercial_2038_SC C_MW_After Competition Groups_46 | Water Heating (DHW) Pipe Insulation (Add 3/4\ Foam)" | 0.121% | 0 | 1.6709 | Commercial_2038_SC C_MW_After Competition Groups_Water Heating (DHW) Pipe Insulation (Add 3/4\ Foam)"
Commercial | Com ¦ ENERGY STAR Steam Cookers | 2038 | SC C | MW | After Competition Groups | 1.1659 | 0 | 0 | 1381.1372 | 0.00084413 | 47 | Commercial_2038_SC C_MW_After Competition Groups_47 | ENERGY STAR Steam Cookers | 0.08441% | 0 | 1.1659 | Commercial_2038_SC C_MW_After Competition Groups_ENERGY STAR Steam Cookers
Commercial | Com ¦ Suction Pipe Insulation Freezer/Refrigerator | 2038 | SC C | MW | After Competition Groups | 1.1347 | 0 | 0 | 1381.1372 | 0.00082159 | 48 | Commercial_2038_SC C_MW_After Competition Groups_48 | Suction Pipe Insulation Freezer/Refrigerator | 0.08216% | 0 | 1.1347 | Commercial_2038_SC C_MW_After Competition Groups_Suction Pipe Insulation Freezer/Refrigerator
Commercial | Com ¦ ENERGY STAR Dishwasher | 2038 | SC C | MW | After Competition Groups | 0.95021 | 0 | 0 | 1381.1372 | 0.00068799 | 49 | Commercial_2038_SC C_MW_After Competition Groups_49 | ENERGY STAR Dishwasher | 0.0688% | 0 | 0.95021 | Commercial_2038_SC C_MW_After Competition Groups_ENERGY STAR Dishwasher
Commercial | Com ¦ Thermostat Setback | 2038 | SC C | MW | After Competition Groups | 0.76446 | 0 | 0 | 1381.1372 | 0.0005535 | 50 | Commercial_2038_SC C_MW_After Competition Groups_50 | Thermostat Setback | 0.05535% | 0 | 0.76446 | Commercial_2038_SC C_MW_After Competition Groups_Thermostat Setback
Commercial | Com ¦ Ozone Laundry Treatment | 2038 | SC C | MW | After Competition Groups | 0.61102 | 0 | 0 | 1381.1372 | 0.0004424 | 51 | Commercial_2038_SC C_MW_After Competition Groups_51 | Ozone Laundry Treatment | 0.04424% | 0 | 0.61102 | Commercial_2038_SC C_MW_After Competition Groups_Ozone Laundry Treatment
Commercial | Com ¦ Variable Refrigerant Flow Heat Pump | 2038 | SC C | MW | After Competition Groups | 0.34913 | 0 | 0 | 1381.1372 | 0.00025279 | 52 | Commercial_2038_SC C_MW_After Competition Groups_52 | Variable Refrigerant Flow Heat Pump | 0.02528% | 0 | 0.34913 | Commercial_2038_SC C_MW_After Competition Groups_Variable Refrigerant Flow Heat Pump
Commercial | COM ¦ Ductless Mini-Split Heat Pumps | 2038 | SC C | MW | After Competition Groups | 0.30079 | 0 | 0 | 1381.1372 | 0.00021778 | 53 | Commercial_2038_SC C_MW_After Competition Groups_53 | Ductless Mini-Split Heat Pumps | 0.02178% | 0 | 0.30079 | Commercial_2038_SC C_MW_After Competition Groups_Ductless Mini-Split Heat Pumps
Commercial | Com ¦ PTAC (12 EER/10,000 BTU) | 2038 | SC C | MW | After Competition Groups | 0.28559 | 0 | 0 | 1381.1372 | 0.00020678 | 54 | Commercial_2038_SC C_MW_After Competition Groups_54 | PTAC (12 EER/10,000 BTU) | 0.02068% | 0 | 0.28559 | Commercial_2038_SC C_MW_After Competition Groups_PTAC (12 EER/10,000 BTU)
Commercial | Com ¦ ECM MOTORS FOR HVAC APPLICATION (FAN-POWERED VAV BOX) | 2038 | SC C | MW | After Competition Groups | 0.27007 | 0 | 0 | 1381.1372 | 0.00019554 | 55 | Commercial_2038_SC C_MW_After Competition Groups_55 | ECM MOTORS FOR HVAC APPLICATION (FAN-POWERED VAV BOX) | 0.01955% | 0 | 0.27007 | Commercial_2038_SC C_MW_After Competition Groups_ECM MOTORS FOR HVAC APPLICATION (FAN-POWERED VAV BOX)
Commercial | Com ¦ Solar Water Preheat (Pools/DHW) | 2038 | SC C | MW | After Competition Groups | 0.21488 | 0 | 0 | 1381.1372 | 0.00015558 | 56 | Commercial_2038_SC C_MW_After Competition Groups_56 | Solar Water Preheat (Pools/DHW) | 0.01556% | 0 | 0.21488 | Commercial_2038_SC C_MW_After Competition Groups_Solar Water Preheat (Pools/DHW)
Commercial | Com ¦ CEE Tier 2/Energy Star Clothes Washers | 2038 | SC C | MW | After Competition Groups | 0.16366 | 0 | 0 | 1381.1372 | 0.0001185 | 57 | Commercial_2038_SC C_MW_After Competition Groups_57 | CEE Tier 2/Energy Star Clothes Washers | 0.01185% | 0 | 0.16366 | Commercial_2038_SC C_MW_After Competition Groups_CEE Tier 2/Energy Star Clothes Washers
Commercial | Com ¦ Notched V belts for HVAC Systems | 2038 | SC C | MW | After Competition Groups | 0.16137 | 0 | 0 | 1381.1372 | 0.00011684 | 58 | Commercial_2038_SC C_MW_After Competition Groups_58 | Notched V belts for HVAC Systems | 0.01168% | 0 | 0.16137 | Commercial_2038_SC C_MW_After Competition Groups_Notched V belts for HVAC Systems
Commercial | Com ¦ Auto Off Time Switch or Time Clock control | 2038 | SC C | MW | After Competition Groups | 0.14193 | 0 | 0 | 1381.1372 | 0.00010276 | 59 | Commercial_2038_SC C_MW_After Competition Groups_59 | Auto Off Time Switch or Time Clock control | 0.01028% | 0 | 0.14193 | Commercial_2038_SC C_MW_After Competition Groups_Auto Off Time Switch or Time Clock control
Commercial | Com ¦ HVAC Optimization | 2038 | SC C | MW | After Competition Groups | 0.12129 | 0 | 0 | 1381.1372 | 8.7819e-05 | 60 | Commercial_2038_SC C_MW_After Competition Groups_60 | HVAC Optimization | 0.008782% | 0 | 0.12129 | Commercial_2038_SC C_MW_After Competition Groups_HVAC Optimization
Commercial | Com ¦ LED RECESSED DOWNLIGHTS | 2038 | SC C | MW | After Competition Groups | 0.11643 | 0 | 0 | 1381.1372 | 8.4298e-05 | 61 | Commercial_2038_SC C_MW_After Competition Groups_61 | LED RECESSED DOWNLIGHTS | 0.00843% | 0 | 0.11643 | Commercial_2038_SC C_MW_After Competition Groups_LED RECESSED DOWNLIGHTS
Commercial | Com ¦ Demand controlled Circulating Systems | 2038 | SC C | MW | After Competition Groups | 0.11119 | 0 | 0 | 1381.1372 | 8.0504e-05 | 62 | Commercial_2038_SC C_MW_After Competition Groups_62 | Demand controlled Circulating Systems | 0.00805% | 0 | 0.11119 | Commercial_2038_SC C_MW_After Competition Groups_Demand controlled Circulating Systems
Commercial | Com ¦ LLLC - High Impact Application | 2038 | SC C | MW | After Competition Groups | 0.086433 | 0 | 0 | 1381.1372 | 6.2581e-05 | 63 | Commercial_2038_SC C_MW_After Competition Groups_63 | LLLC - High Impact Application | 0.006258% | 0 | 0.086433 | Commercial_2038_SC C_MW_After Competition Groups_LLLC - High Impact Application
Commercial | Com ¦ Commercial Hot Food Holding Cabinets | 2038 | SC C | MW | After Competition Groups | 0.083209 | 0 | 0 | 1381.1372 | 6.0247e-05 | 64 | Commercial_2038_SC C_MW_After Competition Groups_64 | Commercial Hot Food Holding Cabinets | 0.006025% | 0 | 0.083209 | Commercial_2038_SC C_MW_After Competition Groups_Commercial Hot Food Holding Cabinets
Commercial | Com ¦ High Efficiency Small Instantaneous Water Heater | 2038 | SC C | MW | After Competition Groups | 0.080899 | 0 | 0 | 1381.1372 | 5.8574e-05 | 65 | Commercial_2038_SC C_MW_After Competition Groups_65 | High Efficiency Small Instantaneous Water Heater | 0.005857% | 0 | 0.080899 | Commercial_2038_SC C_MW_After Competition Groups_High Efficiency Small Instantaneous Water Heater
Commercial | Com ¦ Efficient compressor motor | 2038 | SC C | MW | After Competition Groups | 0.080148 | 0 | 0 | 1381.1372 | 5.803e-05 | 66 | Commercial_2038_SC C_MW_After Competition Groups_66 | Efficient compressor motor | 0.005803% | 0 | 0.080148 | Commercial_2038_SC C_MW_After Competition Groups_Efficient compressor motor
Commercial | Com ¦ Low Flow Pre-Rinse Spray Nozzle | 2038 | SC C | MW | After Competition Groups | 0.078584 | 0 | 0 | 1381.1372 | 5.6898e-05 | 67 | Commercial_2038_SC C_MW_After Competition Groups_67 | Low Flow Pre-Rinse Spray Nozzle | 0.00569% | 0 | 0.078584 | Commercial_2038_SC C_MW_After Competition Groups_Low Flow Pre-Rinse Spray Nozzle
Commercial | Com ¦ LLLC - Low Impact Application | 2038 | SC C | MW | After Competition Groups | 0.057347 | 0 | 0 | 1381.1372 | 4.1521e-05 | 68 | Commercial_2038_SC C_MW_After Competition Groups_68 | LLLC - Low Impact Application | 0.004152% | 0 | 0.057347 | Commercial_2038_SC C_MW_After Competition Groups_LLLC - Low Impact Application
Commercial | Com ¦ Room AC (w/ louvered sides) 14 SEER from 12 SEER code | 2038 | SC C | MW | After Competition Groups | 0.053478 | 0 | 0 | 1381.1372 | 3.872e-05 | 69 | Commercial_2038_SC C_MW_After Competition Groups_69 | Room AC (w/ louvered sides) 14 SEER from 12 SEER code | 0.003872% | 0 | 0.053478 | Commercial_2038_SC C_MW_After Competition Groups_Room AC (w/ louvered sides) 14 SEER from 12 SEER code
Commercial | Com ¦ High Efficiency Chiller (avg of water and air cooled) | 2038 | SC C | MW | After Competition Groups | 0.044284 | 0 | 0 | 1381.1372 | 3.2063e-05 | 70 | Commercial_2038_SC C_MW_After Competition Groups_70 | High Efficiency Chiller (avg of water and air cooled) | 0.003206% | 0 | 0.044284 | Commercial_2038_SC C_MW_After Competition Groups_High Efficiency Chiller (avg of water and air cooled)
Commercial | Com ¦ Wall Insulation | 2038 | SC C | MW | After Competition Groups | 0.043672 | 0 | 0 | 1381.1372 | 3.162e-05 | 71 | Commercial_2038_SC C_MW_After Competition Groups_71 | Wall Insulation | 0.003162% | 0 | 0.043672 | Commercial_2038_SC C_MW_After Competition Groups_Wall Insulation
Commercial | Com ¦ Condensing Unit Heaters or other Efficient Unit Heating System | 2038 | SC C | MW | After Competition Groups | 0.037498 | 0 | 0 | 1381.1372 | 2.715e-05 | 72 | Commercial_2038_SC C_MW_After Competition Groups_72 | Condensing Unit Heaters or other Efficient Unit Heating System | 0.002715% | 0 | 0.037498 | Commercial_2038_SC C_MW_After Competition Groups_Condensing Unit Heaters or other Efficient Unit Heating System
Commercial | Com ¦ Air Curtains | 2038 | SC C | MW | After Competition Groups | 0.032056 | 0 | 0 | 1381.1372 | 2.321e-05 | 73 | Commercial_2038_SC C_MW_After Competition Groups_73 | Air Curtains | 0.002321% | 0 | 0.032056 | Commercial_2038_SC C_MW_After Competition Groups_Air Curtains
Commercial | Com ¦ VSD Air Compressor | 2038 | SC C | MW | After Competition Groups | 0.02864 | 0 | 0 | 1381.1372 | 2.0736e-05 | 74 | Commercial_2038_SC C_MW_After Competition Groups_74 | VSD Air Compressor | 0.002074% | 0 | 0.02864 | Commercial_2038_SC C_MW_After Competition Groups_VSD Air Compressor
Commercial | Com ¦ Energy Recovery Ventilation and Ventilation (Enhanced) | 2038 | SC C | MW | After Competition Groups | 0.026899 | 0 | 0 | 1381.1372 | 1.9476e-05 | 75 | Commercial_2038_SC C_MW_After Competition Groups_75 | Energy Recovery Ventilation and Ventilation (Enhanced) | 0.001948% | 0 | 0.026899 | Commercial_2038_SC C_MW_After Competition Groups_Energy Recovery Ventilation and Ventilation (Enhanced)
Commercial | Com ¦ EC Plug Fan for Data Center (under cabinet) | 2038 | SC C | MW | After Competition Groups | 0.0062699 | 0 | 0 | 1381.1372 | 4.5396e-06 | 76 | Commercial_2038_SC C_MW_After Competition Groups_76 | EC Plug Fan for Data Center (under cabinet) | 0.000454% | 0 | 0.0062699 | Commercial_2038_SC C_MW_After Competition Groups_EC Plug Fan for Data Center (under cabinet)
Commercial | Com ¦ Indoor Daylight Sensors/Photocell Dimming Control | 2038 | SC C | MW | After Competition Groups | 0.0041963 | 0 | 0 | 1381.1372 | 3.0383e-06 | 77 | Commercial_2038_SC C_MW_After Competition Groups_77 | Indoor Daylight Sensors/Photocell Dimming Control | 0.0003038% | 0 | 0.0041963 | Commercial_2038_SC C_MW_After Competition Groups_Indoor Daylight Sensors/Photocell Dimming Control
Commercial | Com ¦ Electric Convection Combination Ovens | 2038 | SC C | MW | After Competition Groups | 0.00041004 | 0 | 0 | 1381.1372 | 2.9688e-07 | 78 | Commercial_2038_SC C_MW_After Competition Groups_78 | Electric Convection Combination Ovens | 2.969e-05% | 0 | 0.00041004 | Commercial_2038_SC C_MW_After Competition Groups_Electric Convection Combination Ovens
Commercial | Com ¦ Networked/Connected - High Impact Application | 2038 | SC C | MW | After Competition Groups | 0.00024708 | 0 | 0 | 1381.1372 | 1.789e-07 | 79 | Commercial_2038_SC C_MW_After Competition Groups_79 | Networked/Connected - High Impact Application | 1.789e-05% | 0 | 0.00024708 | Commercial_2038_SC C_MW_After Competition Groups_Networked/Connected - High Impact Application
Commercial | Com ¦ Networked/Connected - Low Impact Application | 2038 | SC C | MW | After Competition Groups | 1.2074e-05 | 0 | 0 | 1381.1372 | 8.7424e-09 | 80 | Commercial_2038_SC C_MW_After Competition Groups_80 | Networked/Connected - Low Impact Application | 8.742e-07% | 0 | 1.2074e-05 | Commercial_2038_SC C_MW_After Competition Groups_Networked/Connected - Low Impact Application
Commercial | Com ¦ LED Low/High Bay | 2038 | SC D | MW | After Competition Groups | 157.2711 | 13920845.1899 | 13.9208 | 1303.9247 | 0.12061 | 1 | Commercial_2038_SC D_MW_After Competition Groups_1 | LED Low/High Bay | 12.06% | 13.9208 | 157.2711 | Commercial_2038_SC D_MW_After Competition Groups_LED Low/High Bay
Commercial | Com ¦ ENERGY STAR LED LAMPS (REFLECTOR LAMPs/MR16/PAR 16) | 2038 | SC D | MW | After Competition Groups | 131.9167 | 769501.9989 | 0.7695 | 1303.9247 | 0.10117 | 2 | Commercial_2038_SC D_MW_After Competition Groups_2 | ENERGY STAR LED LAMPS (REFLECTOR LAMPs/MR16/PAR 16) | 10.12% | 0.7695 | 131.9167 | Commercial_2038_SC D_MW_After Competition Groups_ENERGY STAR LED LAMPS (REFLECTOR LAMPs/MR16/PAR 16)
Commercial | Com ¦ LED Troffer/Surface/Suspended | 2038 | SC D | MW | After Competition Groups | 129.6537 | 8021174.8871 | 8.0212 | 1303.9247 | 0.099433 | 3 | Commercial_2038_SC D_MW_After Competition Groups_3 | LED Troffer/Surface/Suspended | 9.943% | 8.0212 | 129.6537 | Commercial_2038_SC D_MW_After Competition Groups_LED Troffer/Surface/Suspended
Commercial | Com ¦ Building Recommissioning, Operations and Maintenance (O&M) Improvements | 2038 | SC D | MW | After Competition Groups | 101.5369 | 7398464.7063 | 7.3985 | 1303.9247 | 0.07787 | 4 | Commercial_2038_SC D_MW_After Competition Groups_4 | Building Recommissioning, Operations and Maintenance (O&M) Improvements | 7.787% | 7.3985 | 101.5369 | Commercial_2038_SC D_MW_After Competition Groups_Building Recommissioning, Operations and Maintenance (O&M) Improvements
Commercial | Com ¦ High Efficiency Air Source Heat Pump | 2038 | SC D | MW | After Competition Groups | 98.8927 | 1530830.9626 | 1.5308 | 1303.9247 | 0.075842 | 5 | Commercial_2038_SC D_MW_After Competition Groups_5 | High Efficiency Air Source Heat Pump | 7.584% | 1.5308 | 98.8927 | Commercial_2038_SC D_MW_After Competition Groups_High Efficiency Air Source Heat Pump
Commercial | Com ¦ LED Replacement Lamp (Tube) | 2038 | SC D | MW | After Competition Groups | 92.5241 | 0 | 0 | 1303.9247 | 0.070958 | 6 | Commercial_2038_SC D_MW_After Competition Groups_6 | LED Replacement Lamp (Tube) | 7.096% | 0 | 92.5241 | Commercial_2038_SC D_MW_After Competition Groups_LED Replacement Lamp (Tube)
Commercial | Com ¦ Unitary Air-Conditioning Unit | 2038 | SC D | MW | After Competition Groups | 70.4628 | 7712687.8288 | 7.7127 | 1303.9247 | 0.054039 | 7 | Commercial_2038_SC D_MW_After Competition Groups_7 | Unitary Air-Conditioning Unit | 5.404% | 7.7127 | 70.4628 | Commercial_2038_SC D_MW_After Competition Groups_Unitary Air-Conditioning Unit
Commercial | Com ¦ Advanced BAS/Controllers | 2038 | SC D | MW | After Competition Groups | 56.9804 | 5796612.0019 | 5.7966 | 1303.9247 | 0.043699 | 8 | Commercial_2038_SC D_MW_After Competition Groups_8 | Advanced BAS/Controllers | 4.37% | 5.7966 | 56.9804 | Commercial_2038_SC D_MW_After Competition Groups_Advanced BAS/Controllers
Commercial | Com ¦ Education and Capacity Building/Energy Behavior | 2038 | SC D | MW | After Competition Groups | 36.2149 | 10440280.62 | 10.4403 | 1303.9247 | 0.027774 | 9 | Commercial_2038_SC D_MW_After Competition Groups_9 | Education and Capacity Building/Energy Behavior | 2.777% | 10.4403 | 36.2149 | Commercial_2038_SC D_MW_After Competition Groups_Education and Capacity Building/Energy Behavior
Commercial | Com ¦ Adaptive Thermostats | 2038 | SC D | MW | After Competition Groups | 34.3832 | 2909283.466 | 2.9093 | 1303.9247 | 0.026369 | 10 | Commercial_2038_SC D_MW_After Competition Groups_10 | Adaptive Thermostats | 2.637% | 2.9093 | 34.3832 | Commercial_2038_SC D_MW_After Competition Groups_Adaptive Thermostats
Commercial | Com ¦ Reach-in Shaded Pole to ECM/PSC Evaporator Fan Motor | 2038 | SC D | MW | After Competition Groups | 32.7573 | 2242554.5129 | 2.2426 | 1303.9247 | 0.025122 | 11 | Commercial_2038_SC D_MW_After Competition Groups_11 | Reach-in Shaded Pole to ECM/PSC Evaporator Fan Motor | 2.512% | 2.2426 | 32.7573 | Commercial_2038_SC D_MW_After Competition Groups_Reach-in Shaded Pole to ECM/PSC Evaporator Fan Motor
Commercial | Com ¦ Data Center Storage/Server Virtualization | 2038 | SC D | MW | After Competition Groups | 28.5801 | 0 | 0 | 1303.9247 | 0.021919 | 12 | Commercial_2038_SC D_MW_After Competition Groups_12 | Data Center Storage/Server Virtualization | 2.192% | 0 | 28.5801 | Commercial_2038_SC D_MW_After Competition Groups_Data Center Storage/Server Virtualization
Commercial | Com ¦ Strip Curtains | 2038 | SC D | MW | After Competition Groups | 28.2403 | 147367.0338 | 0.14737 | 1303.9247 | 0.021658 | 13 | Commercial_2038_SC D_MW_After Competition Groups_13 | Strip Curtains | 2.166% | 0.14737 | 28.2403 | Commercial_2038_SC D_MW_After Competition Groups_Strip Curtains
Commercial | Com ¦ Refrigerated Display Case Doors | 2038 | SC D | MW | After Competition Groups | 27.8171 | 2300449.017 | 2.3004 | 1303.9247 | 0.021333 | 14 | Commercial_2038_SC D_MW_After Competition Groups_14 | Refrigerated Display Case Doors | 2.133% | 2.3004 | 27.8171 | Commercial_2038_SC D_MW_After Competition Groups_Refrigerated Display Case Doors
Commercial | Com ¦ Chilled Water Optimization | 2038 | SC D | MW | After Competition Groups | 24.6388 | 1911704.5591 | 1.9117 | 1303.9247 | 0.018896 | 15 | Commercial_2038_SC D_MW_After Competition Groups_15 | Chilled Water Optimization | 1.89% | 1.9117 | 24.6388 | Commercial_2038_SC D_MW_After Competition Groups_Chilled Water Optimization
Commercial | Com ¦ Furnace Tune-Up | 2038 | SC D | MW | After Competition Groups | 23.7406 | 70626.6726 | 0.070627 | 1303.9247 | 0.018207 | 16 | Commercial_2038_SC D_MW_After Competition Groups_16 | Furnace Tune-Up | 1.821% | 0.070627 | 23.7406 | Commercial_2038_SC D_MW_After Competition Groups_Furnace Tune-Up
Commercial | Com ¦ Centrally controlled desktop PC/NETWORK PC POWER MANAGEMENT SOFTWARE | 2038 | SC D | MW | After Competition Groups | 20.196 | 664284.9022 | 0.66428 | 1303.9247 | 0.015489 | 17 | Commercial_2038_SC D_MW_After Competition Groups_17 | Centrally controlled desktop PC/NETWORK PC POWER MANAGEMENT SOFTWARE | 1.549% | 0.66428 | 20.196 | Commercial_2038_SC D_MW_After Competition Groups_Centrally controlled desktop PC/NETWORK PC POWER MANAGEMENT SOFTWARE
Commercial | Com ¦ LED or Equivalent Sign Lighting | 2038 | SC D | MW | After Competition Groups | 19.0371 | 745180.3506 | 0.74518 | 1303.9247 | 0.0146 | 18 | Commercial_2038_SC D_MW_After Competition Groups_18 | LED or Equivalent Sign Lighting | 1.46% | 0.74518 | 19.0371 | Commercial_2038_SC D_MW_After Competition Groups_LED or Equivalent Sign Lighting
Commercial | Com ¦ Demand Control Ventilation | 2038 | SC D | MW | After Competition Groups | 18.687 | 1346047.7288 | 1.346 | 1303.9247 | 0.014331 | 19 | Commercial_2038_SC D_MW_After Competition Groups_19 | Demand Control Ventilation | 1.433% | 1.346 | 18.687 | Commercial_2038_SC D_MW_After Competition Groups_Demand Control Ventilation
Commercial | Com ¦ Variable Frequency Drive (VFD) | 2038 | SC D | MW | After Competition Groups | 16.2903 | 933580.4229 | 0.93358 | 1303.9247 | 0.012493 | 20 | Commercial_2038_SC D_MW_After Competition Groups_20 | Variable Frequency Drive (VFD) | 1.249% | 0.93358 | 16.2903 | Commercial_2038_SC D_MW_After Competition Groups_Variable Frequency Drive (VFD)
Commercial | Com ¦ ENERGY STAR LED LAMPS (General Service Lamps) | 2038 | SC D | MW | After Competition Groups | 15.9602 | 146349.0664 | 0.14635 | 1303.9247 | 0.01224 | 21 | Commercial_2038_SC D_MW_After Competition Groups_21 | ENERGY STAR LED LAMPS (General Service Lamps) | 1.224% | 0.14635 | 15.9602 | Commercial_2038_SC D_MW_After Competition Groups_ENERGY STAR LED LAMPS (General Service Lamps)
Commercial | Com ¦ VFD on Pumps | 2038 | SC D | MW | After Competition Groups | 15.1422 | 909774.0425 | 0.90977 | 1303.9247 | 0.011613 | 22 | Commercial_2038_SC D_MW_After Competition Groups_22 | VFD on Pumps | 1.161% | 0.90977 | 15.1422 | Commercial_2038_SC D_MW_After Competition Groups_VFD on Pumps
Commercial | Com ¦ Refrigerated Display Case LED | 2038 | SC D | MW | After Competition Groups | 11.3958 | 798392.0508 | 0.79839 | 1303.9247 | 0.0087396 | 23 | Commercial_2038_SC D_MW_After Competition Groups_23 | Refrigerated Display Case LED | 0.874% | 0.79839 | 11.3958 | Commercial_2038_SC D_MW_After Competition Groups_Refrigerated Display Case LED
Commercial | Com ¦ Door Gasket Freezer/Refrigerator | 2038 | SC D | MW | After Competition Groups | 8.6647 | 281801.7584 | 0.2818 | 1303.9247 | 0.0066451 | 24 | Commercial_2038_SC D_MW_After Competition Groups_24 | Door Gasket Freezer/Refrigerator | 0.6645% | 0.2818 | 8.6647 | Commercial_2038_SC D_MW_After Competition Groups_Door Gasket Freezer/Refrigerator
Commercial | Com ¦ ECM MOTORS FOR EVAPORATOR FANS for refrigeration (WALK-IN) | 2038 | SC D | MW | After Competition Groups | 8.5058 | 728332.5132 | 0.72833 | 1303.9247 | 0.0065233 | 25 | Commercial_2038_SC D_MW_After Competition Groups_25 | ECM MOTORS FOR EVAPORATOR FANS for refrigeration (WALK-IN) | 0.6523% | 0.72833 | 8.5058 | Commercial_2038_SC D_MW_After Competition Groups_ECM MOTORS FOR EVAPORATOR FANS for refrigeration (WALK-IN)
Commercial | Com ¦ Demand Control Kitchen Ventilation | 2038 | SC D | MW | After Competition Groups | 8.0696 | 974272.8605 | 0.97427 | 1303.9247 | 0.0061887 | 26 | Commercial_2038_SC D_MW_After Competition Groups_26 | Demand Control Kitchen Ventilation | 0.6189% | 0.97427 | 8.0696 | Commercial_2038_SC D_MW_After Competition Groups_Demand Control Kitchen Ventilation
Commercial | Com ¦ Air Handler with Dedicated Outdoor Air Systems | 2038 | SC D | MW | After Competition Groups | 7.3273 | 200135.1529 | 0.20014 | 1303.9247 | 0.0056194 | 27 | Commercial_2038_SC D_MW_After Competition Groups_27 | Air Handler with Dedicated Outdoor Air Systems | 0.5619% | 0.20014 | 7.3273 | Commercial_2038_SC D_MW_After Competition Groups_Air Handler with Dedicated Outdoor Air Systems
Commercial | Com ¦ Evaporator Fan Controls | 2038 | SC D | MW | After Competition Groups | 7.2141 | 123404.5585 | 0.1234 | 1303.9247 | 0.0055326 | 28 | Commercial_2038_SC D_MW_After Competition Groups_28 | Evaporator Fan Controls | 0.5533% | 0.1234 | 7.2141 | Commercial_2038_SC D_MW_After Competition Groups_Evaporator Fan Controls
Commercial | Com ¦ LED EXTERIOR AREA LIGHTS - LED fixture (200W) | 2038 | SC D | MW | After Competition Groups | 7.0679 | 0 | 0 | 1303.9247 | 0.0054205 | 29 | Commercial_2038_SC D_MW_After Competition Groups_29 | LED EXTERIOR AREA LIGHTS - LED fixture (200W) | 0.542% | 0 | 7.0679 | Commercial_2038_SC D_MW_After Competition Groups_LED EXTERIOR AREA LIGHTS - LED fixture (200W)
Commercial | Com ¦ LED parking lot fixture | 2038 | SC D | MW | After Competition Groups | 6.7859 | 628342.4603 | 0.62834 | 1303.9247 | 0.0052042 | 30 | Commercial_2038_SC D_MW_After Competition Groups_30 | LED parking lot fixture | 0.5204% | 0.62834 | 6.7859 | Commercial_2038_SC D_MW_After Competition Groups_LED parking lot fixture
Commercial | Com ¦ ENERGY STAR Griddle (74% eff) | 2038 | SC D | MW | After Competition Groups | 6.114 | 218271.2695 | 0.21827 | 1303.9247 | 0.0046889 | 31 | Commercial_2038_SC D_MW_After Competition Groups_31 | ENERGY STAR Griddle (74% eff) | 0.4689% | 0.21827 | 6.114 | Commercial_2038_SC D_MW_After Competition Groups_ENERGY STAR Griddle (74% eff)
Commercial | Com ¦ Occupancy Sensors | 2038 | SC D | MW | After Competition Groups | 5.9304 | 8690.6087 | 0.0086906 | 1303.9247 | 0.0045481 | 32 | Commercial_2038_SC D_MW_After Competition Groups_32 | Occupancy Sensors | 0.4548% | 0.0086906 | 5.9304 | Commercial_2038_SC D_MW_After Competition Groups_Occupancy Sensors
Commercial | Com ¦ Water Source Heat Pump (4 ton) | 2038 | SC D | MW | After Competition Groups | 5.5053 | 665708.6115 | 0.66571 | 1303.9247 | 0.0042221 | 33 | Commercial_2038_SC D_MW_After Competition Groups_33 | Water Source Heat Pump (4 ton) | 0.4222% | 0.66571 | 5.5053 | Commercial_2038_SC D_MW_After Competition Groups_Water Source Heat Pump (4 ton)
Commercial | Com ¦ Freezer Case Light Sensor | 2038 | SC D | MW | After Competition Groups | 5.2701 | 650953.3737 | 0.65095 | 1303.9247 | 0.0040417 | 34 | Commercial_2038_SC D_MW_After Competition Groups_34 | Freezer Case Light Sensor | 0.4042% | 0.65095 | 5.2701 | Commercial_2038_SC D_MW_After Competition Groups_Freezer Case Light Sensor
Commercial | Com ¦ Duct Insulation, R8 | 2038 | SC D | MW | After Competition Groups | 4.3684 | 230634.507 | 0.23063 | 1303.9247 | 0.0033502 | 35 | Commercial_2038_SC D_MW_After Competition Groups_35 | Duct Insulation, R8 | 0.335% | 0.23063 | 4.3684 | Commercial_2038_SC D_MW_After Competition Groups_Duct Insulation, R8
Commercial | Com ¦ LED street light fixture | 2038 | SC D | MW | After Competition Groups | 3.5059 | 0 | 0 | 1303.9247 | 0.0026887 | 36 | Commercial_2038_SC D_MW_After Competition Groups_36 | LED street light fixture | 0.2689% | 0 | 3.5059 | Commercial_2038_SC D_MW_After Competition Groups_LED street light fixture
Commercial | Com ¦ BEVERAGE VENDING MACHINE CONTROLS | 2038 | SC D | MW | After Competition Groups | 3.3826 | 152462.5447 | 0.15246 | 1303.9247 | 0.0025942 | 37 | Commercial_2038_SC D_MW_After Competition Groups_37 | BEVERAGE VENDING MACHINE CONTROLS | 0.2594% | 0.15246 | 3.3826 | Commercial_2038_SC D_MW_After Competition Groups_BEVERAGE VENDING MACHINE CONTROLS
Commercial | Com ¦ Elec Storage WH 2.30 Et | 2038 | SC D | MW | After Competition Groups | 2.9115 | 288535.6813 | 0.28854 | 1303.9247 | 0.0022329 | 38 | Commercial_2038_SC D_MW_After Competition Groups_38 | Elec Storage WH 2.30 Et | 0.2233% | 0.28854 | 2.9115 | Commercial_2038_SC D_MW_After Competition Groups_Elec Storage WH 2.30 Et
Commercial | Com ¦ Temperature Adjustment in Commercial Freezers | 2038 | SC D | MW | After Competition Groups | 2.6392 | 0 | 0 | 1303.9247 | 0.002024 | 39 | Commercial_2038_SC D_MW_After Competition Groups_39 | Temperature Adjustment in Commercial Freezers | 0.2024% | 0 | 2.6392 | Commercial_2038_SC D_MW_After Competition Groups_Temperature Adjustment in Commercial Freezers
Commercial | Com ¦ Vertical Night Covers | 2038 | SC D | MW | After Competition Groups | 2.1041 | 62761.8749 | 0.062762 | 1303.9247 | 0.0016136 | 40 | Commercial_2038_SC D_MW_After Competition Groups_40 | Vertical Night Covers | 0.1614% | 0.062762 | 2.1041 | Commercial_2038_SC D_MW_After Competition Groups_Vertical Night Covers
Commercial | Com ¦ CO Sensors for parking garage exhaust fans | 2038 | SC D | MW | After Competition Groups | 2.0331 | 199999.877 | 0.2 | 1303.9247 | 0.0015593 | 41 | Commercial_2038_SC D_MW_After Competition Groups_41 | CO Sensors for parking garage exhaust fans | 0.1559% | 0.2 | 2.0331 | Commercial_2038_SC D_MW_After Competition Groups_CO Sensors for parking garage exhaust fans
Commercial | Com ¦ ENERGY STAR Fryer (84% eff) | 2038 | SC D | MW | After Competition Groups | 1.805 | 113515.1903 | 0.11352 | 1303.9247 | 0.0013842 | 42 | Commercial_2038_SC D_MW_After Competition Groups_42 | ENERGY STAR Fryer (84% eff) | 0.1384% | 0.11352 | 1.805 | Commercial_2038_SC D_MW_After Competition Groups_ENERGY STAR Fryer (84% eff)
Commercial | Com ¦ Energy Efficient Laboratory Fume Hood | 2038 | SC D | MW | After Competition Groups | 1.7982 | 156471.144 | 0.15647 | 1303.9247 | 0.0013791 | 43 | Commercial_2038_SC D_MW_After Competition Groups_43 | Energy Efficient Laboratory Fume Hood | 0.1379% | 0.15647 | 1.7982 | Commercial_2038_SC D_MW_After Competition Groups_Energy Efficient Laboratory Fume Hood
Commercial | Com ¦ Outside Air Economizer | 2038 | SC D | MW | After Competition Groups | 1.7537 | 100985.2015 | 0.10099 | 1303.9247 | 0.001345 | 44 | Commercial_2038_SC D_MW_After Competition Groups_44 | Outside Air Economizer | 0.1345% | 0.10099 | 1.7537 | Commercial_2038_SC D_MW_After Competition Groups_Outside Air Economizer
Commercial | Com ¦ Water Heating (DHW) Pipe Insulation (Add 3/4\ Foam)" | 2038 | SC D | MW | After Competition Groups | 1.6062 | 109724.0843 | 0.10972 | 1303.9247 | 0.0012318 | 45 | Commercial_2038_SC D_MW_After Competition Groups_45 | Water Heating (DHW) Pipe Insulation (Add 3/4\ Foam)" | 0.1232% | 0.10972 | 1.6062 | Commercial_2038_SC D_MW_After Competition Groups_Water Heating (DHW) Pipe Insulation (Add 3/4\ Foam)"
Commercial | Com ¦ ENERGY STAR Steam Cookers | 2038 | SC D | MW | After Competition Groups | 1.1598 | 71408.0555 | 0.071408 | 1303.9247 | 0.00088944 | 46 | Commercial_2038_SC D_MW_After Competition Groups_46 | ENERGY STAR Steam Cookers | 0.08894% | 0.071408 | 1.1598 | Commercial_2038_SC D_MW_After Competition Groups_ENERGY STAR Steam Cookers
Commercial | Com ¦ Suction Pipe Insulation Freezer/Refrigerator | 2038 | SC D | MW | After Competition Groups | 1.0651 | 61891.1864 | 0.061891 | 1303.9247 | 0.00081682 | 47 | Commercial_2038_SC D_MW_After Competition Groups_47 | Suction Pipe Insulation Freezer/Refrigerator | 0.08168% | 0.061891 | 1.0651 | Commercial_2038_SC D_MW_After Competition Groups_Suction Pipe Insulation Freezer/Refrigerator
Commercial | Com ¦ ENERGY STAR Dishwasher | 2038 | SC D | MW | After Competition Groups | 0.83898 | 40131.4498 | 0.040131 | 1303.9247 | 0.00064343 | 48 | Commercial_2038_SC D_MW_After Competition Groups_48 | ENERGY STAR Dishwasher | 0.06434% | 0.040131 | 0.83898 | Commercial_2038_SC D_MW_After Competition Groups_ENERGY STAR Dishwasher
Commercial | Com ¦ Thermostat Setback | 2038 | SC D | MW | After Competition Groups | 0.76446 | 0 | 0 | 1303.9247 | 0.00058628 | 49 | Commercial_2038_SC D_MW_After Competition Groups_49 | Thermostat Setback | 0.05863% | 0 | 0.76446 | Commercial_2038_SC D_MW_After Competition Groups_Thermostat Setback
Commercial | Com ¦ Condensing Make Up Air Unit | 2038 | SC D | MW | After Competition Groups | 0.67636 | 279327.5167 | 0.27933 | 1303.9247 | 0.00051871 | 50 | Commercial_2038_SC D_MW_After Competition Groups_50 | Condensing Make Up Air Unit | 0.05187% | 0.27933 | 0.67636 | Commercial_2038_SC D_MW_After Competition Groups_Condensing Make Up Air Unit
Commercial | Com ¦ Ozone Laundry Treatment | 2038 | SC D | MW | After Competition Groups | 0.43779 | 42026.2585 | 0.042026 | 1303.9247 | 0.00033575 | 51 | Commercial_2038_SC D_MW_After Competition Groups_51 | Ozone Laundry Treatment | 0.03357% | 0.042026 | 0.43779 | Commercial_2038_SC D_MW_After Competition Groups_Ozone Laundry Treatment
Commercial | COM ¦ Ductless Mini-Split Heat Pumps | 2038 | SC D | MW | After Competition Groups | 0.30079 | 248.436 | 0.00024844 | 1303.9247 | 0.00023068 | 52 | Commercial_2038_SC D_MW_After Competition Groups_52 | Ductless Mini-Split Heat Pumps | 0.02307% | 0.00024844 | 0.30079 | Commercial_2038_SC D_MW_After Competition Groups_Ductless Mini-Split Heat Pumps
Commercial | Com ¦ PTAC (12 EER/10,000 BTU) | 2038 | SC D | MW | After Competition Groups | 0.27404 | 21568.8259 | 0.021569 | 1303.9247 | 0.00021016 | 53 | Commercial_2038_SC D_MW_After Competition Groups_53 | PTAC (12 EER/10,000 BTU) | 0.02102% | 0.021569 | 0.27404 | Commercial_2038_SC D_MW_After Competition Groups_PTAC (12 EER/10,000 BTU)
Commercial | Com ¦ ECM MOTORS FOR HVAC APPLICATION (FAN-POWERED VAV BOX) | 2038 | SC D | MW | After Competition Groups | 0.25718 | 23194.0847 | 0.023194 | 1303.9247 | 0.00019723 | 54 | Commercial_2038_SC D_MW_After Competition Groups_54 | ECM MOTORS FOR HVAC APPLICATION (FAN-POWERED VAV BOX) | 0.01972% | 0.023194 | 0.25718 | Commercial_2038_SC D_MW_After Competition Groups_ECM MOTORS FOR HVAC APPLICATION (FAN-POWERED VAV BOX)
Commercial | Com ¦ Solar Water Preheat (Pools/DHW) | 2038 | SC D | MW | After Competition Groups | 0.21488 | 5098.1974 | 0.0050982 | 1303.9247 | 0.0001648 | 55 | Commercial_2038_SC D_MW_After Competition Groups_55 | Solar Water Preheat (Pools/DHW) | 0.01648% | 0.0050982 | 0.21488 | Commercial_2038_SC D_MW_After Competition Groups_Solar Water Preheat (Pools/DHW)
Commercial | Com ¦ CEE Tier 2/Energy Star Clothes Washers | 2038 | SC D | MW | After Competition Groups | 0.1554 | 5831.4723 | 0.0058315 | 1303.9247 | 0.00011918 | 56 | Commercial_2038_SC D_MW_After Competition Groups_56 | CEE Tier 2/Energy Star Clothes Washers | 0.01192% | 0.0058315 | 0.1554 | Commercial_2038_SC D_MW_After Competition Groups_CEE Tier 2/Energy Star Clothes Washers
Commercial | Com ¦ Notched V belts for HVAC Systems | 2038 | SC D | MW | After Competition Groups | 0.14342 | 8080.4976 | 0.0080805 | 1303.9247 | 0.00010999 | 57 | Commercial_2038_SC D_MW_After Competition Groups_57 | Notched V belts for HVAC Systems | 0.011% | 0.0080805 | 0.14342 | Commercial_2038_SC D_MW_After Competition Groups_Notched V belts for HVAC Systems
Commercial | Com ¦ Auto Off Time Switch or Time Clock control | 2038 | SC D | MW | After Competition Groups | 0.14193 | 80.586 | 8.0586e-05 | 1303.9247 | 0.00010885 | 58 | Commercial_2038_SC D_MW_After Competition Groups_58 | Auto Off Time Switch or Time Clock control | 0.01088% | 8.0586e-05 | 0.14193 | Commercial_2038_SC D_MW_After Competition Groups_Auto Off Time Switch or Time Clock control
Commercial | Com ¦ HVAC Optimization | 2038 | SC D | MW | After Competition Groups | 0.12129 | 198.8297 | 0.00019883 | 1303.9247 | 9.302e-05 | 59 | Commercial_2038_SC D_MW_After Competition Groups_59 | HVAC Optimization | 0.009302% | 0.00019883 | 0.12129 | Commercial_2038_SC D_MW_After Competition Groups_HVAC Optimization
Commercial | Com ¦ Demand controlled Circulating Systems | 2038 | SC D | MW | After Competition Groups | 0.11026 | 6985.5797 | 0.0069856 | 1303.9247 | 8.4563e-05 | 60 | Commercial_2038_SC D_MW_After Competition Groups_60 | Demand controlled Circulating Systems | 0.008456% | 0.0069856 | 0.11026 | Commercial_2038_SC D_MW_After Competition Groups_Demand controlled Circulating Systems
Commercial | Com ¦ LED RECESSED DOWNLIGHTS | 2038 | SC D | MW | After Competition Groups | 0.093252 | 15341.1724 | 0.015341 | 1303.9247 | 7.1517e-05 | 61 | Commercial_2038_SC D_MW_After Competition Groups_61 | LED RECESSED DOWNLIGHTS | 0.007152% | 0.015341 | 0.093252 | Commercial_2038_SC D_MW_After Competition Groups_LED RECESSED DOWNLIGHTS
Commercial | Com ¦ Commercial Hot Food Holding Cabinets | 2038 | SC D | MW | After Competition Groups | 0.083209 | 3757.9953 | 0.003758 | 1303.9247 | 6.3814e-05 | 62 | Commercial_2038_SC D_MW_After Competition Groups_62 | Commercial Hot Food Holding Cabinets | 0.006381% | 0.003758 | 0.083209 | Commercial_2038_SC D_MW_After Competition Groups_Commercial Hot Food Holding Cabinets
Commercial | Com ¦ Low Flow Pre-Rinse Spray Nozzle | 2038 | SC D | MW | After Competition Groups | 0.078313 | 1068.8124 | 0.0010688 | 1303.9247 | 6.006e-05 | 63 | Commercial_2038_SC D_MW_After Competition Groups_63 | Low Flow Pre-Rinse Spray Nozzle | 0.006006% | 0.0010688 | 0.078313 | Commercial_2038_SC D_MW_After Competition Groups_Low Flow Pre-Rinse Spray Nozzle
Commercial | Com ¦ High Efficiency Small Instantaneous Water Heater | 2038 | SC D | MW | After Competition Groups | 0.066838 | 12169.5837 | 0.01217 | 1303.9247 | 5.1259e-05 | 64 | Commercial_2038_SC D_MW_After Competition Groups_64 | High Efficiency Small Instantaneous Water Heater | 0.005126% | 0.01217 | 0.066838 | Commercial_2038_SC D_MW_After Competition Groups_High Efficiency Small Instantaneous Water Heater
Commercial | Com ¦ Room AC (w/ louvered sides) 14 SEER from 12 SEER code | 2038 | SC D | MW | After Competition Groups | 0.053423 | 6148.371 | 0.0061484 | 1303.9247 | 4.0971e-05 | 65 | Commercial_2038_SC D_MW_After Competition Groups_65 | Room AC (w/ louvered sides) 14 SEER from 12 SEER code | 0.004097% | 0.0061484 | 0.053423 | Commercial_2038_SC D_MW_After Competition Groups_Room AC (w/ louvered sides) 14 SEER from 12 SEER code
Commercial | Com ¦ Wall Insulation | 2038 | SC D | MW | After Competition Groups | 0.038184 | 473.1083 | 0.00047311 | 1303.9247 | 2.9284e-05 | 66 | Commercial_2038_SC D_MW_After Competition Groups_66 | Wall Insulation | 0.002928% | 0.00047311 | 0.038184 | Commercial_2038_SC D_MW_After Competition Groups_Wall Insulation
Commercial | Com ¦ Condensing Unit Heaters or other Efficient Unit Heating System | 2038 | SC D | MW | After Competition Groups | 0.037387 | 0 | 0 | 1303.9247 | 2.8672e-05 | 67 | Commercial_2038_SC D_MW_After Competition Groups_67 | Condensing Unit Heaters or other Efficient Unit Heating System | 0.002867% | 0 | 0.037387 | Commercial_2038_SC D_MW_After Competition Groups_Condensing Unit Heaters or other Efficient Unit Heating System
Commercial | Com ¦ VSD Air Compressor | 2038 | SC D | MW | After Competition Groups | 0.02864 | 557.2665 | 0.00055727 | 1303.9247 | 2.1964e-05 | 68 | Commercial_2038_SC D_MW_After Competition Groups_68 | VSD Air Compressor | 0.002196% | 0.00055727 | 0.02864 | Commercial_2038_SC D_MW_After Competition Groups_VSD Air Compressor
Commercial | Com ¦ Air Curtains | 2038 | SC D | MW | After Competition Groups | 0.028481 | 2634.8607 | 0.0026349 | 1303.9247 | 2.1842e-05 | 69 | Commercial_2038_SC D_MW_After Competition Groups_69 | Air Curtains | 0.002184% | 0.0026349 | 0.028481 | Commercial_2038_SC D_MW_After Competition Groups_Air Curtains
Commercial | Com ¦ High Efficiency Chiller (avg of water and air cooled) | 2038 | SC D | MW | After Competition Groups | 0.018954 | 1579.639 | 0.0015796 | 1303.9247 | 1.4536e-05 | 70 | Commercial_2038_SC D_MW_After Competition Groups_70 | High Efficiency Chiller (avg of water and air cooled) | 0.001454% | 0.0015796 | 0.018954 | Commercial_2038_SC D_MW_After Competition Groups_High Efficiency Chiller (avg of water and air cooled)
Commercial | Com ¦ Variable Refrigerant Flow Heat Pump | 2038 | SC D | MW | After Competition Groups | 0.018724 | 39378.8758 | 0.039379 | 1303.9247 | 1.436e-05 | 71 | Commercial_2038_SC D_MW_After Competition Groups_71 | Variable Refrigerant Flow Heat Pump | 0.001436% | 0.039379 | 0.018724 | Commercial_2038_SC D_MW_After Competition Groups_Variable Refrigerant Flow Heat Pump
Commercial | Com ¦ Energy Recovery Ventilation and Ventilation (Enhanced) | 2038 | SC D | MW | After Competition Groups | 0.01713 | 0 | 0 | 1303.9247 | 1.3137e-05 | 72 | Commercial_2038_SC D_MW_After Competition Groups_72 | Energy Recovery Ventilation and Ventilation (Enhanced) | 0.001314% | 0 | 0.01713 | Commercial_2038_SC D_MW_After Competition Groups_Energy Recovery Ventilation and Ventilation (Enhanced)
Commercial | Com ¦ Efficient compressor motor | 2038 | SC D | MW | After Competition Groups | 0.0095082 | 2874.5341 | 0.0028745 | 1303.9247 | 7.292e-06 | 73 | Commercial_2038_SC D_MW_After Competition Groups_73 | Efficient compressor motor | 0.0007292% | 0.0028745 | 0.0095082 | Commercial_2038_SC D_MW_After Competition Groups_Efficient compressor motor
Commercial | Com ¦ EC Plug Fan for Data Center (under cabinet) | 2038 | SC D | MW | After Competition Groups | 0.005526 | 967.8773 | 0.00096788 | 1303.9247 | 4.238e-06 | 74 | Commercial_2038_SC D_MW_After Competition Groups_74 | EC Plug Fan for Data Center (under cabinet) | 0.0004238% | 0.00096788 | 0.005526 | Commercial_2038_SC D_MW_After Competition Groups_EC Plug Fan for Data Center (under cabinet)
Commercial | Com ¦ Indoor Daylight Sensors/Photocell Dimming Control | 2038 | SC D | MW | After Competition Groups | 0.0018204 | 3246.0273 | 0.003246 | 1303.9247 | 1.3961e-06 | 75 | Commercial_2038_SC D_MW_After Competition Groups_75 | Indoor Daylight Sensors/Photocell Dimming Control | 0.0001396% | 0.003246 | 0.0018204 | Commercial_2038_SC D_MW_After Competition Groups_Indoor Daylight Sensors/Photocell Dimming Control
Commercial | Com ¦ LLLC - High Impact Application | 2038 | SC D | MW | After Competition Groups | 0.00077182 | 0.0021937 | 2.1937e-09 | 1303.9247 | 5.9192e-07 | 76 | Commercial_2038_SC D_MW_After Competition Groups_76 | LLLC - High Impact Application | 5.919e-05% | 2.1937e-09 | 0.00077182 | Commercial_2038_SC D_MW_After Competition Groups_LLLC - High Impact Application
Commercial | Com ¦ Electric Convection Combination Ovens | 2038 | SC D | MW | After Competition Groups | 0.00041004 | 3.1517 | 3.1517e-06 | 1303.9247 | 3.1446e-07 | 77 | Commercial_2038_SC D_MW_After Competition Groups_77 | Electric Convection Combination Ovens | 3.145e-05% | 3.1517e-06 | 0.00041004 | Commercial_2038_SC D_MW_After Competition Groups_Electric Convection Combination Ovens
Commercial | Com ¦ LLLC - Low Impact Application | 2038 | SC D | MW | After Competition Groups | 8.9631e-05 | 0.023176 | 2.3176e-08 | 1303.9247 | 6.874e-08 | 78 | Commercial_2038_SC D_MW_After Competition Groups_78 | LLLC - Low Impact Application | 6.874e-06% | 2.3176e-08 | 8.9631e-05 | Commercial_2038_SC D_MW_After Competition Groups_LLLC - Low Impact Application
Commercial | Com ¦ Networked/Connected - Low Impact Application | 2038 | SC D | MW | After Competition Groups | 1.9299e-08 | 9.9317e-07 | 9.9317e-13 | 1303.9247 | 1.4801e-11 | 79 | Commercial_2038_SC D_MW_After Competition Groups_79 | Networked/Connected - Low Impact Application | 1.48e-09% | 9.9317e-13 | 1.9299e-08 | Commercial_2038_SC D_MW_After Competition Groups_Networked/Connected - Low Impact Application
Commercial | Com ¦ Networked/Connected - High Impact Application | 2038 | SC D | MW | After Competition Groups | 2.9004e-09 | 8.9916e-06 | 8.9916e-12 | 1303.9247 | 2.2243e-12 | 80 | Commercial_2038_SC D_MW_After Competition Groups_80 | Networked/Connected - High Impact Application | 2.224e-10% | 8.9916e-12 | 2.9004e-09 | Commercial_2038_SC D_MW_After Competition Groups_Networked/Connected - High Impact Application
Commercial | Com ¦ Central Lighting Control System | 2038 | Technical | MW | After Competition Groups | 302.425 | 0 | 0 | 2729.4812 | 0.1108 | 1 | Commercial_2038_Technical_MW_After Competition Groups_1 | Central Lighting Control System | 11.08% | 0 | 302.425 | Commercial_2038_Technical_MW_After Competition Groups_Central Lighting Control System
Commercial | Com ¦ High Efficiency Air Source Heat Pump | 2038 | Technical | MW | After Competition Groups | 227.3249 | 0 | 0 | 2729.4812 | 0.083285 | 2 | Commercial_2038_Technical_MW_After Competition Groups_2 | High Efficiency Air Source Heat Pump | 8.329% | 0 | 227.3249 | Commercial_2038_Technical_MW_After Competition Groups_High Efficiency Air Source Heat Pump
Commercial | Com ¦ Building Recommissioning, Operations and Maintenance (O&M) Improvements | 2038 | Technical | MW | After Competition Groups | 210.5962 | 0 | 0 | 2729.4812 | 0.077156 | 3 | Commercial_2038_Technical_MW_After Competition Groups_3 | Building Recommissioning, Operations and Maintenance (O&M) Improvements | 7.716% | 0 | 210.5962 | Commercial_2038_Technical_MW_After Competition Groups_Building Recommissioning, Operations and Maintenance (O&M) Improvements
Commercial | Com ¦ Education and Capacity Building/Energy Behavior | 2038 | Technical | MW | After Competition Groups | 189.8174 | 0 | 0 | 2729.4812 | 0.069543 | 4 | Commercial_2038_Technical_MW_After Competition Groups_4 | Education and Capacity Building/Energy Behavior | 6.954% | 0 | 189.8174 | Commercial_2038_Technical_MW_After Competition Groups_Education and Capacity Building/Energy Behavior
Commercial | Com ¦ Variable Refrigerant Flow Heat Pump | 2038 | Technical | MW | After Competition Groups | 157.6488 | 0 | 0 | 2729.4812 | 0.057758 | 5 | Commercial_2038_Technical_MW_After Competition Groups_5 | Variable Refrigerant Flow Heat Pump | 5.776% | 0 | 157.6488 | Commercial_2038_Technical_MW_After Competition Groups_Variable Refrigerant Flow Heat Pump
Commercial | Com ¦ LED Low/High Bay | 2038 | Technical | MW | After Competition Groups | 151.411 | 0 | 0 | 2729.4812 | 0.055472 | 6 | Commercial_2038_Technical_MW_After Competition Groups_6 | LED Low/High Bay | 5.547% | 0 | 151.411 | Commercial_2038_Technical_MW_After Competition Groups_LED Low/High Bay
Commercial | Com ¦ Unitary Air-Conditioning Unit | 2038 | Technical | MW | After Competition Groups | 150.8118 | 0 | 0 | 2729.4812 | 0.055253 | 7 | Commercial_2038_Technical_MW_After Competition Groups_7 | Unitary Air-Conditioning Unit | 5.525% | 0 | 150.8118 | Commercial_2038_Technical_MW_After Competition Groups_Unitary Air-Conditioning Unit
Commercial | Com ¦ ENERGY STAR LED LAMPS (REFLECTOR LAMPs/MR16/PAR 16) | 2038 | Technical | MW | After Competition Groups | 139.4408 | 0 | 0 | 2729.4812 | 0.051087 | 8 | Commercial_2038_Technical_MW_After Competition Groups_8 | ENERGY STAR LED LAMPS (REFLECTOR LAMPs/MR16/PAR 16) | 5.109% | 0 | 139.4408 | Commercial_2038_Technical_MW_After Competition Groups_ENERGY STAR LED LAMPS (REFLECTOR LAMPs/MR16/PAR 16)
Commercial | Com ¦ LED Troffer/Surface/Suspended | 2038 | Technical | MW | After Competition Groups | 112.7649 | 0 | 0 | 2729.4812 | 0.041314 | 9 | Commercial_2038_Technical_MW_After Competition Groups_9 | LED Troffer/Surface/Suspended | 4.131% | 0 | 112.7649 | Commercial_2038_Technical_MW_After Competition Groups_LED Troffer/Surface/Suspended
Commercial | Com ¦ LED Replacement Lamp (Tube) | 2038 | Technical | MW | After Competition Groups | 110.2734 | 0 | 0 | 2729.4812 | 0.040401 | 10 | Commercial_2038_Technical_MW_After Competition Groups_10 | LED Replacement Lamp (Tube) | 4.04% | 0 | 110.2734 | Commercial_2038_Technical_MW_After Competition Groups_LED Replacement Lamp (Tube)
Commercial | Com ¦ Advanced BAS/Controllers | 2038 | Technical | MW | After Competition Groups | 99.1508 | 0 | 0 | 2729.4812 | 0.036326 | 11 | Commercial_2038_Technical_MW_After Competition Groups_11 | Advanced BAS/Controllers | 3.633% | 0 | 99.1508 | Commercial_2038_Technical_MW_After Competition Groups_Advanced BAS/Controllers
Commercial | Com ¦ Smart Strip Plug Outlets | 2038 | Technical | MW | After Competition Groups | 81.5649 | 0 | 0 | 2729.4812 | 0.029883 | 12 | Commercial_2038_Technical_MW_After Competition Groups_12 | Smart Strip Plug Outlets | 2.988% | 0 | 81.5649 | Commercial_2038_Technical_MW_After Competition Groups_Smart Strip Plug Outlets
Commercial | Com ¦ Refrigerated Display Case Doors | 2038 | Technical | MW | After Competition Groups | 63.7946 | 0 | 0 | 2729.4812 | 0.023372 | 13 | Commercial_2038_Technical_MW_After Competition Groups_13 | Refrigerated Display Case Doors | 2.337% | 0 | 63.7946 | Commercial_2038_Technical_MW_After Competition Groups_Refrigerated Display Case Doors
Commercial | Com ¦ Adaptive Thermostats | 2038 | Technical | MW | After Competition Groups | 44.9152 | 0 | 0 | 2729.4812 | 0.016456 | 14 | Commercial_2038_Technical_MW_After Competition Groups_14 | Adaptive Thermostats | 1.646% | 0 | 44.9152 | Commercial_2038_Technical_MW_After Competition Groups_Adaptive Thermostats
Commercial | Com ¦ Reach-in Shaded Pole to ECM/PSC Evaporator Fan Motor | 2038 | Technical | MW | After Competition Groups | 43.0312 | 0 | 0 | 2729.4812 | 0.015765 | 15 | Commercial_2038_Technical_MW_After Competition Groups_15 | Reach-in Shaded Pole to ECM/PSC Evaporator Fan Motor | 1.577% | 0 | 43.0312 | Commercial_2038_Technical_MW_After Competition Groups_Reach-in Shaded Pole to ECM/PSC Evaporator Fan Motor
Commercial | Com ¦ Demand Control Ventilation | 2038 | Technical | MW | After Competition Groups | 38.4697 | 0 | 0 | 2729.4812 | 0.014094 | 16 | Commercial_2038_Technical_MW_After Competition Groups_16 | Demand Control Ventilation | 1.409% | 0 | 38.4697 | Commercial_2038_Technical_MW_After Competition Groups_Demand Control Ventilation
Commercial | Com ¦ Data Center Storage/Server Virtualization | 2038 | Technical | MW | After Competition Groups | 37.6924 | 0 | 0 | 2729.4812 | 0.013809 | 17 | Commercial_2038_Technical_MW_After Competition Groups_17 | Data Center Storage/Server Virtualization | 1.381% | 0 | 37.6924 | Commercial_2038_Technical_MW_After Competition Groups_Data Center Storage/Server Virtualization
Commercial | Com ¦ Chilled Water Optimization | 2038 | Technical | MW | After Competition Groups | 37.5976 | 0 | 0 | 2729.4812 | 0.013775 | 18 | Commercial_2038_Technical_MW_After Competition Groups_18 | Chilled Water Optimization | 1.377% | 0 | 37.5976 | Commercial_2038_Technical_MW_After Competition Groups_Chilled Water Optimization
Commercial | Com ¦ Strip Curtains | 2038 | Technical | MW | After Competition Groups | 33.2152 | 0 | 0 | 2729.4812 | 0.012169 | 19 | Commercial_2038_Technical_MW_After Competition Groups_19 | Strip Curtains | 1.217% | 0 | 33.2152 | Commercial_2038_Technical_MW_After Competition Groups_Strip Curtains
Commercial | Com ¦ LED or Equivalent Sign Lighting | 2038 | Technical | MW | After Competition Groups | 28.7304 | 0 | 0 | 2729.4812 | 0.010526 | 20 | Commercial_2038_Technical_MW_After Competition Groups_20 | LED or Equivalent Sign Lighting | 1.053% | 0 | 28.7304 | Commercial_2038_Technical_MW_After Competition Groups_LED or Equivalent Sign Lighting
Commercial | Com ¦ Adding reflective (White) roof treatment or a green roof | 2038 | Technical | MW | After Competition Groups | 26.757 | 0 | 0 | 2729.4812 | 0.0098029 | 21 | Commercial_2038_Technical_MW_After Competition Groups_21 | Adding reflective (White) roof treatment or a green roof | 0.9803% | 0 | 26.757 | Commercial_2038_Technical_MW_After Competition Groups_Adding reflective (White) roof treatment or a green roof
Commercial | Com ¦ Centrally controlled desktop PC/NETWORK PC POWER MANAGEMENT SOFTWARE | 2038 | Technical | MW | After Competition Groups | 25.8597 | 0 | 0 | 2729.4812 | 0.0094742 | 22 | Commercial_2038_Technical_MW_After Competition Groups_22 | Centrally controlled desktop PC/NETWORK PC POWER MANAGEMENT SOFTWARE | 0.9474% | 0 | 25.8597 | Commercial_2038_Technical_MW_After Competition Groups_Centrally controlled desktop PC/NETWORK PC POWER MANAGEMENT SOFTWARE
Commercial | Com ¦ Furnace Tune-Up | 2038 | Technical | MW | After Competition Groups | 25.1486 | 0 | 0 | 2729.4812 | 0.0092137 | 23 | Commercial_2038_Technical_MW_After Competition Groups_23 | Furnace Tune-Up | 0.9214% | 0 | 25.1486 | Commercial_2038_Technical_MW_After Competition Groups_Furnace Tune-Up
Commercial | Com ¦ Door Gasket Freezer/Refrigerator | 2038 | Technical | MW | After Competition Groups | 24.1253 | 0 | 0 | 2729.4812 | 0.0088388 | 24 | Commercial_2038_Technical_MW_After Competition Groups_24 | Door Gasket Freezer/Refrigerator | 0.8839% | 0 | 24.1253 | Commercial_2038_Technical_MW_After Competition Groups_Door Gasket Freezer/Refrigerator
Commercial | Com ¦ Refrigeration Optimization | 2038 | Technical | MW | After Competition Groups | 24.0234 | 0 | 0 | 2729.4812 | 0.0088014 | 25 | Commercial_2038_Technical_MW_After Competition Groups_25 | Refrigeration Optimization | 0.8801% | 0 | 24.0234 | Commercial_2038_Technical_MW_After Competition Groups_Refrigeration Optimization
Commercial | Com ¦ Refrigerated Display Case LED | 2038 | Technical | MW | After Competition Groups | 21.9065 | 0 | 0 | 2729.4812 | 0.0080259 | 26 | Commercial_2038_Technical_MW_After Competition Groups_26 | Refrigerated Display Case LED | 0.8026% | 0 | 21.9065 | Commercial_2038_Technical_MW_After Competition Groups_Refrigerated Display Case LED
Commercial | Com ¦ HOTEL OCCUPANCY CONTROLS (HVAC + LIGHTING) | 2038 | Technical | MW | After Competition Groups | 20.0533 | 0 | 0 | 2729.4812 | 0.0073469 | 27 | Commercial_2038_Technical_MW_After Competition Groups_27 | HOTEL OCCUPANCY CONTROLS (HVAC + LIGHTING) | 0.7347% | 0 | 20.0533 | Commercial_2038_Technical_MW_After Competition Groups_HOTEL OCCUPANCY CONTROLS (HVAC + LIGHTING)
Commercial | Com ¦ Variable Frequency Drive (VFD) | 2038 | Technical | MW | After Competition Groups | 17.5038 | 0 | 0 | 2729.4812 | 0.0064129 | 28 | Commercial_2038_Technical_MW_After Competition Groups_28 | Variable Frequency Drive (VFD) | 0.6413% | 0 | 17.5038 | Commercial_2038_Technical_MW_After Competition Groups_Variable Frequency Drive (VFD)
Commercial | Com ¦ ENERGY STAR FREEZER | 2038 | Technical | MW | After Competition Groups | 16.8782 | 0 | 0 | 2729.4812 | 0.0061837 | 29 | Commercial_2038_Technical_MW_After Competition Groups_29 | ENERGY STAR FREEZER | 0.6184% | 0 | 16.8782 | Commercial_2038_Technical_MW_After Competition Groups_ENERGY STAR FREEZER
Commercial | Com ¦ ENERGY STAR LED LAMPS (General Service Lamps) | 2038 | Technical | MW | After Competition Groups | 16.755 | 0 | 0 | 2729.4812 | 0.0061385 | 30 | Commercial_2038_Technical_MW_After Competition Groups_30 | ENERGY STAR LED LAMPS (General Service Lamps) | 0.6139% | 0 | 16.755 | Commercial_2038_Technical_MW_After Competition Groups_ENERGY STAR LED LAMPS (General Service Lamps)
Commercial | Com ¦ VFD on Pumps | 2038 | Technical | MW | After Competition Groups | 16.3815 | 0 | 0 | 2729.4812 | 0.0060017 | 31 | Commercial_2038_Technical_MW_After Competition Groups_31 | VFD on Pumps | 0.6002% | 0 | 16.3815 | Commercial_2038_Technical_MW_After Competition Groups_VFD on Pumps
Commercial | Com ¦ ENERGY STAR ICE MACHINES - Ice Making Head | 2038 | Technical | MW | After Competition Groups | 15.6117 | 0 | 0 | 2729.4812 | 0.0057196 | 32 | Commercial_2038_Technical_MW_After Competition Groups_32 | ENERGY STAR ICE MACHINES - Ice Making Head | 0.572% | 0 | 15.6117 | Commercial_2038_Technical_MW_After Competition Groups_ENERGY STAR ICE MACHINES - Ice Making Head
Commercial | Com ¦ Indoor Daylight Sensors/Photocell Dimming Control | 2038 | Technical | MW | After Competition Groups | 15.5596 | 0 | 0 | 2729.4812 | 0.0057006 | 33 | Commercial_2038_Technical_MW_After Competition Groups_33 | Indoor Daylight Sensors/Photocell Dimming Control | 0.5701% | 0 | 15.5596 | Commercial_2038_Technical_MW_After Competition Groups_Indoor Daylight Sensors/Photocell Dimming Control
Commercial | Com ¦ Demand Control Kitchen Ventilation | 2038 | Technical | MW | After Competition Groups | 13.4236 | 0 | 0 | 2729.4812 | 0.004918 | 34 | Commercial_2038_Technical_MW_After Competition Groups_34 | Demand Control Kitchen Ventilation | 0.4918% | 0 | 13.4236 | Commercial_2038_Technical_MW_After Competition Groups_Demand Control Kitchen Ventilation
Commercial | Com ¦ Air Handler with Dedicated Outdoor Air Systems | 2038 | Technical | MW | After Competition Groups | 13.3596 | 0 | 0 | 2729.4812 | 0.0048945 | 35 | Commercial_2038_Technical_MW_After Competition Groups_35 | Air Handler with Dedicated Outdoor Air Systems | 0.4895% | 0 | 13.3596 | Commercial_2038_Technical_MW_After Competition Groups_Air Handler with Dedicated Outdoor Air Systems
Commercial | Com ¦ Water Source Heat Pump (4 ton) | 2038 | Technical | MW | After Competition Groups | 12.2359 | 0 | 0 | 2729.4812 | 0.0044829 | 36 | Commercial_2038_Technical_MW_After Competition Groups_36 | Water Source Heat Pump (4 ton) | 0.4483% | 0 | 12.2359 | Commercial_2038_Technical_MW_After Competition Groups_Water Source Heat Pump (4 ton)
Commercial | Com ¦ Occupancy Sensors | 2038 | Technical | MW | After Competition Groups | 10.8463 | 0 | 0 | 2729.4812 | 0.0039737 | 37 | Commercial_2038_Technical_MW_After Competition Groups_37 | Occupancy Sensors | 0.3974% | 0 | 10.8463 | Commercial_2038_Technical_MW_After Competition Groups_Occupancy Sensors
Commercial | Com ¦ Condensing Make Up Air Unit | 2038 | Technical | MW | After Competition Groups | 9.1712 | 0 | 0 | 2729.4812 | 0.00336 | 38 | Commercial_2038_Technical_MW_After Competition Groups_38 | Condensing Make Up Air Unit | 0.336% | 0 | 9.1712 | Commercial_2038_Technical_MW_After Competition Groups_Condensing Make Up Air Unit
Commercial | Com ¦ ECM MOTORS FOR EVAPORATOR FANS for refrigeration (WALK-IN) | 2038 | Technical | MW | After Competition Groups | 9.1055 | 0 | 0 | 2729.4812 | 0.003336 | 39 | Commercial_2038_Technical_MW_After Competition Groups_39 | ECM MOTORS FOR EVAPORATOR FANS for refrigeration (WALK-IN) | 0.3336% | 0 | 9.1055 | Commercial_2038_Technical_MW_After Competition Groups_ECM MOTORS FOR EVAPORATOR FANS for refrigeration (WALK-IN)
Commercial | Com ¦ Super-High Efficiency Furnaces (Emerging Tech) | 2038 | Technical | MW | After Competition Groups | 8.6955 | 0 | 0 | 2729.4812 | 0.0031858 | 40 | Commercial_2038_Technical_MW_After Competition Groups_40 | Super-High Efficiency Furnaces (Emerging Tech) | 0.3186% | 0 | 8.6955 | Commercial_2038_Technical_MW_After Competition Groups_Super-High Efficiency Furnaces (Emerging Tech)
Commercial | Com ¦ High R-Value Glass Doors/no-heat glass door | 2038 | Technical | MW | After Competition Groups | 8.6182 | 0 | 0 | 2729.4812 | 0.0031574 | 41 | Commercial_2038_Technical_MW_After Competition Groups_41 | High R-Value Glass Doors/no-heat glass door | 0.3157% | 0 | 8.6182 | Commercial_2038_Technical_MW_After Competition Groups_High R-Value Glass Doors/no-heat glass door
Commercial | Com ¦ ENERGY STAR Griddle (74% eff) | 2038 | Technical | MW | After Competition Groups | 8.4774 | 0 | 0 | 2729.4812 | 0.0031059 | 42 | Commercial_2038_Technical_MW_After Competition Groups_42 | ENERGY STAR Griddle (74% eff) | 0.3106% | 0 | 8.4774 | Commercial_2038_Technical_MW_After Competition Groups_ENERGY STAR Griddle (74% eff)
Commercial | Com ¦ ENERGY STAR Refrigerator | 2038 | Technical | MW | After Competition Groups | 8.1533 | 0 | 0 | 2729.4812 | 0.0029871 | 43 | Commercial_2038_Technical_MW_After Competition Groups_43 | ENERGY STAR Refrigerator | 0.2987% | 0 | 8.1533 | Commercial_2038_Technical_MW_After Competition Groups_ENERGY STAR Refrigerator
Commercial | Com ¦ Freezer Case Light Sensor | 2038 | Technical | MW | After Competition Groups | 7.8782 | 0 | 0 | 2729.4812 | 0.0028863 | 44 | Commercial_2038_Technical_MW_After Competition Groups_44 | Freezer Case Light Sensor | 0.2886% | 0 | 7.8782 | Commercial_2038_Technical_MW_After Competition Groups_Freezer Case Light Sensor
Commercial | Com ¦ Evaporator Fan Controls | 2038 | Technical | MW | After Competition Groups | 7.6753 | 0 | 0 | 2729.4812 | 0.002812 | 45 | Commercial_2038_Technical_MW_After Competition Groups_45 | Evaporator Fan Controls | 0.2812% | 0 | 7.6753 | Commercial_2038_Technical_MW_After Competition Groups_Evaporator Fan Controls
Commercial | Com ¦ LED EXTERIOR AREA LIGHTS - LED fixture (200W) | 2038 | Technical | MW | After Competition Groups | 7.1494 | 0 | 0 | 2729.4812 | 0.0026193 | 46 | Commercial_2038_Technical_MW_After Competition Groups_46 | LED EXTERIOR AREA LIGHTS - LED fixture (200W) | 0.2619% | 0 | 7.1494 | Commercial_2038_Technical_MW_After Competition Groups_LED EXTERIOR AREA LIGHTS - LED fixture (200W)
Commercial | Com ¦ LED parking lot fixture | 2038 | Technical | MW | After Competition Groups | 6.7962 | 0 | 0 | 2729.4812 | 0.0024899 | 47 | Commercial_2038_Technical_MW_After Competition Groups_47 | LED parking lot fixture | 0.249% | 0 | 6.7962 | Commercial_2038_Technical_MW_After Competition Groups_LED parking lot fixture
Commercial | Com ¦ Elec Storage WH 2.30 Et | 2038 | Technical | MW | After Competition Groups | 5.8105 | 0 | 0 | 2729.4812 | 0.0021288 | 48 | Commercial_2038_Technical_MW_After Competition Groups_48 | Elec Storage WH 2.30 Et | 0.2129% | 0 | 5.8105 | Commercial_2038_Technical_MW_After Competition Groups_Elec Storage WH 2.30 Et
Commercial | Com ¦ Refrigeration Commissioning | 2038 | Technical | MW | After Competition Groups | 5.3459 | 0 | 0 | 2729.4812 | 0.0019586 | 49 | Commercial_2038_Technical_MW_After Competition Groups_49 | Refrigeration Commissioning | 0.1959% | 0 | 5.3459 | Commercial_2038_Technical_MW_After Competition Groups_Refrigeration Commissioning
Commercial | Com ¦ BEVERAGE VENDING MACHINE CONTROLS | 2038 | Technical | MW | After Competition Groups | 5.1343 | 0 | 0 | 2729.4812 | 0.0018811 | 50 | Commercial_2038_Technical_MW_After Competition Groups_50 | BEVERAGE VENDING MACHINE CONTROLS | 0.1881% | 0 | 5.1343 | Commercial_2038_Technical_MW_After Competition Groups_BEVERAGE VENDING MACHINE CONTROLS
Commercial | Com ¦ Duct Insulation, R8 | 2038 | Technical | MW | After Competition Groups | 4.6167 | 0 | 0 | 2729.4812 | 0.0016914 | 51 | Commercial_2038_Technical_MW_After Competition Groups_51 | Duct Insulation, R8 | 0.1691% | 0 | 4.6167 | Commercial_2038_Technical_MW_After Competition Groups_Duct Insulation, R8
Commercial | Com ¦ LED street light fixture | 2038 | Technical | MW | After Competition Groups | 4.3729 | 0 | 0 | 2729.4812 | 0.0016021 | 52 | Commercial_2038_Technical_MW_After Competition Groups_52 | LED street light fixture | 0.1602% | 0 | 4.3729 | Commercial_2038_Technical_MW_After Competition Groups_LED street light fixture
Commercial | Com ¦ Roof Insulation/Ceiling Insulation (R25 Code to R35) | 2038 | Technical | MW | After Competition Groups | 4.2996 | 0 | 0 | 2729.4812 | 0.0015753 | 53 | Commercial_2038_Technical_MW_After Competition Groups_53 | Roof Insulation/Ceiling Insulation (R25 Code to R35) | 0.1575% | 0 | 4.2996 | Commercial_2038_Technical_MW_After Competition Groups_Roof Insulation/Ceiling Insulation (R25 Code to R35)
Commercial | Com ¦ CO Sensors for parking garage exhaust fans | 2038 | Technical | MW | After Competition Groups | 3.4901 | 0 | 0 | 2729.4812 | 0.0012787 | 54 | Commercial_2038_Technical_MW_After Competition Groups_54 | CO Sensors for parking garage exhaust fans | 0.1279% | 0 | 3.4901 | Commercial_2038_Technical_MW_After Competition Groups_CO Sensors for parking garage exhaust fans
Commercial | Com ¦ Anti-sweat heat (ASH) controls - Cooler/Freezer | 2038 | Technical | MW | After Competition Groups | 3.4319 | 0 | 0 | 2729.4812 | 0.0012574 | 55 | Commercial_2038_Technical_MW_After Competition Groups_55 | Anti-sweat heat (ASH) controls - Cooler/Freezer | 0.1257% | 0 | 3.4319 | Commercial_2038_Technical_MW_After Competition Groups_Anti-sweat heat (ASH) controls - Cooler/Freezer
Commercial | Com ¦ Ground Source Heat Pump | 2038 | Technical | MW | After Competition Groups | 3.1972 | 0 | 0 | 2729.4812 | 0.0011714 | 56 | Commercial_2038_Technical_MW_After Competition Groups_56 | Ground Source Heat Pump | 0.1171% | 0 | 3.1972 | Commercial_2038_Technical_MW_After Competition Groups_Ground Source Heat Pump
Commercial | Com ¦ Temperature Adjustment in Commercial Freezers | 2038 | Technical | MW | After Competition Groups | 2.8061 | 0 | 0 | 2729.4812 | 0.0010281 | 57 | Commercial_2038_Technical_MW_After Competition Groups_57 | Temperature Adjustment in Commercial Freezers | 0.1028% | 0 | 2.8061 | Commercial_2038_Technical_MW_After Competition Groups_Temperature Adjustment in Commercial Freezers
Commercial | Com ¦ ENERGY STAR Fryer (84% eff) | 2038 | Technical | MW | After Competition Groups | 2.4702 | 0 | 0 | 2729.4812 | 0.000905 | 58 | Commercial_2038_Technical_MW_After Competition Groups_58 | ENERGY STAR Fryer (84% eff) | 0.0905% | 0 | 2.4702 | Commercial_2038_Technical_MW_After Competition Groups_ENERGY STAR Fryer (84% eff)
Commercial | Com ¦ Vertical Night Covers | 2038 | Technical | MW | After Competition Groups | 2.3205 | 0 | 0 | 2729.4812 | 0.00085017 | 59 | Commercial_2038_Technical_MW_After Competition Groups_59 | Vertical Night Covers | 0.08502% | 0 | 2.3205 | Commercial_2038_Technical_MW_After Competition Groups_Vertical Night Covers
Commercial | Com ¦ Energy Efficient Laboratory Fume Hood | 2038 | Technical | MW | After Competition Groups | 2.2688 | 0 | 0 | 2729.4812 | 0.00083123 | 60 | Commercial_2038_Technical_MW_After Competition Groups_60 | Energy Efficient Laboratory Fume Hood | 0.08312% | 0 | 2.2688 | Commercial_2038_Technical_MW_After Competition Groups_Energy Efficient Laboratory Fume Hood
Commercial | Com ¦ Outside Air Economizer | 2038 | Technical | MW | After Competition Groups | 2.0294 | 0 | 0 | 2729.4812 | 0.00074352 | 61 | Commercial_2038_Technical_MW_After Competition Groups_61 | Outside Air Economizer | 0.07435% | 0 | 2.0294 | Commercial_2038_Technical_MW_After Competition Groups_Outside Air Economizer
Commercial | Com ¦ Room AC (w/ louvered sides) 14 SEER from 12 SEER code | 2038 | Technical | MW | After Competition Groups | 2.0073 | 0 | 0 | 2729.4812 | 0.0007354 | 62 | Commercial_2038_Technical_MW_After Competition Groups_62 | Room AC (w/ louvered sides) 14 SEER from 12 SEER code | 0.07354% | 0 | 2.0073 | Commercial_2038_Technical_MW_After Competition Groups_Room AC (w/ louvered sides) 14 SEER from 12 SEER code
Commercial | Com ¦ Water Heating (DHW) Pipe Insulation (Add 3/4\ Foam)" | 2038 | Technical | MW | After Competition Groups | 1.7708 | 0 | 0 | 2729.4812 | 0.00064878 | 63 | Commercial_2038_Technical_MW_After Competition Groups_63 | Water Heating (DHW) Pipe Insulation (Add 3/4\ Foam)" | 0.06488% | 0 | 1.7708 | Commercial_2038_Technical_MW_After Competition Groups_Water Heating (DHW) Pipe Insulation (Add 3/4\ Foam)"
Commercial | Com ¦ ENERGY STAR Dishwasher | 2038 | Technical | MW | After Competition Groups | 1.619 | 0 | 0 | 2729.4812 | 0.00059315 | 64 | Commercial_2038_Technical_MW_After Competition Groups_64 | ENERGY STAR Dishwasher | 0.05931% | 0 | 1.619 | Commercial_2038_Technical_MW_After Competition Groups_ENERGY STAR Dishwasher
Commercial | Com ¦ ENERGY STAR Steam Cookers | 2038 | Technical | MW | After Competition Groups | 1.6149 | 0 | 0 | 2729.4812 | 0.00059166 | 65 | Commercial_2038_Technical_MW_After Competition Groups_65 | ENERGY STAR Steam Cookers | 0.05917% | 0 | 1.6149 | Commercial_2038_Technical_MW_After Competition Groups_ENERGY STAR Steam Cookers
Commercial | Com ¦ LED RECESSED DOWNLIGHTS | 2038 | Technical | MW | After Competition Groups | 1.4494 | 0 | 0 | 2729.4812 | 0.000531 | 66 | Commercial_2038_Technical_MW_After Competition Groups_66 | LED RECESSED DOWNLIGHTS | 0.0531% | 0 | 1.4494 | Commercial_2038_Technical_MW_After Competition Groups_LED RECESSED DOWNLIGHTS
Commercial | Com ¦ Suction Pipe Insulation Freezer/Refrigerator | 2038 | Technical | MW | After Competition Groups | 1.206 | 0 | 0 | 2729.4812 | 0.00044186 | 67 | Commercial_2038_Technical_MW_After Competition Groups_67 | Suction Pipe Insulation Freezer/Refrigerator | 0.04419% | 0 | 1.206 | Commercial_2038_Technical_MW_After Competition Groups_Suction Pipe Insulation Freezer/Refrigerator
Commercial | Com ¦ Evaporator Coil Defrost (Cooler) | 2038 | Technical | MW | After Competition Groups | 1.0261 | 0 | 0 | 2729.4812 | 0.00037592 | 68 | Commercial_2038_Technical_MW_After Competition Groups_68 | Evaporator Coil Defrost (Cooler) | 0.03759% | 0 | 1.0261 | Commercial_2038_Technical_MW_After Competition Groups_Evaporator Coil Defrost (Cooler)
Commercial | Com ¦ Thermostat Setback | 2038 | Technical | MW | After Competition Groups | 0.85307 | 0 | 0 | 2729.4812 | 0.00031254 | 69 | Commercial_2038_Technical_MW_After Competition Groups_69 | Thermostat Setback | 0.03125% | 0 | 0.85307 | Commercial_2038_Technical_MW_After Competition Groups_Thermostat Setback
Commercial | Com ¦ Ozone Laundry Treatment | 2038 | Technical | MW | After Competition Groups | 0.81683 | 0 | 0 | 2729.4812 | 0.00029926 | 70 | Commercial_2038_Technical_MW_After Competition Groups_70 | Ozone Laundry Treatment | 0.02993% | 0 | 0.81683 | Commercial_2038_Technical_MW_After Competition Groups_Ozone Laundry Treatment
Commercial | Com ¦ SYNCHRONOUS BELT | 2038 | Technical | MW | After Competition Groups | 0.75917 | 0 | 0 | 2729.4812 | 0.00027814 | 71 | Commercial_2038_Technical_MW_After Competition Groups_71 | SYNCHRONOUS BELT | 0.02781% | 0 | 0.75917 | Commercial_2038_Technical_MW_After Competition Groups_SYNCHRONOUS BELT
Commercial | Com ¦ PTAC (12 EER/10,000 BTU) | 2038 | Technical | MW | After Competition Groups | 0.69556 | 0 | 0 | 2729.4812 | 0.00025483 | 72 | Commercial_2038_Technical_MW_After Competition Groups_72 | PTAC (12 EER/10,000 BTU) | 0.02548% | 0 | 0.69556 | Commercial_2038_Technical_MW_After Competition Groups_PTAC (12 EER/10,000 BTU)
Commercial | Com ¦ Wall Insulation | 2038 | Technical | MW | After Competition Groups | 0.5555 | 0 | 0 | 2729.4812 | 0.00020352 | 73 | Commercial_2038_Technical_MW_After Competition Groups_73 | Wall Insulation | 0.02035% | 0 | 0.5555 | Commercial_2038_Technical_MW_After Competition Groups_Wall Insulation
Commercial | Com ¦ Solar Preheat Make up Air | 2038 | Technical | MW | After Competition Groups | 0.54857 | 0 | 0 | 2729.4812 | 0.00020098 | 74 | Commercial_2038_Technical_MW_After Competition Groups_74 | Solar Preheat Make up Air | 0.0201% | 0 | 0.54857 | Commercial_2038_Technical_MW_After Competition Groups_Solar Preheat Make up Air
Commercial | Com ¦ High Efficiency Chiller (avg of water and air cooled) | 2038 | Technical | MW | After Competition Groups | 0.52933 | 0 | 0 | 2729.4812 | 0.00019393 | 75 | Commercial_2038_Technical_MW_After Competition Groups_75 | High Efficiency Chiller (avg of water and air cooled) | 0.01939% | 0 | 0.52933 | Commercial_2038_Technical_MW_After Competition Groups_High Efficiency Chiller (avg of water and air cooled)
Commercial | Com ¦ Solar Water Preheat (Pools/DHW) | 2038 | Technical | MW | After Competition Groups | 0.51891 | 0 | 0 | 2729.4812 | 0.00019011 | 76 | Commercial_2038_Technical_MW_After Competition Groups_76 | Solar Water Preheat (Pools/DHW) | 0.01901% | 0 | 0.51891 | Commercial_2038_Technical_MW_After Competition Groups_Solar Water Preheat (Pools/DHW)
Commercial | COM ¦ Ductless Mini-Split Heat Pumps | 2038 | Technical | MW | After Competition Groups | 0.50076 | 0 | 0 | 2729.4812 | 0.00018347 | 77 | Commercial_2038_Technical_MW_After Competition Groups_77 | Ductless Mini-Split Heat Pumps | 0.01835% | 0 | 0.50076 | Commercial_2038_Technical_MW_After Competition Groups_Ductless Mini-Split Heat Pumps
Commercial | Com ¦ Efficient compressor motor | 2038 | Technical | MW | After Competition Groups | 0.41753 | 0 | 0 | 2729.4812 | 0.00015297 | 78 | Commercial_2038_Technical_MW_After Competition Groups_78 | Efficient compressor motor | 0.0153% | 0 | 0.41753 | Commercial_2038_Technical_MW_After Competition Groups_Efficient compressor motor
Commercial | Com ¦ Commercial Hot Food Holding Cabinets | 2038 | Technical | MW | After Competition Groups | 0.36957 | 0 | 0 | 2729.4812 | 0.0001354 | 79 | Commercial_2038_Technical_MW_After Competition Groups_79 | Commercial Hot Food Holding Cabinets | 0.01354% | 0 | 0.36957 | Commercial_2038_Technical_MW_After Competition Groups_Commercial Hot Food Holding Cabinets
Commercial | Com ¦ ECM MOTORS FOR HVAC APPLICATION (FAN-POWERED VAV BOX) | 2038 | Technical | MW | After Competition Groups | 0.336 | 0 | 0 | 2729.4812 | 0.0001231 | 80 | Commercial_2038_Technical_MW_After Competition Groups_80 | ECM MOTORS FOR HVAC APPLICATION (FAN-POWERED VAV BOX) | 0.01231% | 0 | 0.336 | Commercial_2038_Technical_MW_After Competition Groups_ECM MOTORS FOR HVAC APPLICATION (FAN-POWERED VAV BOX)
Commercial | Com ¦ HVAC Optimization | 2038 | Technical | MW | After Competition Groups | 0.26974 | 0 | 0 | 2729.4812 | 9.8826e-05 | 81 | Commercial_2038_Technical_MW_After Competition Groups_81 | HVAC Optimization | 0.009883% | 0 | 0.26974 | Commercial_2038_Technical_MW_After Competition Groups_HVAC Optimization
Commercial | Com ¦ Energy Recovery Ventilation and Ventilation (Enhanced) | 2038 | Technical | MW | After Competition Groups | 0.22968 | 0 | 0 | 2729.4812 | 8.4148e-05 | 82 | Commercial_2038_Technical_MW_After Competition Groups_82 | Energy Recovery Ventilation and Ventilation (Enhanced) | 0.008415% | 0 | 0.22968 | Commercial_2038_Technical_MW_After Competition Groups_Energy Recovery Ventilation and Ventilation (Enhanced)
Commercial | Com ¦ CEE Tier 2/Energy Star Clothes Washers | 2038 | Technical | MW | After Competition Groups | 0.21176 | 0 | 0 | 2729.4812 | 7.7582e-05 | 83 | Commercial_2038_Technical_MW_After Competition Groups_83 | CEE Tier 2/Energy Star Clothes Washers | 0.007758% | 0 | 0.21176 | Commercial_2038_Technical_MW_After Competition Groups_CEE Tier 2/Energy Star Clothes Washers
Commercial | Com ¦ Auto Off Time Switch or Time Clock control | 2038 | Technical | MW | After Competition Groups | 0.20361 | 0 | 0 | 2729.4812 | 7.4595e-05 | 84 | Commercial_2038_Technical_MW_After Competition Groups_84 | Auto Off Time Switch or Time Clock control | 0.00746% | 0 | 0.20361 | Commercial_2038_Technical_MW_After Competition Groups_Auto Off Time Switch or Time Clock control
Commercial | Com ¦ Heat Pump Water Heater (50 Gallons) | 2038 | Technical | MW | After Competition Groups | 0.15305 | 0 | 0 | 2729.4812 | 5.6074e-05 | 85 | Commercial_2038_Technical_MW_After Competition Groups_85 | Heat Pump Water Heater (50 Gallons) | 0.005607% | 0 | 0.15305 | Commercial_2038_Technical_MW_After Competition Groups_Heat Pump Water Heater (50 Gallons)
Commercial | Com ¦ Low Flow Pre-Rinse Spray Nozzle | 2038 | Technical | MW | After Competition Groups | 0.11386 | 0 | 0 | 2729.4812 | 4.1716e-05 | 86 | Commercial_2038_Technical_MW_After Competition Groups_86 | Low Flow Pre-Rinse Spray Nozzle | 0.004172% | 0 | 0.11386 | Commercial_2038_Technical_MW_After Competition Groups_Low Flow Pre-Rinse Spray Nozzle
Commercial | Com ¦ Demand controlled Circulating Systems | 2038 | Technical | MW | After Competition Groups | 0.11362 | 0 | 0 | 2729.4812 | 4.1625e-05 | 87 | Commercial_2038_Technical_MW_After Competition Groups_87 | Demand controlled Circulating Systems | 0.004163% | 0 | 0.11362 | Commercial_2038_Technical_MW_After Competition Groups_Demand controlled Circulating Systems
Commercial | Com ¦ eCube | 2038 | Technical | MW | After Competition Groups | 0.042085 | 0 | 0 | 2729.4812 | 1.5419e-05 | 88 | Commercial_2038_Technical_MW_After Competition Groups_88 | eCube | 0.001542% | 0 | 0.042085 | Commercial_2038_Technical_MW_After Competition Groups_eCube
Commercial | Com ¦ VSD Air Compressor | 2038 | Technical | MW | After Competition Groups | 0.040869 | 0 | 0 | 2729.4812 | 1.4973e-05 | 89 | Commercial_2038_Technical_MW_After Competition Groups_89 | VSD Air Compressor | 0.001497% | 0 | 0.040869 | Commercial_2038_Technical_MW_After Competition Groups_VSD Air Compressor
Commercial | Com ¦ Condensing Unit Heaters or other Efficient Unit Heating System | 2038 | Technical | MW | After Competition Groups | 0.039569 | 0 | 0 | 2729.4812 | 1.4497e-05 | 90 | Commercial_2038_Technical_MW_After Competition Groups_90 | Condensing Unit Heaters or other Efficient Unit Heating System | 0.00145% | 0 | 0.039569 | Commercial_2038_Technical_MW_After Competition Groups_Condensing Unit Heaters or other Efficient Unit Heating System
Commercial | Com ¦ EC Plug Fan for Data Center (under cabinet) | 2038 | Technical | MW | After Competition Groups | 0.026533 | 0 | 0 | 2729.4812 | 9.7207e-06 | 91 | Commercial_2038_Technical_MW_After Competition Groups_91 | EC Plug Fan for Data Center (under cabinet) | 0.0009721% | 0 | 0.026533 | Commercial_2038_Technical_MW_After Competition Groups_EC Plug Fan for Data Center (under cabinet)
Commercial | Com ¦ Exterior Photocell | 2038 | Technical | MW | After Competition Groups | 0.012872 | 0 | 0 | 2729.4812 | 4.7159e-06 | 92 | Commercial_2038_Technical_MW_After Competition Groups_92 | Exterior Photocell | 0.0004716% | 0 | 0.012872 | Commercial_2038_Technical_MW_After Competition Groups_Exterior Photocell
Commercial | Com ¦ Air Curtains | 2038 | Technical | MW | After Competition Groups | 0.0081025 | 0 | 0 | 2729.4812 | 2.9685e-06 | 93 | Commercial_2038_Technical_MW_After Competition Groups_93 | Air Curtains | 0.0002968% | 0 | 0.0081025 | Commercial_2038_Technical_MW_After Competition Groups_Air Curtains
Commercial | Com ¦ High Efficiency Induction Cooking | 2038 | Technical | MW | After Competition Groups | 0.0015293 | 0 | 0 | 2729.4812 | 5.6029e-07 | 94 | Commercial_2038_Technical_MW_After Competition Groups_94 | High Efficiency Induction Cooking | 5.603e-05% | 0 | 0.0015293 | Commercial_2038_Technical_MW_After Competition Groups_High Efficiency Induction Cooking
Commercial | Com ¦ Electric Convection Combination Ovens | 2038 | Technical | MW | After Competition Groups | 0.00051022 | 0 | 0 | 2729.4812 | 1.8693e-07 | 95 | Commercial_2038_Technical_MW_After Competition Groups_95 | Electric Convection Combination Ovens | 1.869e-05% | 0 | 0.00051022 | Commercial_2038_Technical_MW_After Competition Groups_Electric Convection Combination Ovens
Industrial | Ind ¦ Air Leak Survey and Repair | 2019 | Economic | GWh | After Competition Groups | 652.8394 | 0 | 0 | 2996.7162 | 0.21785 | 1 | Industrial_2019_Economic_GWh_After Competition Groups_1 | Air Leak Survey and Repair | 21.79% | 0 | 652.8394 | Industrial_2019_Economic_GWh_After Competition Groups_Air Leak Survey and Repair
Industrial | Ind ¦ Recommissioning | 2019 | Economic | GWh | After Competition Groups | 458.1195 | 0 | 0 | 2996.7162 | 0.15287 | 2 | Industrial_2019_Economic_GWh_After Competition Groups_2 | Recommissioning | 15.29% | 0 | 458.1195 | Industrial_2019_Economic_GWh_After Competition Groups_Recommissioning
Industrial | Ind ¦ SEM | 2019 | Economic | GWh | After Competition Groups | 458.1195 | 0 | 0 | 2996.7162 | 0.15287 | 3 | Industrial_2019_Economic_GWh_After Competition Groups_3 | SEM | 15.29% | 0 | 458.1195 | Industrial_2019_Economic_GWh_After Competition Groups_SEM
Industrial | Ind ¦ Air Compressor Optimization | 2019 | Economic | GWh | After Competition Groups | 300.845 | 0 | 0 | 2996.7162 | 0.10039 | 4 | Industrial_2019_Economic_GWh_After Competition Groups_4 | Air Compressor Optimization | 10.04% | 0 | 300.845 | Industrial_2019_Economic_GWh_After Competition Groups_Air Compressor Optimization
Industrial | Ind ¦ Efficient Compressed Air Nozzles | 2019 | Economic | GWh | After Competition Groups | 279.6556 | 0 | 0 | 2996.7162 | 0.093321 | 5 | Industrial_2019_Economic_GWh_After Competition Groups_5 | Efficient Compressed Air Nozzles | 9.332% | 0 | 279.6556 | Industrial_2019_Economic_GWh_After Competition Groups_Efficient Compressed Air Nozzles
Industrial | Ind ¦ Process Optimization (Elec) | 2019 | Economic | GWh | After Competition Groups | 189.2232 | 0 | 0 | 2996.7162 | 0.063144 | 6 | Industrial_2019_Economic_GWh_After Competition Groups_6 | Process Optimization (Elec) | 6.314% | 0 | 189.2232 | Industrial_2019_Economic_GWh_After Competition Groups_Process Optimization (Elec)
Industrial | Ind ¦ High Efficiency HVAC Fans | 2019 | Economic | GWh | After Competition Groups | 162.0469 | 0 | 0 | 2996.7162 | 0.054075 | 7 | Industrial_2019_Economic_GWh_After Competition Groups_7 | High Efficiency HVAC Fans | 5.407% | 0 | 162.0469 | Industrial_2019_Economic_GWh_After Competition Groups_High Efficiency HVAC Fans
Industrial | Ind ¦ Pulp and Paper Process Improvements | 2019 | Economic | GWh | After Competition Groups | 66.7721 | 0 | 0 | 2996.7162 | 0.022282 | 8 | Industrial_2019_Economic_GWh_After Competition Groups_8 | Pulp and Paper Process Improvements | 2.228% | 0 | 66.7721 | Industrial_2019_Economic_GWh_After Competition Groups_Pulp and Paper Process Improvements
Industrial | Ind ¦ Pump System Optimization | 2019 | Economic | GWh | After Competition Groups | 58.09 | 0 | 0 | 2996.7162 | 0.019385 | 9 | Industrial_2019_Economic_GWh_After Competition Groups_9 | Pump System Optimization | 1.938% | 0 | 58.09 | Industrial_2019_Economic_GWh_After Competition Groups_Pump System Optimization
Industrial | Ind ¦ Fan System Optimization | 2019 | Economic | GWh | After Competition Groups | 49.5406 | 0 | 0 | 2996.7162 | 0.016532 | 10 | Industrial_2019_Economic_GWh_After Competition Groups_10 | Fan System Optimization | 1.653% | 0 | 49.5406 | Industrial_2019_Economic_GWh_After Competition Groups_Fan System Optimization
Industrial | Ind ¦ Material Handling Improvements | 2019 | Economic | GWh | After Competition Groups | 43.7926 | 0 | 0 | 2996.7162 | 0.014614 | 11 | Industrial_2019_Economic_GWh_After Competition Groups_11 | Material Handling Improvements | 1.461% | 0 | 43.7926 | Industrial_2019_Economic_GWh_After Competition Groups_Material Handling Improvements
Industrial | Ind ¦ Process Heat Recovery | 2019 | Economic | GWh | After Competition Groups | 39.4419 | 0 | 0 | 2996.7162 | 0.013162 | 12 | Industrial_2019_Economic_GWh_After Competition Groups_12 | Process Heat Recovery | 1.316% | 0 | 39.4419 | Industrial_2019_Economic_GWh_After Competition Groups_Process Heat Recovery
Industrial | Ind ¦ HE Lighting | 2019 | Economic | GWh | After Competition Groups | 37.5037 | 0 | 0 | 2996.7162 | 0.012515 | 13 | Industrial_2019_Economic_GWh_After Competition Groups_13 | HE Lighting | 1.251% | 0 | 37.5037 | Industrial_2019_Economic_GWh_After Competition Groups_HE Lighting
Industrial | Ind ¦ Refiner Plate Improvements | 2019 | Economic | GWh | After Competition Groups | 34.3394 | 0 | 0 | 2996.7162 | 0.011459 | 14 | Industrial_2019_Economic_GWh_After Competition Groups_14 | Refiner Plate Improvements | 1.146% | 0 | 34.3394 | Industrial_2019_Economic_GWh_After Competition Groups_Refiner Plate Improvements
Industrial | Ind ¦ VAV Conversion Project | 2019 | Economic | GWh | After Competition Groups | 28.853 | 0 | 0 | 2996.7162 | 0.0096282 | 15 | Industrial_2019_Economic_GWh_After Competition Groups_15 | VAV Conversion Project | 0.9628% | 0 | 28.853 | Industrial_2019_Economic_GWh_After Competition Groups_VAV Conversion Project
Industrial | Ind ¦ Improved Controls - Process Cooling | 2019 | Economic | GWh | After Competition Groups | 22.7352 | 0 | 0 | 2996.7162 | 0.0075867 | 16 | Industrial_2019_Economic_GWh_After Competition Groups_16 | Improved Controls - Process Cooling | 0.7587% | 0 | 22.7352 | Industrial_2019_Economic_GWh_After Competition Groups_Improved Controls - Process Cooling
Industrial | Ind ¦ Pump Equipment Upgrade | 2019 | Economic | GWh | After Competition Groups | 21.983 | 0 | 0 | 2996.7162 | 0.0073357 | 17 | Industrial_2019_Economic_GWh_After Competition Groups_17 | Pump Equipment Upgrade | 0.7336% | 0 | 21.983 | Industrial_2019_Economic_GWh_After Competition Groups_Pump Equipment Upgrade
Industrial | Ind ¦ Greenhouse Grow Lights | 2019 | Economic | GWh | After Competition Groups | 18.5042 | 0 | 0 | 2996.7162 | 0.0061748 | 18 | Industrial_2019_Economic_GWh_After Competition Groups_18 | Greenhouse Grow Lights | 0.6175% | 0 | 18.5042 | Industrial_2019_Economic_GWh_After Competition Groups_Greenhouse Grow Lights
Industrial | Ind ¦ Process Improvements | 2019 | Economic | GWh | After Competition Groups | 18.2978 | 0 | 0 | 2996.7162 | 0.006106 | 19 | Industrial_2019_Economic_GWh_After Competition Groups_19 | Process Improvements | 0.6106% | 0 | 18.2978 | Industrial_2019_Economic_GWh_After Competition Groups_Process Improvements
Industrial | Ind ¦ High Efficiency Battery Charger | 2019 | Economic | GWh | After Competition Groups | 14.922 | 0 | 0 | 2996.7162 | 0.0049794 | 20 | Industrial_2019_Economic_GWh_After Competition Groups_20 | High Efficiency Battery Charger | 0.4979% | 0 | 14.922 | Industrial_2019_Economic_GWh_After Competition Groups_High Efficiency Battery Charger
Industrial | Ind ¦ Improved Controls - Process Heating | 2019 | Economic | GWh | After Competition Groups | 10.8714 | 0 | 0 | 2996.7162 | 0.0036278 | 21 | Industrial_2019_Economic_GWh_After Competition Groups_21 | Improved Controls - Process Heating | 0.3628% | 0 | 10.8714 | Industrial_2019_Economic_GWh_After Competition Groups_Improved Controls - Process Heating
Industrial | Ind ¦ Cooling Tower Optimization | 2019 | Economic | GWh | After Competition Groups | 9.3975 | 0 | 0 | 2996.7162 | 0.0031359 | 22 | Industrial_2019_Economic_GWh_After Competition Groups_22 | Cooling Tower Optimization | 0.3136% | 0 | 9.3975 | Industrial_2019_Economic_GWh_After Competition Groups_Cooling Tower Optimization
Industrial | Ind ¦ Engine Block Heater Timer | 2019 | Economic | GWh | After Competition Groups | 6.9406 | 0 | 0 | 2996.7162 | 0.0023161 | 23 | Industrial_2019_Economic_GWh_After Competition Groups_23 | Engine Block Heater Timer | 0.2316% | 0 | 6.9406 | Industrial_2019_Economic_GWh_After Competition Groups_Engine Block Heater Timer
Industrial | Ind ¦ Free Cooling | 2019 | Economic | GWh | After Competition Groups | 5.7383 | 0 | 0 | 2996.7162 | 0.0019149 | 24 | Industrial_2019_Economic_GWh_After Competition Groups_24 | Free Cooling | 0.1915% | 0 | 5.7383 | Industrial_2019_Economic_GWh_After Competition Groups_Free Cooling
Industrial | Ind ¦ Air Compressor Heat Recovery | 2019 | Economic | GWh | After Competition Groups | 3.2142 | 0 | 0 | 2996.7162 | 0.0010726 | 25 | Industrial_2019_Economic_GWh_After Competition Groups_25 | Air Compressor Heat Recovery | 0.1073% | 0 | 3.2142 | Industrial_2019_Economic_GWh_After Competition Groups_Air Compressor Heat Recovery
Industrial | Ind ¦ Efficient Irrigation | 2019 | Economic | GWh | After Competition Groups | 1.6445 | 0 | 0 | 2996.7162 | 0.00054876 | 26 | Industrial_2019_Economic_GWh_After Competition Groups_26 | Efficient Irrigation | 0.05488% | 0 | 1.6445 | Industrial_2019_Economic_GWh_After Competition Groups_Efficient Irrigation
Industrial | Ind ¦ Ventilation Optimization | 2019 | Economic | GWh | After Competition Groups | 1.4889 | 0 | 0 | 2996.7162 | 0.00049683 | 27 | Industrial_2019_Economic_GWh_After Competition Groups_27 | Ventilation Optimization | 0.04968% | 0 | 1.4889 | Industrial_2019_Economic_GWh_After Competition Groups_Ventilation Optimization
Industrial | Ind ¦ Refrigeration Compressor VFD | 2019 | Economic | GWh | After Competition Groups | 0.66533 | 0 | 0 | 2996.7162 | 0.00022202 | 28 | Industrial_2019_Economic_GWh_After Competition Groups_28 | Refrigeration Compressor VFD | 0.0222% | 0 | 0.66533 | Industrial_2019_Economic_GWh_After Competition Groups_Refrigeration Compressor VFD
Industrial | Ind ¦ Efficient Refrigeration Compressor | 2019 | Economic | GWh | After Competition Groups | 0.63205 | 0 | 0 | 2996.7162 | 0.00021091 | 29 | Industrial_2019_Economic_GWh_After Competition Groups_29 | Efficient Refrigeration Compressor | 0.02109% | 0 | 0.63205 | Industrial_2019_Economic_GWh_After Competition Groups_Efficient Refrigeration Compressor
Industrial | Ind ¦ Dairy Pre-Cooler | 2019 | Economic | GWh | After Competition Groups | 0.49881 | 0 | 0 | 2996.7162 | 0.00016645 | 30 | Industrial_2019_Economic_GWh_After Competition Groups_30 | Dairy Pre-Cooler | 0.01665% | 0 | 0.49881 | Industrial_2019_Economic_GWh_After Competition Groups_Dairy Pre-Cooler
Industrial | Ind ¦ Dairy Water Heater | 2019 | Economic | GWh | After Competition Groups | 0 | 0 | 0 | 2996.7162 | 0 | 31 | Industrial_2019_Economic_GWh_After Competition Groups_31 | Dairy Water Heater | 0% | 0 | 0 | Industrial_2019_Economic_GWh_After Competition Groups_Dairy Water Heater
Industrial | Ind ¦ Heat Lamps/Heat Pad | 2019 | Economic | GWh | After Competition Groups | 0 | 0 | 0 | 2996.7162 | 0 | 32 | Industrial_2019_Economic_GWh_After Competition Groups_32 | Heat Lamps/Heat Pad | 0% | 0 | 0 | Industrial_2019_Economic_GWh_After Competition Groups_Heat Lamps/Heat Pad
Industrial | Ind ¦ Pump System Optimization | 2019 | SC A | GWh | After Competition Groups | 21.1863 | 3467012.6229 | 3.467 | 103.5372 | 0.20462 | 1 | Industrial_2019_SC A_GWh_After Competition Groups_1 | Pump System Optimization | 20.46% | 3.467 | 21.1863 | Industrial_2019_SC A_GWh_After Competition Groups_Pump System Optimization
Industrial | Ind ¦ Air Compressor Optimization | 2019 | SC A | GWh | After Competition Groups | 20.4287 | 942237.9137 | 0.94224 | 103.5372 | 0.19731 | 2 | Industrial_2019_SC A_GWh_After Competition Groups_2 | Air Compressor Optimization | 19.73% | 0.94224 | 20.4287 | Industrial_2019_SC A_GWh_After Competition Groups_Air Compressor Optimization
Industrial | Ind ¦ Pump Equipment Upgrade | 2019 | SC A | GWh | After Competition Groups | 11.545 | 2872133.5713 | 2.8721 | 103.5372 | 0.11151 | 3 | Industrial_2019_SC A_GWh_After Competition Groups_3 | Pump Equipment Upgrade | 11.15% | 2.8721 | 11.545 | Industrial_2019_SC A_GWh_After Competition Groups_Pump Equipment Upgrade
Industrial | Ind ¦ Air Leak Survey and Repair | 2019 | SC A | GWh | After Competition Groups | 10.5081 | 171093.8033 | 0.17109 | 103.5372 | 0.10149 | 4 | Industrial_2019_SC A_GWh_After Competition Groups_4 | Air Leak Survey and Repair | 10.15% | 0.17109 | 10.5081 | Industrial_2019_SC A_GWh_After Competition Groups_Air Leak Survey and Repair
Industrial | Ind ¦ Recommissioning | 2019 | SC A | GWh | After Competition Groups | 7.4213 | 731169.0954 | 0.73117 | 103.5372 | 0.071678 | 5 | Industrial_2019_SC A_GWh_After Competition Groups_5 | Recommissioning | 7.168% | 0.73117 | 7.4213 | Industrial_2019_SC A_GWh_After Competition Groups_Recommissioning
Industrial | Ind ¦ SEM | 2019 | SC A | GWh | After Competition Groups | 7.4213 | 731169.0954 | 0.73117 | 103.5372 | 0.071678 | 6 | Industrial_2019_SC A_GWh_After Competition Groups_6 | SEM | 7.168% | 0.73117 | 7.4213 | Industrial_2019_SC A_GWh_After Competition Groups_SEM
Industrial | Ind ¦ High Efficiency HVAC Fans | 2019 | SC A | GWh | After Competition Groups | 6.0493 | 876221.5262 | 0.87622 | 103.5372 | 0.058427 | 7 | Industrial_2019_SC A_GWh_After Competition Groups_7 | High Efficiency HVAC Fans | 5.843% | 0.87622 | 6.0493 | Industrial_2019_SC A_GWh_After Competition Groups_High Efficiency HVAC Fans
Industrial | Ind ¦ Greenhouse Grow Lights | 2019 | SC A | GWh | After Competition Groups | 4.1112 | 1022779.3367 | 1.0228 | 103.5372 | 0.039708 | 8 | Industrial_2019_SC A_GWh_After Competition Groups_8 | Greenhouse Grow Lights | 3.971% | 1.0228 | 4.1112 | Industrial_2019_SC A_GWh_After Competition Groups_Greenhouse Grow Lights
Industrial | Ind ¦ Efficient Compressed Air Nozzles | 2019 | SC A | GWh | After Competition Groups | 4.081 | 106944.9238 | 0.10694 | 103.5372 | 0.039416 | 9 | Industrial_2019_SC A_GWh_After Competition Groups_9 | Efficient Compressed Air Nozzles | 3.942% | 0.10694 | 4.081 | Industrial_2019_SC A_GWh_After Competition Groups_Efficient Compressed Air Nozzles
Industrial | Ind ¦ Fan System Optimization | 2019 | SC A | GWh | After Competition Groups | 2.7658 | 522169.6666 | 0.52217 | 103.5372 | 0.026713 | 10 | Industrial_2019_SC A_GWh_After Competition Groups_10 | Fan System Optimization | 2.671% | 0.52217 | 2.7658 | Industrial_2019_SC A_GWh_After Competition Groups_Fan System Optimization
Industrial | Ind ¦ Material Handling Improvements | 2019 | SC A | GWh | After Competition Groups | 2.4473 | 89810.5103 | 0.089811 | 103.5372 | 0.023637 | 11 | Industrial_2019_SC A_GWh_After Competition Groups_11 | Material Handling Improvements | 2.364% | 0.089811 | 2.4473 | Industrial_2019_SC A_GWh_After Competition Groups_Material Handling Improvements
Industrial | Ind ¦ Process Optimization (Elec) | 2019 | SC A | GWh | After Competition Groups | 1.462 | 144044.1017 | 0.14404 | 103.5372 | 0.014121 | 12 | Industrial_2019_SC A_GWh_After Competition Groups_12 | Process Optimization (Elec) | 1.412% | 0.14404 | 1.462 | Industrial_2019_SC A_GWh_After Competition Groups_Process Optimization (Elec)
Industrial | Ind ¦ Process Heat Recovery | 2019 | SC A | GWh | After Competition Groups | 0.62905 | 135812.424 | 0.13581 | 103.5372 | 0.0060756 | 13 | Industrial_2019_SC A_GWh_After Competition Groups_13 | Process Heat Recovery | 0.6076% | 0.13581 | 0.62905 | Industrial_2019_SC A_GWh_After Competition Groups_Process Heat Recovery
Industrial | Ind ¦ Refiner Plate Improvements | 2019 | SC A | GWh | After Competition Groups | 0.50048 | 44492.7987 | 0.044493 | 103.5372 | 0.0048338 | 14 | Industrial_2019_SC A_GWh_After Competition Groups_14 | Refiner Plate Improvements | 0.4834% | 0.044493 | 0.50048 | Industrial_2019_SC A_GWh_After Competition Groups_Refiner Plate Improvements
Industrial | Ind ¦ VAV Conversion Project | 2019 | SC A | GWh | After Competition Groups | 0.45585 | 133760.5418 | 0.13376 | 103.5372 | 0.0044028 | 15 | Industrial_2019_SC A_GWh_After Competition Groups_15 | VAV Conversion Project | 0.4403% | 0.13376 | 0.45585 | Industrial_2019_SC A_GWh_After Competition Groups_VAV Conversion Project
Industrial | Ind ¦ Pulp and Paper Process Improvements | 2019 | SC A | GWh | After Competition Groups | 0.44023 | 109518.8474 | 0.10952 | 103.5372 | 0.0042519 | 16 | Industrial_2019_SC A_GWh_After Competition Groups_16 | Pulp and Paper Process Improvements | 0.4252% | 0.10952 | 0.44023 | Industrial_2019_SC A_GWh_After Competition Groups_Pulp and Paper Process Improvements
Industrial | Ind ¦ Refrigeration Compressor VFD | 2019 | SC A | GWh | After Competition Groups | 0.39618 | 98559.7696 | 0.09856 | 103.5372 | 0.0038264 | 17 | Industrial_2019_SC A_GWh_After Competition Groups_17 | Refrigeration Compressor VFD | 0.3826% | 0.09856 | 0.39618 | Industrial_2019_SC A_GWh_After Competition Groups_Refrigeration Compressor VFD
Industrial | Ind ¦ Improved Controls - Process Cooling | 2019 | SC A | GWh | After Competition Groups | 0.37188 | 70210.2073 | 0.07021 | 103.5372 | 0.0035918 | 18 | Industrial_2019_SC A_GWh_After Competition Groups_18 | Improved Controls - Process Cooling | 0.3592% | 0.07021 | 0.37188 | Industrial_2019_SC A_GWh_After Competition Groups_Improved Controls - Process Cooling
Industrial | Ind ¦ High Efficiency Battery Charger | 2019 | SC A | GWh | After Competition Groups | 0.30325 | 78983.94 | 0.078984 | 103.5372 | 0.0029289 | 19 | Industrial_2019_SC A_GWh_After Competition Groups_19 | High Efficiency Battery Charger | 0.2929% | 0.078984 | 0.30325 | Industrial_2019_SC A_GWh_After Competition Groups_High Efficiency Battery Charger
Industrial | Ind ¦ Process Improvements | 2019 | SC A | GWh | After Competition Groups | 0.28574 | 30924.4996 | 0.030924 | 103.5372 | 0.0027597 | 20 | Industrial_2019_SC A_GWh_After Competition Groups_20 | Process Improvements | 0.276% | 0.030924 | 0.28574 | Industrial_2019_SC A_GWh_After Competition Groups_Process Improvements
Industrial | Ind ¦ Improved Controls - Process Heating | 2019 | SC A | GWh | After Competition Groups | 0.18242 | 34440.8952 | 0.034441 | 103.5372 | 0.0017619 | 21 | Industrial_2019_SC A_GWh_After Competition Groups_21 | Improved Controls - Process Heating | 0.1762% | 0.034441 | 0.18242 | Industrial_2019_SC A_GWh_After Competition Groups_Improved Controls - Process Heating
Industrial | Ind ¦ Ventilation Optimization | 2019 | SC A | GWh | After Competition Groups | 0.16371 | 40727.2524 | 0.040727 | 103.5372 | 0.0015812 | 22 | Industrial_2019_SC A_GWh_After Competition Groups_22 | Ventilation Optimization | 0.1581% | 0.040727 | 0.16371 | Industrial_2019_SC A_GWh_After Competition Groups_Ventilation Optimization
Industrial | Ind ¦ Engine Block Heater Timer | 2019 | SC A | GWh | After Competition Groups | 0.11197 | 12118.0204 | 0.012118 | 103.5372 | 0.0010814 | 23 | Industrial_2019_SC A_GWh_After Competition Groups_23 | Engine Block Heater Timer | 0.1081% | 0.012118 | 0.11197 | Industrial_2019_SC A_GWh_After Competition Groups_Engine Block Heater Timer
Industrial | Ind ¦ Dairy Pre-Cooler | 2019 | SC A | GWh | After Competition Groups | 0.090796 | 17142.0987 | 0.017142 | 103.5372 | 0.00087695 | 24 | Industrial_2019_SC A_GWh_After Competition Groups_24 | Dairy Pre-Cooler | 0.08769% | 0.017142 | 0.090796 | Industrial_2019_SC A_GWh_After Competition Groups_Dairy Pre-Cooler
Industrial | Ind ¦ Efficient Refrigeration Compressor | 2019 | SC A | GWh | After Competition Groups | 0.080917 | 8027.7875 | 0.0080278 | 103.5372 | 0.00078152 | 25 | Industrial_2019_SC A_GWh_After Competition Groups_25 | Efficient Refrigeration Compressor | 0.07815% | 0.0080278 | 0.080917 | Industrial_2019_SC A_GWh_After Competition Groups_Efficient Refrigeration Compressor
Industrial | Ind ¦ Air Compressor Heat Recovery | 2019 | SC A | GWh | After Competition Groups | 0.051288 | 11073.0599 | 0.011073 | 103.5372 | 0.00049536 | 26 | Industrial_2019_SC A_GWh_After Competition Groups_26 | Air Compressor Heat Recovery | 0.04954% | 0.011073 | 0.051288 | Industrial_2019_SC A_GWh_After Competition Groups_Air Compressor Heat Recovery
Industrial | Ind ¦ Cooling Tower Optimization | 2019 | SC A | GWh | After Competition Groups | 0.045288 | 8550.2397 | 0.0085502 | 103.5372 | 0.00043741 | 27 | Industrial_2019_SC A_GWh_After Competition Groups_27 | Cooling Tower Optimization | 0.04374% | 0.0085502 | 0.045288 | Industrial_2019_SC A_GWh_After Competition Groups_Cooling Tower Optimization
Industrial | Ind ¦ Free Cooling | 2019 | SC A | GWh | After Competition Groups | 0.00069295 | 187.6689 | 0.00018767 | 103.5372 | 6.6927e-06 | 28 | Industrial_2019_SC A_GWh_After Competition Groups_28 | Free Cooling | 0.0006693% | 0.00018767 | 0.00069295 | Industrial_2019_SC A_GWh_After Competition Groups_Free Cooling
Industrial | Ind ¦ Dairy Water Heater | 2019 | SC A | GWh | After Competition Groups | 0 | 0 | 0 | 103.5372 | 0 | 29 | Industrial_2019_SC A_GWh_After Competition Groups_29 | Dairy Water Heater | 0% | 0 | 0 | Industrial_2019_SC A_GWh_After Competition Groups_Dairy Water Heater
Industrial | Ind ¦ Efficient Irrigation | 2019 | SC A | GWh | After Competition Groups | 0 | 0 | 0 | 103.5372 | 0 | 30 | Industrial_2019_SC A_GWh_After Competition Groups_30 | Efficient Irrigation | 0% | 0 | 0 | Industrial_2019_SC A_GWh_After Competition Groups_Efficient Irrigation
Industrial | Ind ¦ HE Lighting | 2019 | SC A | GWh | After Competition Groups | 0 | 0 | 0 | 103.5372 | 0 | 31 | Industrial_2019_SC A_GWh_After Competition Groups_31 | HE Lighting | 0% | 0 | 0 | Industrial_2019_SC A_GWh_After Competition Groups_HE Lighting
Industrial | Ind ¦ Heat Lamps/Heat Pad | 2019 | SC A | GWh | After Competition Groups | 0 | 0 | 0 | 103.5372 | 0 | 32 | Industrial_2019_SC A_GWh_After Competition Groups_32 | Heat Lamps/Heat Pad | 0% | 0 | 0 | Industrial_2019_SC A_GWh_After Competition Groups_Heat Lamps/Heat Pad
Industrial | Ind ¦ Air Leak Survey and Repair | 2019 | SC B | GWh | After Competition Groups | 27.5212 | 448057.4022 | 0.44806 | 164.4213 | 0.16738 | 1 | Industrial_2019_SC B_GWh_After Competition Groups_1 | Air Leak Survey and Repair | 16.74% | 0.44806 | 27.5212 | Industrial_2019_SC B_GWh_After Competition Groups_Air Leak Survey and Repair
Industrial | Ind ¦ Pump System Optimization | 2019 | SC B | GWh | After Competition Groups | 21.1863 | 3929863.1584 | 3.9299 | 164.4213 | 0.12885 | 2 | Industrial_2019_SC B_GWh_After Competition Groups_2 | Pump System Optimization | 12.89% | 3.9299 | 21.1863 | Industrial_2019_SC B_GWh_After Competition Groups_Pump System Optimization
Industrial | Ind ¦ Air Compressor Optimization | 2019 | SC B | GWh | After Competition Groups | 20.4287 | 942143.6899 | 0.94214 | 164.4213 | 0.12425 | 3 | Industrial_2019_SC B_GWh_After Competition Groups_3 | Air Compressor Optimization | 12.42% | 0.94214 | 20.4287 | Industrial_2019_SC B_GWh_After Competition Groups_Air Compressor Optimization
Industrial | Ind ¦ Recommissioning | 2019 | SC B | GWh | After Competition Groups | 19.4366 | 1914759.5201 | 1.9148 | 164.4213 | 0.11821 | 4 | Industrial_2019_SC B_GWh_After Competition Groups_4 | Recommissioning | 11.82% | 1.9148 | 19.4366 | Industrial_2019_SC B_GWh_After Competition Groups_Recommissioning
Industrial | Ind ¦ SEM | 2019 | SC B | GWh | After Competition Groups | 19.4366 | 1914759.5201 | 1.9148 | 164.4213 | 0.11821 | 5 | Industrial_2019_SC B_GWh_After Competition Groups_5 | SEM | 11.82% | 1.9148 | 19.4366 | Industrial_2019_SC B_GWh_After Competition Groups_SEM
Industrial | Ind ¦ Pump Equipment Upgrade | 2019 | SC B | GWh | After Competition Groups | 11.545 | 3522809.6294 | 3.5228 | 164.4213 | 0.070216 | 6 | Industrial_2019_SC B_GWh_After Competition Groups_6 | Pump Equipment Upgrade | 7.022% | 3.5228 | 11.545 | Industrial_2019_SC B_GWh_After Competition Groups_Pump Equipment Upgrade
Industrial | Ind ¦ Efficient Compressed Air Nozzles | 2019 | SC B | GWh | After Competition Groups | 10.6529 | 279598.8187 | 0.2796 | 164.4213 | 0.06479 | 7 | Industrial_2019_SC B_GWh_After Competition Groups_7 | Efficient Compressed Air Nozzles | 6.479% | 0.2796 | 10.6529 | Industrial_2019_SC B_GWh_After Competition Groups_Efficient Compressed Air Nozzles
Industrial | Ind ¦ High Efficiency HVAC Fans | 2019 | SC B | GWh | After Competition Groups | 9.8073 | 1662828.1257 | 1.6628 | 164.4213 | 0.059648 | 8 | Industrial_2019_SC B_GWh_After Competition Groups_8 | High Efficiency HVAC Fans | 5.965% | 1.6628 | 9.8073 | Industrial_2019_SC B_GWh_After Competition Groups_High Efficiency HVAC Fans
Industrial | Ind ¦ Greenhouse Grow Lights | 2019 | SC B | GWh | After Competition Groups | 4.2433 | 1212413.601 | 1.2124 | 164.4213 | 0.025808 | 9 | Industrial_2019_SC B_GWh_After Competition Groups_9 | Greenhouse Grow Lights | 2.581% | 1.2124 | 4.2433 | Industrial_2019_SC B_GWh_After Competition Groups_Greenhouse Grow Lights
Industrial | Ind ¦ Material Handling Improvements | 2019 | SC B | GWh | After Competition Groups | 3.463 | 149134.1738 | 0.14913 | 164.4213 | 0.021062 | 10 | Industrial_2019_SC B_GWh_After Competition Groups_10 | Material Handling Improvements | 2.106% | 0.14913 | 3.463 | Industrial_2019_SC B_GWh_After Competition Groups_Material Handling Improvements
Industrial | Ind ¦ Fan System Optimization | 2019 | SC B | GWh | After Competition Groups | 3.0251 | 1114027.4003 | 1.114 | 164.4213 | 0.018398 | 11 | Industrial_2019_SC B_GWh_After Competition Groups_11 | Fan System Optimization | 1.84% | 1.114 | 3.0251 | Industrial_2019_SC B_GWh_After Competition Groups_Fan System Optimization
Industrial | Ind ¦ Pulp and Paper Process Improvements | 2019 | SC B | GWh | After Competition Groups | 2.7525 | 1223384.5041 | 1.2234 | 164.4213 | 0.016741 | 12 | Industrial_2019_SC B_GWh_After Competition Groups_12 | Pulp and Paper Process Improvements | 1.674% | 1.2234 | 2.7525 | Industrial_2019_SC B_GWh_After Competition Groups_Pulp and Paper Process Improvements
Industrial | Ind ¦ Process Heat Recovery | 2019 | SC B | GWh | After Competition Groups | 1.6475 | 355657.2642 | 0.35566 | 164.4213 | 0.01002 | 13 | Industrial_2019_SC B_GWh_After Competition Groups_13 | Process Heat Recovery | 1.002% | 0.35566 | 1.6475 | Industrial_2019_SC B_GWh_After Competition Groups_Process Heat Recovery
Industrial | Ind ¦ Process Optimization (Elec) | 2019 | SC B | GWh | After Competition Groups | 1.462 | 144029.6973 | 0.14403 | 164.4213 | 0.008892 | 14 | Industrial_2019_SC B_GWh_After Competition Groups_14 | Process Optimization (Elec) | 0.8892% | 0.14403 | 1.462 | Industrial_2019_SC B_GWh_After Competition Groups_Process Optimization (Elec)
Industrial | Ind ¦ Refiner Plate Improvements | 2019 | SC B | GWh | After Competition Groups | 1.3108 | 116516.2464 | 0.11652 | 164.4213 | 0.0079721 | 15 | Industrial_2019_SC B_GWh_After Competition Groups_15 | Refiner Plate Improvements | 0.7972% | 0.11652 | 1.3108 | Industrial_2019_SC B_GWh_After Competition Groups_Refiner Plate Improvements
Industrial | Ind ¦ VAV Conversion Project | 2019 | SC B | GWh | After Competition Groups | 1.2158 | 383179.8823 | 0.38318 | 164.4213 | 0.0073946 | 16 | Industrial_2019_SC B_GWh_After Competition Groups_16 | VAV Conversion Project | 0.7395% | 0.38318 | 1.2158 | Industrial_2019_SC B_GWh_After Competition Groups_VAV Conversion Project
Industrial | Ind ¦ Improved Controls - Process Cooling | 2019 | SC B | GWh | After Competition Groups | 0.97534 | 185783.4951 | 0.18578 | 164.4213 | 0.0059319 | 17 | Industrial_2019_SC B_GWh_After Competition Groups_17 | Improved Controls - Process Cooling | 0.5932% | 0.18578 | 0.97534 | Industrial_2019_SC B_GWh_After Competition Groups_Improved Controls - Process Cooling
Industrial | Ind ¦ High Efficiency Battery Charger | 2019 | SC B | GWh | After Competition Groups | 0.79807 | 340752.5098 | 0.34075 | 164.4213 | 0.0048538 | 18 | Industrial_2019_SC B_GWh_After Competition Groups_18 | High Efficiency Battery Charger | 0.4854% | 0.34075 | 0.79807 | Industrial_2019_SC B_GWh_After Competition Groups_High Efficiency Battery Charger
Industrial | Ind ¦ Process Improvements | 2019 | SC B | GWh | After Competition Groups | 0.77881 | 116810.3091 | 0.11681 | 164.4213 | 0.0047367 | 19 | Industrial_2019_SC B_GWh_After Competition Groups_19 | Process Improvements | 0.4737% | 0.11681 | 0.77881 | Industrial_2019_SC B_GWh_After Competition Groups_Process Improvements
Industrial | Ind ¦ Ventilation Optimization | 2019 | SC B | GWh | After Competition Groups | 0.54421 | 315560.8989 | 0.31556 | 164.4213 | 0.0033099 | 20 | Industrial_2019_SC B_GWh_After Competition Groups_20 | Ventilation Optimization | 0.331% | 0.31556 | 0.54421 | Industrial_2019_SC B_GWh_After Competition Groups_Ventilation Optimization
Industrial | Ind ¦ Improved Controls - Process Heating | 2019 | SC B | GWh | After Competition Groups | 0.47844 | 91134.3665 | 0.091134 | 164.4213 | 0.0029099 | 21 | Industrial_2019_SC B_GWh_After Competition Groups_21 | Improved Controls - Process Heating | 0.291% | 0.091134 | 0.47844 | Industrial_2019_SC B_GWh_After Competition Groups_Improved Controls - Process Heating
Industrial | Ind ¦ Refrigeration Compressor VFD | 2019 | SC B | GWh | After Competition Groups | 0.40908 | 116881.8042 | 0.11688 | 164.4213 | 0.002488 | 22 | Industrial_2019_SC B_GWh_After Competition Groups_22 | Refrigeration Compressor VFD | 0.2488% | 0.11688 | 0.40908 | Industrial_2019_SC B_GWh_After Competition Groups_Refrigeration Compressor VFD
Industrial | Ind ¦ Cooling Tower Optimization | 2019 | SC B | GWh | After Competition Groups | 0.40396 | 251358.8181 | 0.25136 | 164.4213 | 0.0024569 | 23 | Industrial_2019_SC B_GWh_After Competition Groups_23 | Cooling Tower Optimization | 0.2457% | 0.25136 | 0.40396 | Industrial_2019_SC B_GWh_After Competition Groups_Cooling Tower Optimization
Industrial | Ind ¦ Engine Block Heater Timer | 2019 | SC B | GWh | After Competition Groups | 0.29374 | 32379.3347 | 0.032379 | 164.4213 | 0.0017865 | 24 | Industrial_2019_SC B_GWh_After Competition Groups_24 | Engine Block Heater Timer | 0.1786% | 0.032379 | 0.29374 | Industrial_2019_SC B_GWh_After Competition Groups_Engine Block Heater Timer
Industrial | Ind ¦ Free Cooling | 2019 | SC B | GWh | After Competition Groups | 0.26004 | 281672.5951 | 0.28167 | 164.4213 | 0.0015815 | 25 | Industrial_2019_SC B_GWh_After Competition Groups_25 | Free Cooling | 0.1582% | 0.28167 | 0.26004 | Industrial_2019_SC B_GWh_After Competition Groups_Free Cooling
Industrial | Ind ¦ Air Compressor Heat Recovery | 2019 | SC B | GWh | After Competition Groups | 0.13432 | 28997.4515 | 0.028997 | 164.4213 | 0.00081694 | 26 | Industrial_2019_SC B_GWh_After Competition Groups_26 | Air Compressor Heat Recovery | 0.08169% | 0.028997 | 0.13432 | Industrial_2019_SC B_GWh_After Competition Groups_Air Compressor Heat Recovery
Industrial | Ind ¦ Dairy Pre-Cooler | 2019 | SC B | GWh | After Competition Groups | 0.11442 | 35874.8452 | 0.035875 | 164.4213 | 0.00069587 | 27 | Industrial_2019_SC B_GWh_After Competition Groups_27 | Dairy Pre-Cooler | 0.06959% | 0.035875 | 0.11442 | Industrial_2019_SC B_GWh_After Competition Groups_Dairy Pre-Cooler
Industrial | Ind ¦ Efficient Refrigeration Compressor | 2019 | SC B | GWh | After Competition Groups | 0.09611 | 10728.1678 | 0.010728 | 164.4213 | 0.00058454 | 28 | Industrial_2019_SC B_GWh_After Competition Groups_28 | Efficient Refrigeration Compressor | 0.05845% | 0.010728 | 0.09611 | Industrial_2019_SC B_GWh_After Competition Groups_Efficient Refrigeration Compressor
Industrial | Ind ¦ Dairy Water Heater | 2019 | SC B | GWh | After Competition Groups | 0 | 0 | 0 | 164.4213 | 0 | 29 | Industrial_2019_SC B_GWh_After Competition Groups_29 | Dairy Water Heater | 0% | 0 | 0 | Industrial_2019_SC B_GWh_After Competition Groups_Dairy Water Heater
Industrial | Ind ¦ Efficient Irrigation | 2019 | SC B | GWh | After Competition Groups | 0 | 0 | 0 | 164.4213 | 0 | 30 | Industrial_2019_SC B_GWh_After Competition Groups_30 | Efficient Irrigation | 0% | 0 | 0 | Industrial_2019_SC B_GWh_After Competition Groups_Efficient Irrigation
Industrial | Ind ¦ HE Lighting | 2019 | SC B | GWh | After Competition Groups | 0 | 0 | 0 | 164.4213 | 0 | 31 | Industrial_2019_SC B_GWh_After Competition Groups_31 | HE Lighting | 0% | 0 | 0 | Industrial_2019_SC B_GWh_After Competition Groups_HE Lighting
Industrial | Ind ¦ Heat Lamps/Heat Pad | 2019 | SC B | GWh | After Competition Groups | 0 | 0 | 0 | 164.4213 | 0 | 32 | Industrial_2019_SC B_GWh_After Competition Groups_32 | Heat Lamps/Heat Pad | 0% | 0 | 0 | Industrial_2019_SC B_GWh_After Competition Groups_Heat Lamps/Heat Pad
Industrial | Ind ¦ Pump System Optimization | 2019 | SC C | GWh | After Competition Groups | 21.1863 | 3930256.184 | 3.9303 | 105.5665 | 0.20069 | 1 | Industrial_2019_SC C_GWh_After Competition Groups_1 | Pump System Optimization | 20.07% | 3.9303 | 21.1863 | Industrial_2019_SC C_GWh_After Competition Groups_Pump System Optimization
Industrial | Ind ¦ Air Compressor Optimization | 2019 | SC C | GWh | After Competition Groups | 20.4287 | 942237.9137 | 0.94224 | 105.5665 | 0.19352 | 2 | Industrial_2019_SC C_GWh_After Competition Groups_2 | Air Compressor Optimization | 19.35% | 0.94224 | 20.4287 | Industrial_2019_SC C_GWh_After Competition Groups_Air Compressor Optimization
Industrial | Ind ¦ Pump Equipment Upgrade | 2019 | SC C | GWh | After Competition Groups | 11.545 | 3523161.9456 | 3.5232 | 105.5665 | 0.10936 | 3 | Industrial_2019_SC C_GWh_After Competition Groups_3 | Pump Equipment Upgrade | 10.94% | 3.5232 | 11.545 | Industrial_2019_SC C_GWh_After Competition Groups_Pump Equipment Upgrade
Industrial | Ind ¦ Air Leak Survey and Repair | 2019 | SC C | GWh | After Competition Groups | 10.5081 | 171093.8033 | 0.17109 | 105.5665 | 0.09954 | 4 | Industrial_2019_SC C_GWh_After Competition Groups_4 | Air Leak Survey and Repair | 9.954% | 0.17109 | 10.5081 | Industrial_2019_SC C_GWh_After Competition Groups_Air Leak Survey and Repair
Industrial | Ind ¦ Recommissioning | 2019 | SC C | GWh | After Competition Groups | 7.4213 | 731169.0954 | 0.73117 | 105.5665 | 0.0703 | 5 | Industrial_2019_SC C_GWh_After Competition Groups_5 | Recommissioning | 7.03% | 0.73117 | 7.4213 | Industrial_2019_SC C_GWh_After Competition Groups_Recommissioning
Industrial | Ind ¦ SEM | 2019 | SC C | GWh | After Competition Groups | 7.4213 | 731169.0954 | 0.73117 | 105.5665 | 0.0703 | 6 | Industrial_2019_SC C_GWh_After Competition Groups_6 | SEM | 7.03% | 0.73117 | 7.4213 | Industrial_2019_SC C_GWh_After Competition Groups_SEM
Industrial | Ind ¦ High Efficiency HVAC Fans | 2019 | SC C | GWh | After Competition Groups | 6.0493 | 876221.5262 | 0.87622 | 105.5665 | 0.057304 | 7 | Industrial_2019_SC C_GWh_After Competition Groups_7 | High Efficiency HVAC Fans | 5.73% | 0.87622 | 6.0493 | Industrial_2019_SC C_GWh_After Competition Groups_High Efficiency HVAC Fans
Industrial | Ind ¦ Greenhouse Grow Lights | 2019 | SC C | GWh | After Competition Groups | 4.2434 | 1212563.4055 | 1.2126 | 105.5665 | 0.040197 | 8 | Industrial_2019_SC C_GWh_After Competition Groups_8 | Greenhouse Grow Lights | 4.02% | 1.2126 | 4.2434 | Industrial_2019_SC C_GWh_After Competition Groups_Greenhouse Grow Lights
Industrial | Ind ¦ Efficient Compressed Air Nozzles | 2019 | SC C | GWh | After Competition Groups | 4.081 | 106944.9238 | 0.10694 | 105.5665 | 0.038659 | 9 | Industrial_2019_SC C_GWh_After Competition Groups_9 | Efficient Compressed Air Nozzles | 3.866% | 0.10694 | 4.081 | Industrial_2019_SC C_GWh_After Competition Groups_Efficient Compressed Air Nozzles
Industrial | Ind ¦ Fan System Optimization | 2019 | SC C | GWh | After Competition Groups | 3.0251 | 1114138.8142 | 1.1141 | 105.5665 | 0.028656 | 10 | Industrial_2019_SC C_GWh_After Competition Groups_10 | Fan System Optimization | 2.866% | 1.1141 | 3.0251 | Industrial_2019_SC C_GWh_After Competition Groups_Fan System Optimization
Industrial | Ind ¦ Material Handling Improvements | 2019 | SC C | GWh | After Competition Groups | 2.4473 | 89810.5103 | 0.089811 | 105.5665 | 0.023182 | 11 | Industrial_2019_SC C_GWh_After Competition Groups_11 | Material Handling Improvements | 2.318% | 0.089811 | 2.4473 | Industrial_2019_SC C_GWh_After Competition Groups_Material Handling Improvements
Industrial | Ind ¦ Process Optimization (Elec) | 2019 | SC C | GWh | After Competition Groups | 1.462 | 144044.1017 | 0.14404 | 105.5665 | 0.013849 | 12 | Industrial_2019_SC C_GWh_After Competition Groups_12 | Process Optimization (Elec) | 1.385% | 0.14404 | 1.462 | Industrial_2019_SC C_GWh_After Competition Groups_Process Optimization (Elec)
Industrial | Ind ¦ Pulp and Paper Process Improvements | 2019 | SC C | GWh | After Competition Groups | 1.051 | 467174.386 | 0.46717 | 105.5665 | 0.0099559 | 13 | Industrial_2019_SC C_GWh_After Competition Groups_13 | Pulp and Paper Process Improvements | 0.9956% | 0.46717 | 1.051 | Industrial_2019_SC C_GWh_After Competition Groups_Pulp and Paper Process Improvements
Industrial | Ind ¦ Process Heat Recovery | 2019 | SC C | GWh | After Competition Groups | 0.62905 | 135812.424 | 0.13581 | 105.5665 | 0.0059588 | 14 | Industrial_2019_SC C_GWh_After Competition Groups_14 | Process Heat Recovery | 0.5959% | 0.13581 | 0.62905 | Industrial_2019_SC C_GWh_After Competition Groups_Process Heat Recovery
Industrial | Ind ¦ Ventilation Optimization | 2019 | SC C | GWh | After Competition Groups | 0.54421 | 315592.4581 | 0.31559 | 105.5665 | 0.0051551 | 15 | Industrial_2019_SC C_GWh_After Competition Groups_15 | Ventilation Optimization | 0.5155% | 0.31559 | 0.54421 | Industrial_2019_SC C_GWh_After Competition Groups_Ventilation Optimization
Industrial | Ind ¦ Refiner Plate Improvements | 2019 | SC C | GWh | After Competition Groups | 0.50048 | 44492.7987 | 0.044493 | 105.5665 | 0.0047409 | 16 | Industrial_2019_SC C_GWh_After Competition Groups_16 | Refiner Plate Improvements | 0.4741% | 0.044493 | 0.50048 | Industrial_2019_SC C_GWh_After Competition Groups_Refiner Plate Improvements
Industrial | Ind ¦ VAV Conversion Project | 2019 | SC C | GWh | After Competition Groups | 0.46424 | 146323.5063 | 0.14632 | 105.5665 | 0.0043976 | 17 | Industrial_2019_SC C_GWh_After Competition Groups_17 | VAV Conversion Project | 0.4398% | 0.14632 | 0.46424 | Industrial_2019_SC C_GWh_After Competition Groups_VAV Conversion Project
Industrial | Ind ¦ High Efficiency Battery Charger | 2019 | SC C | GWh | After Competition Groups | 0.43493 | 162147.5862 | 0.16215 | 105.5665 | 0.0041199 | 18 | Industrial_2019_SC C_GWh_After Competition Groups_18 | High Efficiency Battery Charger | 0.412% | 0.16215 | 0.43493 | Industrial_2019_SC C_GWh_After Competition Groups_High Efficiency Battery Charger
Industrial | Ind ¦ Refrigeration Compressor VFD | 2019 | SC C | GWh | After Competition Groups | 0.40909 | 116896.2382 | 0.1169 | 105.5665 | 0.0038751 | 19 | Industrial_2019_SC C_GWh_After Competition Groups_19 | Refrigeration Compressor VFD | 0.3875% | 0.1169 | 0.40909 | Industrial_2019_SC C_GWh_After Competition Groups_Refrigeration Compressor VFD
Industrial | Ind ¦ Cooling Tower Optimization | 2019 | SC C | GWh | After Competition Groups | 0.40396 | 251383.9565 | 0.25138 | 105.5665 | 0.0038266 | 20 | Industrial_2019_SC C_GWh_After Competition Groups_20 | Cooling Tower Optimization | 0.3827% | 0.25138 | 0.40396 | Industrial_2019_SC C_GWh_After Competition Groups_Cooling Tower Optimization
Industrial | Ind ¦ Improved Controls - Process Cooling | 2019 | SC C | GWh | After Competition Groups | 0.37241 | 70943.7319 | 0.070944 | 105.5665 | 0.0035277 | 21 | Industrial_2019_SC C_GWh_After Competition Groups_21 | Improved Controls - Process Cooling | 0.3528% | 0.070944 | 0.37241 | Industrial_2019_SC C_GWh_After Competition Groups_Improved Controls - Process Cooling
Industrial | Ind ¦ Process Improvements | 2019 | SC C | GWh | After Competition Groups | 0.29737 | 44605.3158 | 0.044605 | 105.5665 | 0.0028169 | 22 | Industrial_2019_SC C_GWh_After Competition Groups_22 | Process Improvements | 0.2817% | 0.044605 | 0.29737 | Industrial_2019_SC C_GWh_After Competition Groups_Process Improvements
Industrial | Ind ¦ Improved Controls - Process Heating | 2019 | SC C | GWh | After Competition Groups | 0.18268 | 34800.789 | 0.034801 | 105.5665 | 0.0017305 | 23 | Industrial_2019_SC C_GWh_After Competition Groups_23 | Improved Controls - Process Heating | 0.173% | 0.034801 | 0.18268 | Industrial_2019_SC C_GWh_After Competition Groups_Improved Controls - Process Heating
Industrial | Ind ¦ Dairy Pre-Cooler | 2019 | SC C | GWh | After Competition Groups | 0.11442 | 35879.36 | 0.035879 | 105.5665 | 0.0010839 | 24 | Industrial_2019_SC C_GWh_After Competition Groups_24 | Dairy Pre-Cooler | 0.1084% | 0.035879 | 0.11442 | Industrial_2019_SC C_GWh_After Competition Groups_Dairy Pre-Cooler
Industrial | Ind ¦ Engine Block Heater Timer | 2019 | SC C | GWh | After Competition Groups | 0.11216 | 12364.3682 | 0.012364 | 105.5665 | 0.0010624 | 25 | Industrial_2019_SC C_GWh_After Competition Groups_25 | Engine Block Heater Timer | 0.1062% | 0.012364 | 0.11216 | Industrial_2019_SC C_GWh_After Competition Groups_Engine Block Heater Timer
Industrial | Ind ¦ Free Cooling | 2019 | SC C | GWh | After Competition Groups | 0.099296 | 107568.1593 | 0.10757 | 105.5665 | 0.0009406 | 26 | Industrial_2019_SC C_GWh_After Competition Groups_26 | Free Cooling | 0.09406% | 0.10757 | 0.099296 | Industrial_2019_SC C_GWh_After Competition Groups_Free Cooling
Industrial | Ind ¦ Efficient Refrigeration Compressor | 2019 | SC C | GWh | After Competition Groups | 0.080917 | 8027.7875 | 0.0080278 | 105.5665 | 0.0007665 | 27 | Industrial_2019_SC C_GWh_After Competition Groups_27 | Efficient Refrigeration Compressor | 0.07665% | 0.0080278 | 0.080917 | Industrial_2019_SC C_GWh_After Competition Groups_Efficient Refrigeration Compressor
Industrial | Ind ¦ Air Compressor Heat Recovery | 2019 | SC C | GWh | After Competition Groups | 0.051288 | 11073.0599 | 0.011073 | 105.5665 | 0.00048584 | 28 | Industrial_2019_SC C_GWh_After Competition Groups_28 | Air Compressor Heat Recovery | 0.04858% | 0.011073 | 0.051288 | Industrial_2019_SC C_GWh_After Competition Groups_Air Compressor Heat Recovery
Industrial | Ind ¦ Dairy Water Heater | 2019 | SC C | GWh | After Competition Groups | 0 | 0 | 0 | 105.5665 | 0 | 29 | Industrial_2019_SC C_GWh_After Competition Groups_29 | Dairy Water Heater | 0% | 0 | 0 | Industrial_2019_SC C_GWh_After Competition Groups_Dairy Water Heater
Industrial | Ind ¦ Efficient Irrigation | 2019 | SC C | GWh | After Competition Groups | 0 | 0 | 0 | 105.5665 | 0 | 30 | Industrial_2019_SC C_GWh_After Competition Groups_30 | Efficient Irrigation | 0% | 0 | 0 | Industrial_2019_SC C_GWh_After Competition Groups_Efficient Irrigation
Industrial | Ind ¦ HE Lighting | 2019 | SC C | GWh | After Competition Groups | 0 | 0 | 0 | 105.5665 | 0 | 31 | Industrial_2019_SC C_GWh_After Competition Groups_31 | HE Lighting | 0% | 0 | 0 | Industrial_2019_SC C_GWh_After Competition Groups_HE Lighting
Industrial | Ind ¦ Heat Lamps/Heat Pad | 2019 | SC C | GWh | After Competition Groups | 0 | 0 | 0 | 105.5665 | 0 | 32 | Industrial_2019_SC C_GWh_After Competition Groups_32 | Heat Lamps/Heat Pad | 0% | 0 | 0 | Industrial_2019_SC C_GWh_After Competition Groups_Heat Lamps/Heat Pad
Industrial | Ind ¦ Pump System Optimization | 2019 | SC D | GWh | After Competition Groups | 20.6478 | 0 | 0 | 101.0784 | 0.20428 | 1 | Industrial_2019_SC D_GWh_After Competition Groups_1 | Pump System Optimization | 20.43% | 0 | 20.6478 | Industrial_2019_SC D_GWh_After Competition Groups_Pump System Optimization
Industrial | Ind ¦ Air Compressor Optimization | 2019 | SC D | GWh | After Competition Groups | 20.4287 | 0 | 0 | 101.0784 | 0.20211 | 2 | Industrial_2019_SC D_GWh_After Competition Groups_2 | Air Compressor Optimization | 20.21% | 0 | 20.4287 | Industrial_2019_SC D_GWh_After Competition Groups_Air Compressor Optimization
Industrial | Ind ¦ Pump Equipment Upgrade | 2019 | SC D | GWh | After Competition Groups | 10.7632 | 0 | 0 | 101.0784 | 0.10648 | 3 | Industrial_2019_SC D_GWh_After Competition Groups_3 | Pump Equipment Upgrade | 10.65% | 0 | 10.7632 | Industrial_2019_SC D_GWh_After Competition Groups_Pump Equipment Upgrade
Industrial | Ind ¦ Air Leak Survey and Repair | 2019 | SC D | GWh | After Competition Groups | 10.4927 | 0 | 0 | 101.0784 | 0.10381 | 4 | Industrial_2019_SC D_GWh_After Competition Groups_4 | Air Leak Survey and Repair | 10.38% | 0 | 10.4927 | Industrial_2019_SC D_GWh_After Competition Groups_Air Leak Survey and Repair
Industrial | Ind ¦ SEM | 2019 | SC D | GWh | After Competition Groups | 7.4213 | 0 | 0 | 101.0784 | 0.073421 | 5 | Industrial_2019_SC D_GWh_After Competition Groups_5 | SEM | 7.342% | 0 | 7.4213 | Industrial_2019_SC D_GWh_After Competition Groups_SEM
Industrial | Ind ¦ Recommissioning | 2019 | SC D | GWh | After Competition Groups | 7.2131 | 0 | 0 | 101.0784 | 0.071362 | 6 | Industrial_2019_SC D_GWh_After Competition Groups_6 | Recommissioning | 7.136% | 0 | 7.2131 | Industrial_2019_SC D_GWh_After Competition Groups_Recommissioning
Industrial | Ind ¦ High Efficiency HVAC Fans | 2019 | SC D | GWh | After Competition Groups | 5.8457 | 0 | 0 | 101.0784 | 0.057833 | 7 | Industrial_2019_SC D_GWh_After Competition Groups_7 | High Efficiency HVAC Fans | 5.783% | 0 | 5.8457 | Industrial_2019_SC D_GWh_After Competition Groups_High Efficiency HVAC Fans
Industrial | Ind ¦ Efficient Compressed Air Nozzles | 2019 | SC D | GWh | After Competition Groups | 4.081 | 0 | 0 | 101.0784 | 0.040375 | 8 | Industrial_2019_SC D_GWh_After Competition Groups_8 | Efficient Compressed Air Nozzles | 4.038% | 0 | 4.081 | Industrial_2019_SC D_GWh_After Competition Groups_Efficient Compressed Air Nozzles
Industrial | Ind ¦ Greenhouse Grow Lights | 2019 | SC D | GWh | After Competition Groups | 3.38 | 0 | 0 | 101.0784 | 0.03344 | 9 | Industrial_2019_SC D_GWh_After Competition Groups_9 | Greenhouse Grow Lights | 3.344% | 0 | 3.38 | Industrial_2019_SC D_GWh_After Competition Groups_Greenhouse Grow Lights
Industrial | Ind ¦ Fan System Optimization | 2019 | SC D | GWh | After Competition Groups | 3.0251 | 0 | 0 | 101.0784 | 0.029928 | 10 | Industrial_2019_SC D_GWh_After Competition Groups_10 | Fan System Optimization | 2.993% | 0 | 3.0251 | Industrial_2019_SC D_GWh_After Competition Groups_Fan System Optimization
Industrial | Ind ¦ Material Handling Improvements | 2019 | SC D | GWh | After Competition Groups | 2.4473 | 0 | 0 | 101.0784 | 0.024212 | 11 | Industrial_2019_SC D_GWh_After Competition Groups_11 | Material Handling Improvements | 2.421% | 0 | 2.4473 | Industrial_2019_SC D_GWh_After Competition Groups_Material Handling Improvements
Industrial | Ind ¦ Process Optimization (Elec) | 2019 | SC D | GWh | After Competition Groups | 1.462 | 0 | 0 | 101.0784 | 0.014464 | 12 | Industrial_2019_SC D_GWh_After Competition Groups_12 | Process Optimization (Elec) | 1.446% | 0 | 1.462 | Industrial_2019_SC D_GWh_After Competition Groups_Process Optimization (Elec)
Industrial | Ind ¦ Refiner Plate Improvements | 2019 | SC D | GWh | After Competition Groups | 0.50048 | 0 | 0 | 101.0784 | 0.0049514 | 13 | Industrial_2019_SC D_GWh_After Competition Groups_13 | Refiner Plate Improvements | 0.4951% | 0 | 0.50048 | Industrial_2019_SC D_GWh_After Competition Groups_Refiner Plate Improvements
Industrial | Ind ¦ Process Heat Recovery | 2019 | SC D | GWh | After Competition Groups | 0.47855 | 0 | 0 | 101.0784 | 0.0047345 | 14 | Industrial_2019_SC D_GWh_After Competition Groups_14 | Process Heat Recovery | 0.4734% | 0 | 0.47855 | Industrial_2019_SC D_GWh_After Competition Groups_Process Heat Recovery
Industrial | Ind ¦ Ventilation Optimization | 2019 | SC D | GWh | After Competition Groups | 0.44719 | 0 | 0 | 101.0784 | 0.0044242 | 15 | Industrial_2019_SC D_GWh_After Competition Groups_15 | Ventilation Optimization | 0.4424% | 0 | 0.44719 | Industrial_2019_SC D_GWh_After Competition Groups_Ventilation Optimization
Industrial | Ind ¦ Improved Controls - Process Cooling | 2019 | SC D | GWh | After Competition Groups | 0.37241 | 0 | 0 | 101.0784 | 0.0036843 | 16 | Industrial_2019_SC D_GWh_After Competition Groups_16 | Improved Controls - Process Cooling | 0.3684% | 0 | 0.37241 | Industrial_2019_SC D_GWh_After Competition Groups_Improved Controls - Process Cooling
Industrial | Ind ¦ Cooling Tower Optimization | 2019 | SC D | GWh | After Competition Groups | 0.36353 | 0 | 0 | 101.0784 | 0.0035966 | 17 | Industrial_2019_SC D_GWh_After Competition Groups_17 | Cooling Tower Optimization | 0.3597% | 0 | 0.36353 | Industrial_2019_SC D_GWh_After Competition Groups_Cooling Tower Optimization
Industrial | Ind ¦ VAV Conversion Project | 2019 | SC D | GWh | After Competition Groups | 0.32239 | 0 | 0 | 101.0784 | 0.0031895 | 18 | Industrial_2019_SC D_GWh_After Competition Groups_18 | VAV Conversion Project | 0.319% | 0 | 0.32239 | Industrial_2019_SC D_GWh_After Competition Groups_VAV Conversion Project
Industrial | Ind ¦ Refrigeration Compressor VFD | 2019 | SC D | GWh | After Competition Groups | 0.28521 | 0 | 0 | 101.0784 | 0.0028217 | 19 | Industrial_2019_SC D_GWh_After Competition Groups_19 | Refrigeration Compressor VFD | 0.2822% | 0 | 0.28521 | Industrial_2019_SC D_GWh_After Competition Groups_Refrigeration Compressor VFD
Industrial | Ind ¦ Process Improvements | 2019 | SC D | GWh | After Competition Groups | 0.26609 | 0 | 0 | 101.0784 | 0.0026325 | 20 | Industrial_2019_SC D_GWh_After Competition Groups_20 | Process Improvements | 0.2633% | 0 | 0.26609 | Industrial_2019_SC D_GWh_After Competition Groups_Process Improvements
Industrial | Ind ¦ High Efficiency Battery Charger | 2019 | SC D | GWh | After Competition Groups | 0.21943 | 0 | 0 | 101.0784 | 0.0021709 | 21 | Industrial_2019_SC D_GWh_After Competition Groups_21 | High Efficiency Battery Charger | 0.2171% | 0 | 0.21943 | Industrial_2019_SC D_GWh_After Competition Groups_High Efficiency Battery Charger
Industrial | Ind ¦ Improved Controls - Process Heating | 2019 | SC D | GWh | After Competition Groups | 0.16622 | 0 | 0 | 101.0784 | 0.0016445 | 22 | Industrial_2019_SC D_GWh_After Competition Groups_22 | Improved Controls - Process Heating | 0.1645% | 0 | 0.16622 | Industrial_2019_SC D_GWh_After Competition Groups_Improved Controls - Process Heating
Industrial | Ind ¦ Pulp and Paper Process Improvements | 2019 | SC D | GWh | After Competition Groups | 0.14846 | 0 | 0 | 101.0784 | 0.0014687 | 23 | Industrial_2019_SC D_GWh_After Competition Groups_23 | Pulp and Paper Process Improvements | 0.1469% | 0 | 0.14846 | Industrial_2019_SC D_GWh_After Competition Groups_Pulp and Paper Process Improvements
Industrial | Ind ¦ Engine Block Heater Timer | 2019 | SC D | GWh | After Competition Groups | 0.1071 | 0 | 0 | 101.0784 | 0.0010596 | 24 | Industrial_2019_SC D_GWh_After Competition Groups_24 | Engine Block Heater Timer | 0.106% | 0 | 0.1071 | Industrial_2019_SC D_GWh_After Competition Groups_Engine Block Heater Timer
Industrial | Ind ¦ Efficient Refrigeration Compressor | 2019 | SC D | GWh | After Competition Groups | 0.080671 | 0 | 0 | 101.0784 | 0.00079811 | 25 | Industrial_2019_SC D_GWh_After Competition Groups_25 | Efficient Refrigeration Compressor | 0.07981% | 0 | 0.080671 | Industrial_2019_SC D_GWh_After Competition Groups_Efficient Refrigeration Compressor
Industrial | Ind ¦ Dairy Pre-Cooler | 2019 | SC D | GWh | After Competition Groups | 0.049539 | 0 | 0 | 101.0784 | 0.00049011 | 26 | Industrial_2019_SC D_GWh_After Competition Groups_26 | Dairy Pre-Cooler | 0.04901% | 0 | 0.049539 | Industrial_2019_SC D_GWh_After Competition Groups_Dairy Pre-Cooler
Industrial | Ind ¦ Air Compressor Heat Recovery | 2019 | SC D | GWh | After Competition Groups | 0.04728 | 0 | 0 | 101.0784 | 0.00046776 | 27 | Industrial_2019_SC D_GWh_After Competition Groups_27 | Air Compressor Heat Recovery | 0.04678% | 0 | 0.04728 | Industrial_2019_SC D_GWh_After Competition Groups_Air Compressor Heat Recovery
Industrial | Ind ¦ Free Cooling | 2019 | SC D | GWh | After Competition Groups | 0.015735 | 0 | 0 | 101.0784 | 0.00015567 | 28 | Industrial_2019_SC D_GWh_After Competition Groups_28 | Free Cooling | 0.01557% | 0 | 0.015735 | Industrial_2019_SC D_GWh_After Competition Groups_Free Cooling
Industrial | Ind ¦ Efficient Irrigation | 2019 | SC D | GWh | After Competition Groups | 0 | 0 | 0 | 101.0784 | 0 | 29 | Industrial_2019_SC D_GWh_After Competition Groups_29 | Efficient Irrigation | 0% | 0 | 0 | Industrial_2019_SC D_GWh_After Competition Groups_Efficient Irrigation
Industrial | Ind ¦ HE Lighting | 2019 | SC D | GWh | After Competition Groups | 0 | 0 | 0 | 101.0784 | 0 | 30 | Industrial_2019_SC D_GWh_After Competition Groups_30 | HE Lighting | 0% | 0 | 0 | Industrial_2019_SC D_GWh_After Competition Groups_HE Lighting
Industrial | Ind ¦ Heat Lamps/Heat Pad | 2019 | SC D | GWh | After Competition Groups | 0 | 0 | 0 | 101.0784 | 0 | 31 | Industrial_2019_SC D_GWh_After Competition Groups_31 | Heat Lamps/Heat Pad | 0% | 0 | 0 | Industrial_2019_SC D_GWh_After Competition Groups_Heat Lamps/Heat Pad
Industrial | Ind ¦ Air Leak Survey and Repair | 2019 | Technical | GWh | After Competition Groups | 652.8394 | 0 | 0 | 4474.195 | 0.14591 | 1 | Industrial_2019_Technical_GWh_After Competition Groups_1 | Air Leak Survey and Repair | 14.59% | 0 | 652.8394 | Industrial_2019_Technical_GWh_After Competition Groups_Air Leak Survey and Repair
Industrial | Ind ¦ Recommissioning | 2019 | Technical | GWh | After Competition Groups | 458.1195 | 0 | 0 | 4474.195 | 0.10239 | 2 | Industrial_2019_Technical_GWh_After Competition Groups_2 | Recommissioning | 10.24% | 0 | 458.1195 | Industrial_2019_Technical_GWh_After Competition Groups_Recommissioning
Industrial | Ind ¦ SEM | 2019 | Technical | GWh | After Competition Groups | 458.1195 | 0 | 0 | 4474.195 | 0.10239 | 3 | Industrial_2019_Technical_GWh_After Competition Groups_3 | SEM | 10.24% | 0 | 458.1195 | Industrial_2019_Technical_GWh_After Competition Groups_SEM
Industrial | Ind ¦ Pump System Optimization | 2019 | Technical | GWh | After Competition Groups | 457.731 | 0 | 0 | 4474.195 | 0.1023 | 4 | Industrial_2019_Technical_GWh_After Competition Groups_4 | Pump System Optimization | 10.23% | 0 | 457.731 | Industrial_2019_Technical_GWh_After Competition Groups_Pump System Optimization
Industrial | Ind ¦ HE Lighting | 2019 | Technical | GWh | After Competition Groups | 427.2663 | 0 | 0 | 4474.195 | 0.095496 | 5 | Industrial_2019_Technical_GWh_After Competition Groups_5 | HE Lighting | 9.55% | 0 | 427.2663 | Industrial_2019_Technical_GWh_After Competition Groups_HE Lighting
Industrial | Ind ¦ Air Compressor Optimization | 2019 | Technical | GWh | After Competition Groups | 300.845 | 0 | 0 | 4474.195 | 0.06724 | 6 | Industrial_2019_Technical_GWh_After Competition Groups_6 | Air Compressor Optimization | 6.724% | 0 | 300.845 | Industrial_2019_Technical_GWh_After Competition Groups_Air Compressor Optimization
Industrial | Ind ¦ Efficient Compressed Air Nozzles | 2019 | Technical | GWh | After Competition Groups | 279.6556 | 0 | 0 | 4474.195 | 0.062504 | 7 | Industrial_2019_Technical_GWh_After Competition Groups_7 | Efficient Compressed Air Nozzles | 6.25% | 0 | 279.6556 | Industrial_2019_Technical_GWh_After Competition Groups_Efficient Compressed Air Nozzles
Industrial | Ind ¦ Pump Equipment Upgrade | 2019 | Technical | GWh | After Competition Groups | 241.0719 | 0 | 0 | 4474.195 | 0.053881 | 8 | Industrial_2019_Technical_GWh_After Competition Groups_8 | Pump Equipment Upgrade | 5.388% | 0 | 241.0719 | Industrial_2019_Technical_GWh_After Competition Groups_Pump Equipment Upgrade
Industrial | Ind ¦ Process Optimization (Elec) | 2019 | Technical | GWh | After Competition Groups | 189.2232 | 0 | 0 | 4474.195 | 0.042292 | 9 | Industrial_2019_Technical_GWh_After Competition Groups_9 | Process Optimization (Elec) | 4.229% | 0 | 189.2232 | Industrial_2019_Technical_GWh_After Competition Groups_Process Optimization (Elec)
Industrial | Ind ¦ High Efficiency HVAC Fans | 2019 | Technical | GWh | After Competition Groups | 162.0469 | 0 | 0 | 4474.195 | 0.036218 | 10 | Industrial_2019_Technical_GWh_After Competition Groups_10 | High Efficiency HVAC Fans | 3.622% | 0 | 162.0469 | Industrial_2019_Technical_GWh_After Competition Groups_High Efficiency HVAC Fans
Industrial | Ind ¦ Premium Efficient Motors | 2019 | Technical | GWh | After Competition Groups | 133.5698 | 0 | 0 | 4474.195 | 0.029853 | 11 | Industrial_2019_Technical_GWh_After Competition Groups_11 | Premium Efficient Motors | 2.985% | 0 | 133.5698 | Industrial_2019_Technical_GWh_After Competition Groups_Premium Efficient Motors
Industrial | Ind ¦ Greenhouse Grow Lights | 2019 | Technical | GWh | After Competition Groups | 94.7937 | 0 | 0 | 4474.195 | 0.021187 | 12 | Industrial_2019_Technical_GWh_After Competition Groups_12 | Greenhouse Grow Lights | 2.119% | 0 | 94.7937 | Industrial_2019_Technical_GWh_After Competition Groups_Greenhouse Grow Lights
Industrial | Ind ¦ HE HVAC Controls | 2019 | Technical | GWh | After Competition Groups | 83.0575 | 0 | 0 | 4474.195 | 0.018564 | 13 | Industrial_2019_Technical_GWh_After Competition Groups_13 | HE HVAC Controls | 1.856% | 0 | 83.0575 | Industrial_2019_Technical_GWh_After Competition Groups_HE HVAC Controls
Industrial | Ind ¦ Pulp and Paper Process Improvements | 2019 | Technical | GWh | After Competition Groups | 66.7721 | 0 | 0 | 4474.195 | 0.014924 | 14 | Industrial_2019_Technical_GWh_After Competition Groups_14 | Pulp and Paper Process Improvements | 1.492% | 0 | 66.7721 | Industrial_2019_Technical_GWh_After Competition Groups_Pulp and Paper Process Improvements
Industrial | Ind ¦ Fan System Optimization | 2019 | Technical | GWh | After Competition Groups | 49.5406 | 0 | 0 | 4474.195 | 0.011073 | 15 | Industrial_2019_Technical_GWh_After Competition Groups_15 | Fan System Optimization | 1.107% | 0 | 49.5406 | Industrial_2019_Technical_GWh_After Competition Groups_Fan System Optimization
Industrial | Ind ¦ Material Handling Improvements | 2019 | Technical | GWh | After Competition Groups | 43.7926 | 0 | 0 | 4474.195 | 0.0097878 | 16 | Industrial_2019_Technical_GWh_After Competition Groups_16 | Material Handling Improvements | 0.9788% | 0 | 43.7926 | Industrial_2019_Technical_GWh_After Competition Groups_Material Handling Improvements
Industrial | Ind ¦ HE HVAC Units | 2019 | Technical | GWh | After Competition Groups | 40.5661 | 0 | 0 | 4474.195 | 0.0090667 | 17 | Industrial_2019_Technical_GWh_After Competition Groups_17 | HE HVAC Units | 0.9067% | 0 | 40.5661 | Industrial_2019_Technical_GWh_After Competition Groups_HE HVAC Units
Industrial | Ind ¦ Process Heat Recovery | 2019 | Technical | GWh | After Competition Groups | 39.4419 | 0 | 0 | 4474.195 | 0.0088154 | 18 | Industrial_2019_Technical_GWh_After Competition Groups_18 | Process Heat Recovery | 0.8815% | 0 | 39.4419 | Industrial_2019_Technical_GWh_After Competition Groups_Process Heat Recovery
Industrial | Ind ¦ Refiner Plate Improvements | 2019 | Technical | GWh | After Competition Groups | 34.3394 | 0 | 0 | 4474.195 | 0.007675 | 19 | Industrial_2019_Technical_GWh_After Competition Groups_19 | Refiner Plate Improvements | 0.7675% | 0 | 34.3394 | Industrial_2019_Technical_GWh_After Competition Groups_Refiner Plate Improvements
Industrial | Ind ¦ VAV Conversion Project | 2019 | Technical | GWh | After Competition Groups | 28.853 | 0 | 0 | 4474.195 | 0.0064488 | 20 | Industrial_2019_Technical_GWh_After Competition Groups_20 | VAV Conversion Project | 0.6449% | 0 | 28.853 | Industrial_2019_Technical_GWh_After Competition Groups_VAV Conversion Project
Industrial | Ind ¦ Cold Storage Retrofit | 2019 | Technical | GWh | After Competition Groups | 25.0285 | 0 | 0 | 4474.195 | 0.005594 | 21 | Industrial_2019_Technical_GWh_After Competition Groups_21 | Cold Storage Retrofit | 0.5594% | 0 | 25.0285 | Industrial_2019_Technical_GWh_After Competition Groups_Cold Storage Retrofit
Industrial | Ind ¦ Ventilation Optimization | 2019 | Technical | GWh | After Competition Groups | 23.0137 | 0 | 0 | 4474.195 | 0.0051436 | 22 | Industrial_2019_Technical_GWh_After Competition Groups_22 | Ventilation Optimization | 0.5144% | 0 | 23.0137 | Industrial_2019_Technical_GWh_After Competition Groups_Ventilation Optimization
Industrial | Ind ¦ Synchronous Belts | 2019 | Technical | GWh | After Competition Groups | 23.0072 | 0 | 0 | 4474.195 | 0.0051422 | 23 | Industrial_2019_Technical_GWh_After Competition Groups_23 | Synchronous Belts | 0.5142% | 0 | 23.0072 | Industrial_2019_Technical_GWh_After Competition Groups_Synchronous Belts
Industrial | Ind ¦ Improved Controls - Process Cooling | 2019 | Technical | GWh | After Competition Groups | 22.7352 | 0 | 0 | 4474.195 | 0.0050814 | 24 | Industrial_2019_Technical_GWh_After Competition Groups_24 | Improved Controls - Process Cooling | 0.5081% | 0 | 22.7352 | Industrial_2019_Technical_GWh_After Competition Groups_Improved Controls - Process Cooling
Industrial | Ind ¦ Process Improvements | 2019 | Technical | GWh | After Competition Groups | 18.2978 | 0 | 0 | 4474.195 | 0.0040896 | 25 | Industrial_2019_Technical_GWh_After Competition Groups_25 | Process Improvements | 0.409% | 0 | 18.2978 | Industrial_2019_Technical_GWh_After Competition Groups_Process Improvements
Industrial | Ind ¦ High Efficiency Battery Charger | 2019 | Technical | GWh | After Competition Groups | 14.922 | 0 | 0 | 4474.195 | 0.0033351 | 26 | Industrial_2019_Technical_GWh_After Competition Groups_26 | High Efficiency Battery Charger | 0.3335% | 0 | 14.922 | Industrial_2019_Technical_GWh_After Competition Groups_High Efficiency Battery Charger
Industrial | Ind ¦ Chiller Optimization | 2019 | Technical | GWh | After Competition Groups | 12.2173 | 0 | 0 | 4474.195 | 0.0027306 | 27 | Industrial_2019_Technical_GWh_After Competition Groups_27 | Chiller Optimization | 0.2731% | 0 | 12.2173 | Industrial_2019_Technical_GWh_After Competition Groups_Chiller Optimization
Industrial | Ind ¦ Efficient Irrigation | 2019 | Technical | GWh | After Competition Groups | 11.8209 | 0 | 0 | 4474.195 | 0.002642 | 28 | Industrial_2019_Technical_GWh_After Competition Groups_28 | Efficient Irrigation | 0.2642% | 0 | 11.8209 | Industrial_2019_Technical_GWh_After Competition Groups_Efficient Irrigation
Industrial | Ind ¦ HVLS Fans | 2019 | Technical | GWh | After Competition Groups | 11.5304 | 0 | 0 | 4474.195 | 0.0025771 | 29 | Industrial_2019_Technical_GWh_After Competition Groups_29 | HVLS Fans | 0.2577% | 0 | 11.5304 | Industrial_2019_Technical_GWh_After Competition Groups_HVLS Fans
Industrial | Ind ¦ Improved Controls - Process Heating | 2019 | Technical | GWh | After Competition Groups | 10.8714 | 0 | 0 | 4474.195 | 0.0024298 | 30 | Industrial_2019_Technical_GWh_After Competition Groups_30 | Improved Controls - Process Heating | 0.243% | 0 | 10.8714 | Industrial_2019_Technical_GWh_After Competition Groups_Improved Controls - Process Heating
Industrial | Ind ¦ Cooling Tower Optimization | 2019 | Technical | GWh | After Competition Groups | 9.3975 | 0 | 0 | 4474.195 | 0.0021004 | 31 | Industrial_2019_Technical_GWh_After Competition Groups_31 | Cooling Tower Optimization | 0.21% | 0 | 9.3975 | Industrial_2019_Technical_GWh_After Competition Groups_Cooling Tower Optimization
Industrial | Ind ¦ Refrigeration Compressor VFD | 2019 | Technical | GWh | After Competition Groups | 8.2437 | 0 | 0 | 4474.195 | 0.0018425 | 32 | Industrial_2019_Technical_GWh_After Competition Groups_32 | Refrigeration Compressor VFD | 0.1843% | 0 | 8.2437 | Industrial_2019_Technical_GWh_After Competition Groups_Refrigeration Compressor VFD
Industrial | Ind ¦ Efficient Transformer | 2019 | Technical | GWh | After Competition Groups | 7.461 | 0 | 0 | 4474.195 | 0.0016676 | 33 | Industrial_2019_Technical_GWh_After Competition Groups_33 | Efficient Transformer | 0.1668% | 0 | 7.461 | Industrial_2019_Technical_GWh_After Competition Groups_Efficient Transformer
Industrial | Ind ¦ Engine Block Heater Timer | 2019 | Technical | GWh | After Competition Groups | 6.9406 | 0 | 0 | 4474.195 | 0.0015513 | 34 | Industrial_2019_Technical_GWh_After Competition Groups_34 | Engine Block Heater Timer | 0.1551% | 0 | 6.9406 | Industrial_2019_Technical_GWh_After Competition Groups_Engine Block Heater Timer
Industrial | Ind ¦ High Efficiency Welders | 2019 | Technical | GWh | After Competition Groups | 6.2226 | 0 | 0 | 4474.195 | 0.0013908 | 35 | Industrial_2019_Technical_GWh_After Competition Groups_35 | High Efficiency Welders | 0.1391% | 0 | 6.2226 | Industrial_2019_Technical_GWh_After Competition Groups_High Efficiency Welders
Industrial | Ind ¦ Free Cooling | 2019 | Technical | GWh | After Competition Groups | 5.7383 | 0 | 0 | 4474.195 | 0.0012825 | 36 | Industrial_2019_Technical_GWh_After Competition Groups_36 | Free Cooling | 0.1283% | 0 | 5.7383 | Industrial_2019_Technical_GWh_After Competition Groups_Free Cooling
Industrial | Ind ¦ Low Energy Livestock Waterers | 2019 | Technical | GWh | After Competition Groups | 3.8974 | 0 | 0 | 4474.195 | 0.00087109 | 37 | Industrial_2019_Technical_GWh_After Competition Groups_37 | Low Energy Livestock Waterers | 0.08711% | 0 | 3.8974 | Industrial_2019_Technical_GWh_After Competition Groups_Low Energy Livestock Waterers
Industrial | Ind ¦ Air Compressor Heat Recovery | 2019 | Technical | GWh | After Competition Groups | 3.2142 | 0 | 0 | 4474.195 | 0.00071838 | 38 | Industrial_2019_Technical_GWh_After Competition Groups_38 | Air Compressor Heat Recovery | 0.07184% | 0 | 3.2142 | Industrial_2019_Technical_GWh_After Competition Groups_Air Compressor Heat Recovery
Industrial | Ind ¦ Dairy Pre-Cooler | 2019 | Technical | GWh | After Competition Groups | 3.0577 | 0 | 0 | 4474.195 | 0.00068341 | 39 | Industrial_2019_Technical_GWh_After Competition Groups_39 | Dairy Pre-Cooler | 0.06834% | 0 | 3.0577 | Industrial_2019_Technical_GWh_After Competition Groups_Dairy Pre-Cooler
Industrial | Ind ¦ Optimize Compressed Air Dryer | 2019 | Technical | GWh | After Competition Groups | 2.2206 | 0 | 0 | 4474.195 | 0.0004963 | 40 | Industrial_2019_Technical_GWh_After Competition Groups_40 | Optimize Compressed Air Dryer | 0.04963% | 0 | 2.2206 | Industrial_2019_Technical_GWh_After Competition Groups_Optimize Compressed Air Dryer
Industrial | Ind ¦ Creep Heat Controller | 2019 | Technical | GWh | After Competition Groups | 0.94636 | 0 | 0 | 4474.195 | 0.00021152 | 41 | Industrial_2019_Technical_GWh_After Competition Groups_41 | Creep Heat Controller | 0.02115% | 0 | 0.94636 | Industrial_2019_Technical_GWh_After Competition Groups_Creep Heat Controller
Industrial | Ind ¦ Heat Lamps/Heat Pad | 2019 | Technical | GWh | After Competition Groups | 0.7405 | 0 | 0 | 4474.195 | 0.00016551 | 42 | Industrial_2019_Technical_GWh_After Competition Groups_42 | Heat Lamps/Heat Pad | 0.01655% | 0 | 0.7405 | Industrial_2019_Technical_GWh_After Competition Groups_Heat Lamps/Heat Pad
Industrial | Ind ¦ Efficient Refrigeration Compressor | 2019 | Technical | GWh | After Competition Groups | 0.63205 | 0 | 0 | 4474.195 | 0.00014127 | 43 | Industrial_2019_Technical_GWh_After Competition Groups_43 | Efficient Refrigeration Compressor | 0.01413% | 0 | 0.63205 | Industrial_2019_Technical_GWh_After Competition Groups_Efficient Refrigeration Compressor
Industrial | Ind ¦ Dual and Natural Exhaust Ventilation Systems | 2019 | Technical | GWh | After Competition Groups | 0.25123 | 0 | 0 | 4474.195 | 5.615e-05 | 44 | Industrial_2019_Technical_GWh_After Competition Groups_44 | Dual and Natural Exhaust Ventilation Systems | 0.005615% | 0 | 0.25123 | Industrial_2019_Technical_GWh_After Competition Groups_Dual and Natural Exhaust Ventilation Systems
Industrial | Ind ¦ Dairy Water Heater | 2019 | Technical | GWh | After Competition Groups | 0.14192 | 0 | 0 | 4474.195 | 3.172e-05 | 45 | Industrial_2019_Technical_GWh_After Competition Groups_45 | Dairy Water Heater | 0.003172% | 0 | 0.14192 | Industrial_2019_Technical_GWh_After Competition Groups_Dairy Water Heater
Industrial | Ind ¦ Air Leak Survey and Repair | 2020 | Economic | GWh | After Competition Groups | 632.1808 | 0 | 0 | 3163.8131 | 0.19982 | 1 | Industrial_2020_Economic_GWh_After Competition Groups_1 | Air Leak Survey and Repair | 19.98% | 0 | 632.1808 | Industrial_2020_Economic_GWh_After Competition Groups_Air Leak Survey and Repair
Industrial | Ind ¦ Recommissioning | 2020 | Economic | GWh | After Competition Groups | 451.1711 | 0 | 0 | 3163.8131 | 0.1426 | 2 | Industrial_2020_Economic_GWh_After Competition Groups_2 | Recommissioning | 14.26% | 0 | 451.1711 | Industrial_2020_Economic_GWh_After Competition Groups_Recommissioning
Industrial | Ind ¦ SEM | 2020 | Economic | GWh | After Competition Groups | 451.1711 | 0 | 0 | 3163.8131 | 0.1426 | 3 | Industrial_2020_Economic_GWh_After Competition Groups_3 | SEM | 14.26% | 0 | 451.1711 | Industrial_2020_Economic_GWh_After Competition Groups_SEM
Industrial | Ind ¦ Air Compressor Optimization | 2020 | Economic | GWh | After Competition Groups | 318.9994 | 0 | 0 | 3163.8131 | 0.10083 | 4 | Industrial_2020_Economic_GWh_After Competition Groups_4 | Air Compressor Optimization | 10.08% | 0 | 318.9994 | Industrial_2020_Economic_GWh_After Competition Groups_Air Compressor Optimization
Industrial | Ind ¦ Efficient Compressed Air Nozzles | 2020 | Economic | GWh | After Competition Groups | 296.7028 | 0 | 0 | 3163.8131 | 0.09378 | 5 | Industrial_2020_Economic_GWh_After Competition Groups_5 | Efficient Compressed Air Nozzles | 9.378% | 0 | 296.7028 | Industrial_2020_Economic_GWh_After Competition Groups_Efficient Compressed Air Nozzles
Industrial | Ind ¦ Process Optimization (Elec) | 2020 | Economic | GWh | After Competition Groups | 184.3291 | 0 | 0 | 3163.8131 | 0.058262 | 6 | Industrial_2020_Economic_GWh_After Competition Groups_6 | Process Optimization (Elec) | 5.826% | 0 | 184.3291 | Industrial_2020_Economic_GWh_After Competition Groups_Process Optimization (Elec)
Industrial | Ind ¦ High Efficiency HVAC Fans | 2020 | Economic | GWh | After Competition Groups | 179.0237 | 0 | 0 | 3163.8131 | 0.056585 | 7 | Industrial_2020_Economic_GWh_After Competition Groups_7 | High Efficiency HVAC Fans | 5.658% | 0 | 179.0237 | Industrial_2020_Economic_GWh_After Competition Groups_High Efficiency HVAC Fans
Industrial | Ind ¦ Pump System Optimization | 2020 | Economic | GWh | After Competition Groups | 117.4847 | 0 | 0 | 3163.8131 | 0.037134 | 8 | Industrial_2020_Economic_GWh_After Competition Groups_8 | Pump System Optimization | 3.713% | 0 | 117.4847 | Industrial_2020_Economic_GWh_After Competition Groups_Pump System Optimization
Industrial | Ind ¦ HE Lighting | 2020 | Economic | GWh | After Competition Groups | 74.8624 | 0 | 0 | 3163.8131 | 0.023662 | 9 | Industrial_2020_Economic_GWh_After Competition Groups_9 | HE Lighting | 2.366% | 0 | 74.8624 | Industrial_2020_Economic_GWh_After Competition Groups_HE Lighting
Industrial | Ind ¦ Pulp and Paper Process Improvements | 2020 | Economic | GWh | After Competition Groups | 67.1451 | 0 | 0 | 3163.8131 | 0.021223 | 10 | Industrial_2020_Economic_GWh_After Competition Groups_10 | Pulp and Paper Process Improvements | 2.122% | 0 | 67.1451 | Industrial_2020_Economic_GWh_After Competition Groups_Pulp and Paper Process Improvements
Industrial | Ind ¦ Fan System Optimization | 2020 | Economic | GWh | After Competition Groups | 51.7084 | 0 | 0 | 3163.8131 | 0.016344 | 11 | Industrial_2020_Economic_GWh_After Competition Groups_11 | Fan System Optimization | 1.634% | 0 | 51.7084 | Industrial_2020_Economic_GWh_After Competition Groups_Fan System Optimization
Industrial | Ind ¦ Material Handling Improvements | 2020 | Economic | GWh | After Competition Groups | 47.4832 | 0 | 0 | 3163.8131 | 0.015008 | 12 | Industrial_2020_Economic_GWh_After Competition Groups_12 | Material Handling Improvements | 1.501% | 0 | 47.4832 | Industrial_2020_Economic_GWh_After Competition Groups_Material Handling Improvements
Industrial | Ind ¦ Pump Equipment Upgrade | 2020 | Economic | GWh | After Competition Groups | 44.5691 | 0 | 0 | 3163.8131 | 0.014087 | 13 | Industrial_2020_Economic_GWh_After Competition Groups_13 | Pump Equipment Upgrade | 1.409% | 0 | 44.5691 | Industrial_2020_Economic_GWh_After Competition Groups_Pump Equipment Upgrade
Industrial | Ind ¦ Greenhouse Grow Lights | 2020 | Economic | GWh | After Competition Groups | 41.0563 | 0 | 0 | 3163.8131 | 0.012977 | 14 | Industrial_2020_Economic_GWh_After Competition Groups_14 | Greenhouse Grow Lights | 1.298% | 0 | 41.0563 | Industrial_2020_Economic_GWh_After Competition Groups_Greenhouse Grow Lights
Industrial | Ind ¦ Process Heat Recovery | 2020 | Economic | GWh | After Competition Groups | 39.075 | 0 | 0 | 3163.8131 | 0.012351 | 15 | Industrial_2020_Economic_GWh_After Competition Groups_15 | Process Heat Recovery | 1.235% | 0 | 39.075 | Industrial_2020_Economic_GWh_After Competition Groups_Process Heat Recovery
Industrial | Ind ¦ Refiner Plate Improvements | 2020 | Economic | GWh | After Competition Groups | 36.9294 | 0 | 0 | 3163.8131 | 0.011672 | 16 | Industrial_2020_Economic_GWh_After Competition Groups_16 | Refiner Plate Improvements | 1.167% | 0 | 36.9294 | Industrial_2020_Economic_GWh_After Competition Groups_Refiner Plate Improvements
Industrial | Ind ¦ VAV Conversion Project | 2020 | Economic | GWh | After Competition Groups | 28.402 | 0 | 0 | 3163.8131 | 0.0089772 | 17 | Industrial_2020_Economic_GWh_After Competition Groups_17 | VAV Conversion Project | 0.8977% | 0 | 28.402 | Industrial_2020_Economic_GWh_After Competition Groups_VAV Conversion Project
Industrial | Ind ¦ Improved Controls - Process Cooling | 2020 | Economic | GWh | After Competition Groups | 22.5388 | 0 | 0 | 3163.8131 | 0.0071239 | 18 | Industrial_2020_Economic_GWh_After Competition Groups_18 | Improved Controls - Process Cooling | 0.7124% | 0 | 22.5388 | Industrial_2020_Economic_GWh_After Competition Groups_Improved Controls - Process Cooling
Industrial | Ind ¦ Process Improvements | 2020 | Economic | GWh | After Competition Groups | 18.1302 | 0 | 0 | 3163.8131 | 0.0057305 | 19 | Industrial_2020_Economic_GWh_After Competition Groups_19 | Process Improvements | 0.573% | 0 | 18.1302 | Industrial_2020_Economic_GWh_After Competition Groups_Process Improvements
Industrial | Ind ¦ High Efficiency Battery Charger | 2020 | Economic | GWh | After Competition Groups | 15.8822 | 0 | 0 | 3163.8131 | 0.00502 | 20 | Industrial_2020_Economic_GWh_After Competition Groups_20 | High Efficiency Battery Charger | 0.502% | 0 | 15.8822 | Industrial_2020_Economic_GWh_After Competition Groups_High Efficiency Battery Charger
Industrial | Ind ¦ Improved Controls - Process Heating | 2020 | Economic | GWh | After Competition Groups | 10.8571 | 0 | 0 | 3163.8131 | 0.0034316 | 21 | Industrial_2020_Economic_GWh_After Competition Groups_21 | Improved Controls - Process Heating | 0.3432% | 0 | 10.8571 | Industrial_2020_Economic_GWh_After Competition Groups_Improved Controls - Process Heating
Industrial | Ind ¦ Cooling Tower Optimization | 2020 | Economic | GWh | After Competition Groups | 9.2661 | 0 | 0 | 3163.8131 | 0.0029288 | 22 | Industrial_2020_Economic_GWh_After Competition Groups_22 | Cooling Tower Optimization | 0.2929% | 0 | 9.2661 | Industrial_2020_Economic_GWh_After Competition Groups_Cooling Tower Optimization
Industrial | Ind ¦ Engine Block Heater Timer | 2020 | Economic | GWh | After Competition Groups | 6.9046 | 0 | 0 | 3163.8131 | 0.0021824 | 23 | Industrial_2020_Economic_GWh_After Competition Groups_23 | Engine Block Heater Timer | 0.2182% | 0 | 6.9046 | Industrial_2020_Economic_GWh_After Competition Groups_Engine Block Heater Timer
Industrial | Ind ¦ Free Cooling | 2020 | Economic | GWh | After Competition Groups | 5.5754 | 0 | 0 | 3163.8131 | 0.0017622 | 24 | Industrial_2020_Economic_GWh_After Competition Groups_24 | Free Cooling | 0.1762% | 0 | 5.5754 | Industrial_2020_Economic_GWh_After Competition Groups_Free Cooling
Industrial | Ind ¦ Efficient Irrigation | 2020 | Economic | GWh | After Competition Groups | 3.3033 | 0 | 0 | 3163.8131 | 0.0010441 | 25 | Industrial_2020_Economic_GWh_After Competition Groups_25 | Efficient Irrigation | 0.1044% | 0 | 3.3033 | Industrial_2020_Economic_GWh_After Competition Groups_Efficient Irrigation
Industrial | Ind ¦ Air Compressor Heat Recovery | 2020 | Economic | GWh | After Competition Groups | 3.0916 | 0 | 0 | 3163.8131 | 0.00097718 | 26 | Industrial_2020_Economic_GWh_After Competition Groups_26 | Air Compressor Heat Recovery | 0.09772% | 0 | 3.0916 | Industrial_2020_Economic_GWh_After Competition Groups_Air Compressor Heat Recovery
Industrial | Ind ¦ Ventilation Optimization | 2020 | Economic | GWh | After Competition Groups | 2.8828 | 0 | 0 | 3163.8131 | 0.00091119 | 27 | Industrial_2020_Economic_GWh_After Competition Groups_27 | Ventilation Optimization | 0.09112% | 0 | 2.8828 | Industrial_2020_Economic_GWh_After Competition Groups_Ventilation Optimization
Industrial | Ind ¦ Refrigeration Compressor VFD | 2020 | Economic | GWh | After Competition Groups | 1.3051 | 0 | 0 | 3163.8131 | 0.0004125 | 28 | Industrial_2020_Economic_GWh_After Competition Groups_28 | Refrigeration Compressor VFD | 0.04125% | 0 | 1.3051 | Industrial_2020_Economic_GWh_After Competition Groups_Refrigeration Compressor VFD
Industrial | Ind ¦ Dairy Pre-Cooler | 2020 | Economic | GWh | After Competition Groups | 0.987 | 0 | 0 | 3163.8131 | 0.00031196 | 29 | Industrial_2020_Economic_GWh_After Competition Groups_29 | Dairy Pre-Cooler | 0.0312% | 0 | 0.987 | Industrial_2020_Economic_GWh_After Competition Groups_Dairy Pre-Cooler
Industrial | Ind ¦ Efficient Refrigeration Compressor | 2020 | Economic | GWh | After Competition Groups | 0.74191 | 0 | 0 | 3163.8131 | 0.0002345 | 30 | Industrial_2020_Economic_GWh_After Competition Groups_30 | Efficient Refrigeration Compressor | 0.02345% | 0 | 0.74191 | Industrial_2020_Economic_GWh_After Competition Groups_Efficient Refrigeration Compressor
Industrial | Ind ¦ Dairy Water Heater | 2020 | Economic | GWh | After Competition Groups | 0.053252 | 0 | 0 | 3163.8131 | 1.6832e-05 | 31 | Industrial_2020_Economic_GWh_After Competition Groups_31 | Dairy Water Heater | 0.001683% | 0 | 0.053252 | Industrial_2020_Economic_GWh_After Competition Groups_Dairy Water Heater
Industrial | Ind ¦ Heat Lamps/Heat Pad | 2020 | Economic | GWh | After Competition Groups | 0 | 0 | 0 | 3163.8131 | 0 | 32 | Industrial_2020_Economic_GWh_After Competition Groups_32 | Heat Lamps/Heat Pad | 0% | 0 | 0 | Industrial_2020_Economic_GWh_After Competition Groups_Heat Lamps/Heat Pad
Industrial | Ind ¦ Pump System Optimization | 2020 | SC A | GWh | After Competition Groups | 45.9242 | 4207879.2757 | 4.2079 | 222.7941 | 0.20613 | 1 | Industrial_2020_SC A_GWh_After Competition Groups_1 | Pump System Optimization | 20.61% | 4.2079 | 45.9242 | Industrial_2020_SC A_GWh_After Competition Groups_Pump System Optimization
Industrial | Ind ¦ Air Compressor Optimization | 2020 | SC A | GWh | After Competition Groups | 43.9681 | 1106307.2287 | 1.1063 | 222.7941 | 0.19735 | 2 | Industrial_2020_SC A_GWh_After Competition Groups_2 | Air Compressor Optimization | 19.73% | 1.1063 | 43.9681 | Industrial_2020_SC A_GWh_After Competition Groups_Air Compressor Optimization
Industrial | Ind ¦ Pump Equipment Upgrade | 2020 | SC A | GWh | After Competition Groups | 24.5134 | 3290759.3712 | 3.2908 | 222.7941 | 0.11003 | 3 | Industrial_2020_SC A_GWh_After Competition Groups_3 | Pump Equipment Upgrade | 11% | 3.2908 | 24.5134 | Industrial_2020_SC A_GWh_After Competition Groups_Pump Equipment Upgrade
Industrial | Ind ¦ Air Leak Survey and Repair | 2020 | SC A | GWh | After Competition Groups | 22.2508 | 195019.1808 | 0.19502 | 222.7941 | 0.099872 | 4 | Industrial_2020_SC A_GWh_After Competition Groups_4 | Air Leak Survey and Repair | 9.987% | 0.19502 | 22.2508 | Industrial_2020_SC A_GWh_After Competition Groups_Air Leak Survey and Repair
Industrial | Ind ¦ Recommissioning | 2020 | SC A | GWh | After Competition Groups | 15.7318 | 835153.419 | 0.83515 | 222.7941 | 0.070611 | 5 | Industrial_2020_SC A_GWh_After Competition Groups_5 | Recommissioning | 7.061% | 0.83515 | 15.7318 | Industrial_2020_SC A_GWh_After Competition Groups_Recommissioning
Industrial | Ind ¦ SEM | 2020 | SC A | GWh | After Competition Groups | 15.7318 | 835153.419 | 0.83515 | 222.7941 | 0.070611 | 6 | Industrial_2020_SC A_GWh_After Competition Groups_6 | SEM | 7.061% | 0.83515 | 15.7318 | Industrial_2020_SC A_GWh_After Competition Groups_SEM
Industrial | Ind ¦ High Efficiency HVAC Fans | 2020 | SC A | GWh | After Competition Groups | 13.2248 | 1043905.8822 | 1.0439 | 222.7941 | 0.059359 | 7 | Industrial_2020_SC A_GWh_After Competition Groups_7 | High Efficiency HVAC Fans | 5.936% | 1.0439 | 13.2248 | Industrial_2020_SC A_GWh_After Competition Groups_High Efficiency HVAC Fans
Industrial | Ind ¦ Greenhouse Grow Lights | 2020 | SC A | GWh | After Competition Groups | 9.5701 | 1385208.8921 | 1.3852 | 222.7941 | 0.042955 | 8 | Industrial_2020_SC A_GWh_After Competition Groups_8 | Greenhouse Grow Lights | 4.296% | 1.3852 | 9.5701 | Industrial_2020_SC A_GWh_After Competition Groups_Greenhouse Grow Lights
Industrial | Ind ¦ Efficient Compressed Air Nozzles | 2020 | SC A | GWh | After Competition Groups | 9.0515 | 127393.6057 | 0.12739 | 222.7941 | 0.040627 | 9 | Industrial_2020_SC A_GWh_After Competition Groups_9 | Efficient Compressed Air Nozzles | 4.063% | 0.12739 | 9.0515 | Industrial_2020_SC A_GWh_After Competition Groups_Efficient Compressed Air Nozzles
Industrial | Ind ¦ Fan System Optimization | 2020 | SC A | GWh | After Competition Groups | 5.9361 | 610517.2206 | 0.61052 | 222.7941 | 0.026644 | 10 | Industrial_2020_SC A_GWh_After Competition Groups_10 | Fan System Optimization | 2.664% | 0.61052 | 5.9361 | Industrial_2020_SC A_GWh_After Competition Groups_Fan System Optimization
Industrial | Ind ¦ Material Handling Improvements | 2020 | SC A | GWh | After Competition Groups | 5.0023 | 97017.4287 | 0.097017 | 222.7941 | 0.022453 | 11 | Industrial_2020_SC A_GWh_After Competition Groups_11 | Material Handling Improvements | 2.245% | 0.097017 | 5.0023 | Industrial_2020_SC A_GWh_After Competition Groups_Material Handling Improvements
Industrial | Ind ¦ Process Optimization (Elec) | 2020 | SC A | GWh | After Competition Groups | 3.0527 | 159853.4916 | 0.15985 | 222.7941 | 0.013702 | 12 | Industrial_2020_SC A_GWh_After Competition Groups_12 | Process Optimization (Elec) | 1.37% | 0.15985 | 3.0527 | Industrial_2020_SC A_GWh_After Competition Groups_Process Optimization (Elec)
Industrial | Ind ¦ Process Heat Recovery | 2020 | SC A | GWh | After Competition Groups | 1.3332 | 155072.1052 | 0.15507 | 222.7941 | 0.0059841 | 13 | Industrial_2020_SC A_GWh_After Competition Groups_13 | Process Heat Recovery | 0.5984% | 0.15507 | 1.3332 | Industrial_2020_SC A_GWh_After Competition Groups_Process Heat Recovery
Industrial | Ind ¦ Refiner Plate Improvements | 2020 | SC A | GWh | After Competition Groups | 1.0896 | 51877.5759 | 0.051878 | 222.7941 | 0.0048905 | 14 | Industrial_2020_SC A_GWh_After Competition Groups_14 | Refiner Plate Improvements | 0.4891% | 0.051878 | 1.0896 | Industrial_2020_SC A_GWh_After Competition Groups_Refiner Plate Improvements
Industrial | Ind ¦ VAV Conversion Project | 2020 | SC A | GWh | After Competition Groups | 0.96608 | 152709.7091 | 0.15271 | 222.7941 | 0.0043362 | 15 | Industrial_2020_SC A_GWh_After Competition Groups_15 | VAV Conversion Project | 0.4336% | 0.15271 | 0.96608 | Industrial_2020_SC A_GWh_After Competition Groups_VAV Conversion Project
Industrial | Ind ¦ Pulp and Paper Process Improvements | 2020 | SC A | GWh | After Competition Groups | 0.93172 | 124715.9443 | 0.12472 | 222.7941 | 0.004182 | 16 | Industrial_2020_SC A_GWh_After Competition Groups_16 | Pulp and Paper Process Improvements | 0.4182% | 0.12472 | 0.93172 | Industrial_2020_SC A_GWh_After Competition Groups_Pulp and Paper Process Improvements
Industrial | Ind ¦ Refrigeration Compressor VFD | 2020 | SC A | GWh | After Competition Groups | 0.79326 | 100759.7287 | 0.10076 | 222.7941 | 0.0035605 | 17 | Industrial_2020_SC A_GWh_After Competition Groups_17 | Refrigeration Compressor VFD | 0.356% | 0.10076 | 0.79326 | Industrial_2020_SC A_GWh_After Competition Groups_Refrigeration Compressor VFD
Industrial | Ind ¦ Improved Controls - Process Cooling | 2020 | SC A | GWh | After Competition Groups | 0.78798 | 80130.1844 | 0.08013 | 222.7941 | 0.0035368 | 18 | Industrial_2020_SC A_GWh_After Competition Groups_18 | Improved Controls - Process Cooling | 0.3537% | 0.08013 | 0.78798 | Industrial_2020_SC A_GWh_After Competition Groups_Improved Controls - Process Cooling
Industrial | Ind ¦ High Efficiency Battery Charger | 2020 | SC A | GWh | After Competition Groups | 0.64759 | 91451.7422 | 0.091452 | 222.7941 | 0.0029067 | 19 | Industrial_2020_SC A_GWh_After Competition Groups_19 | High Efficiency Battery Charger | 0.2907% | 0.091452 | 0.64759 | Industrial_2020_SC A_GWh_After Competition Groups_High Efficiency Battery Charger
Industrial | Ind ¦ Process Improvements | 2020 | SC A | GWh | After Competition Groups | 0.60574 | 35326.4554 | 0.035326 | 222.7941 | 0.0027189 | 20 | Industrial_2020_SC A_GWh_After Competition Groups_20 | Process Improvements | 0.2719% | 0.035326 | 0.60574 | Industrial_2020_SC A_GWh_After Competition Groups_Process Improvements
Industrial | Ind ¦ Improved Controls - Process Heating | 2020 | SC A | GWh | After Competition Groups | 0.38787 | 39564.2032 | 0.039564 | 222.7941 | 0.0017409 | 21 | Industrial_2020_SC A_GWh_After Competition Groups_21 | Improved Controls - Process Heating | 0.1741% | 0.039564 | 0.38787 | Industrial_2020_SC A_GWh_After Competition Groups_Improved Controls - Process Heating
Industrial | Ind ¦ Ventilation Optimization | 2020 | SC A | GWh | After Competition Groups | 0.38217 | 55434.0052 | 0.055434 | 222.7941 | 0.0017153 | 22 | Industrial_2020_SC A_GWh_After Competition Groups_22 | Ventilation Optimization | 0.1715% | 0.055434 | 0.38217 | Industrial_2020_SC A_GWh_After Competition Groups_Ventilation Optimization
Industrial | Ind ¦ Engine Block Heater Timer | 2020 | SC A | GWh | After Competition Groups | 0.23748 | 13855.107 | 0.013855 | 222.7941 | 0.0010659 | 23 | Industrial_2020_SC A_GWh_After Competition Groups_23 | Engine Block Heater Timer | 0.1066% | 0.013855 | 0.23748 | Industrial_2020_SC A_GWh_After Competition Groups_Engine Block Heater Timer
Industrial | Ind ¦ Dairy Pre-Cooler | 2020 | SC A | GWh | After Competition Groups | 0.19504 | 20074.0923 | 0.020074 | 222.7941 | 0.00087542 | 24 | Industrial_2020_SC A_GWh_After Competition Groups_24 | Dairy Pre-Cooler | 0.08754% | 0.020074 | 0.19504 | Industrial_2020_SC A_GWh_After Competition Groups_Dairy Pre-Cooler
Industrial | Ind ¦ Efficient Refrigeration Compressor | 2020 | SC A | GWh | After Competition Groups | 0.17502 | 9497.6374 | 0.0094976 | 222.7941 | 0.00078555 | 25 | Industrial_2020_SC A_GWh_After Competition Groups_25 | Efficient Refrigeration Compressor | 0.07855% | 0.0094976 | 0.17502 | Industrial_2020_SC A_GWh_After Competition Groups_Efficient Refrigeration Compressor
Industrial | Ind ¦ Air Compressor Heat Recovery | 2020 | SC A | GWh | After Competition Groups | 0.10868 | 12637.9181 | 0.012638 | 222.7941 | 0.00048779 | 26 | Industrial_2020_SC A_GWh_After Competition Groups_26 | Air Compressor Heat Recovery | 0.04878% | 0.012638 | 0.10868 | Industrial_2020_SC A_GWh_After Competition Groups_Air Compressor Heat Recovery
Industrial | Ind ¦ Cooling Tower Optimization | 2020 | SC A | GWh | After Competition Groups | 0.095971 | 9760.1752 | 0.0097602 | 222.7941 | 0.00043076 | 27 | Industrial_2020_SC A_GWh_After Competition Groups_27 | Cooling Tower Optimization | 0.04308% | 0.0097602 | 0.095971 | Industrial_2020_SC A_GWh_After Competition Groups_Cooling Tower Optimization
Industrial | Ind ¦ HE Lighting | 2020 | SC A | GWh | After Competition Groups | 0.079354 | 20136.1517 | 0.020136 | 222.7941 | 0.00035617 | 28 | Industrial_2020_SC A_GWh_After Competition Groups_28 | HE Lighting | 0.03562% | 0.020136 | 0.079354 | Industrial_2020_SC A_GWh_After Competition Groups_HE Lighting
Industrial | Ind ¦ Efficient Irrigation | 2020 | SC A | GWh | After Competition Groups | 0.013493 | 3423.7714 | 0.0034238 | 222.7941 | 6.0561e-05 | 29 | Industrial_2020_SC A_GWh_After Competition Groups_29 | Efficient Irrigation | 0.006056% | 0.0034238 | 0.013493 | Industrial_2020_SC A_GWh_After Competition Groups_Efficient Irrigation
Industrial | Ind ¦ Dairy Water Heater | 2020 | SC A | GWh | After Competition Groups | 0.0044744 | 1035.4687 | 0.0010355 | 222.7941 | 2.0083e-05 | 30 | Industrial_2020_SC A_GWh_After Competition Groups_30 | Dairy Water Heater | 0.002008% | 0.0010355 | 0.0044744 | Industrial_2020_SC A_GWh_After Competition Groups_Dairy Water Heater
Industrial | Ind ¦ Free Cooling | 2020 | SC A | GWh | After Competition Groups | 0.0015401 | 234.0177 | 0.00023402 | 222.7941 | 6.9126e-06 | 31 | Industrial_2020_SC A_GWh_After Competition Groups_31 | Free Cooling | 0.0006913% | 0.00023402 | 0.0015401 | Industrial_2020_SC A_GWh_After Competition Groups_Free Cooling
Industrial | Ind ¦ Heat Lamps/Heat Pad | 2020 | SC A | GWh | After Competition Groups | 0 | 0 | 0 | 222.7941 | 0 | 32 | Industrial_2020_SC A_GWh_After Competition Groups_32 | Heat Lamps/Heat Pad | 0% | 0 | 0 | Industrial_2020_SC A_GWh_After Competition Groups_Heat Lamps/Heat Pad
Industrial | Ind ¦ Air Leak Survey and Repair | 2020 | SC B | GWh | After Competition Groups | 59.0235 | 523128.1387 | 0.52313 | 356.899 | 0.16538 | 1 | Industrial_2020_SC B_GWh_After Competition Groups_1 | Air Leak Survey and Repair | 16.54% | 0.52313 | 59.0235 | Industrial_2020_SC B_GWh_After Competition Groups_Air Leak Survey and Repair
Industrial | Ind ¦ Pump System Optimization | 2020 | SC B | GWh | After Competition Groups | 45.9242 | 4786136.9148 | 4.7861 | 356.899 | 0.12868 | 2 | Industrial_2020_SC B_GWh_After Competition Groups_2 | Pump System Optimization | 12.87% | 4.7861 | 45.9242 | Industrial_2020_SC B_GWh_After Competition Groups_Pump System Optimization
Industrial | Ind ¦ Air Compressor Optimization | 2020 | SC B | GWh | After Competition Groups | 43.9681 | 1106196.598 | 1.1062 | 356.899 | 0.12319 | 3 | Industrial_2020_SC B_GWh_After Competition Groups_3 | Air Compressor Optimization | 12.32% | 1.1062 | 43.9681 | Industrial_2020_SC B_GWh_After Competition Groups_Air Compressor Optimization
Industrial | Ind ¦ Recommissioning | 2020 | SC B | GWh | After Competition Groups | 41.7312 | 2240236.6847 | 2.2402 | 356.899 | 0.11693 | 4 | Industrial_2020_SC B_GWh_After Competition Groups_4 | Recommissioning | 11.69% | 2.2402 | 41.7312 | Industrial_2020_SC B_GWh_After Competition Groups_Recommissioning
Industrial | Ind ¦ SEM | 2020 | SC B | GWh | After Competition Groups | 41.7312 | 2240236.6847 | 2.2402 | 356.899 | 0.11693 | 5 | Industrial_2020_SC B_GWh_After Competition Groups_5 | SEM | 11.69% | 2.2402 | 41.7312 | Industrial_2020_SC B_GWh_After Competition Groups_SEM
Industrial | Ind ¦ Pump Equipment Upgrade | 2020 | SC B | GWh | After Competition Groups | 24.5134 | 4036274.2586 | 4.0363 | 356.899 | 0.068685 | 6 | Industrial_2020_SC B_GWh_After Competition Groups_6 | Pump Equipment Upgrade | 6.868% | 4.0363 | 24.5134 | Industrial_2020_SC B_GWh_After Competition Groups_Pump Equipment Upgrade
Industrial | Ind ¦ Efficient Compressed Air Nozzles | 2020 | SC B | GWh | After Competition Groups | 23.9228 | 340861.2364 | 0.34086 | 356.899 | 0.067029 | 7 | Industrial_2020_SC B_GWh_After Competition Groups_7 | Efficient Compressed Air Nozzles | 6.703% | 0.34086 | 23.9228 | Industrial_2020_SC B_GWh_After Competition Groups_Efficient Compressed Air Nozzles
Industrial | Ind ¦ High Efficiency HVAC Fans | 2020 | SC B | GWh | After Competition Groups | 21.685 | 2013122.2924 | 2.0131 | 356.899 | 0.06076 | 8 | Industrial_2020_SC B_GWh_After Competition Groups_8 | High Efficiency HVAC Fans | 6.076% | 2.0131 | 21.685 | Industrial_2020_SC B_GWh_After Competition Groups_High Efficiency HVAC Fans
Industrial | Ind ¦ Greenhouse Grow Lights | 2020 | SC B | GWh | After Competition Groups | 10.1051 | 1708340.7058 | 1.7083 | 356.899 | 0.028314 | 9 | Industrial_2020_SC B_GWh_After Competition Groups_9 | Greenhouse Grow Lights | 2.831% | 1.7083 | 10.1051 | Industrial_2020_SC B_GWh_After Competition Groups_Greenhouse Grow Lights
Industrial | Ind ¦ Material Handling Improvements | 2020 | SC B | GWh | After Competition Groups | 7.3055 | 170503.033 | 0.1705 | 356.899 | 0.020469 | 10 | Industrial_2020_SC B_GWh_After Competition Groups_10 | Material Handling Improvements | 2.047% | 0.1705 | 7.3055 | Industrial_2020_SC B_GWh_After Competition Groups_Material Handling Improvements
Industrial | Ind ¦ Fan System Optimization | 2020 | SC B | GWh | After Competition Groups | 6.4821 | 1298537.7119 | 1.2985 | 356.899 | 0.018162 | 11 | Industrial_2020_SC B_GWh_After Competition Groups_11 | Fan System Optimization | 1.816% | 1.2985 | 6.4821 | Industrial_2020_SC B_GWh_After Competition Groups_Fan System Optimization
Industrial | Ind ¦ Pulp and Paper Process Improvements | 2020 | SC B | GWh | After Competition Groups | 5.8776 | 1416716.6972 | 1.4167 | 356.899 | 0.016468 | 12 | Industrial_2020_SC B_GWh_After Competition Groups_12 | Pulp and Paper Process Improvements | 1.647% | 1.4167 | 5.8776 | Industrial_2020_SC B_GWh_After Competition Groups_Pulp and Paper Process Improvements
Industrial | Ind ¦ Process Heat Recovery | 2020 | SC B | GWh | After Competition Groups | 3.5359 | 415820.9557 | 0.41582 | 356.899 | 0.0099073 | 13 | Industrial_2020_SC B_GWh_After Competition Groups_13 | Process Heat Recovery | 0.9907% | 0.41582 | 3.5359 | Industrial_2020_SC B_GWh_After Competition Groups_Process Heat Recovery
Industrial | Ind ¦ Process Optimization (Elec) | 2020 | SC B | GWh | After Competition Groups | 3.0527 | 159837.5063 | 0.15984 | 356.899 | 0.0085535 | 14 | Industrial_2020_SC B_GWh_After Competition Groups_14 | Process Optimization (Elec) | 0.8553% | 0.15984 | 3.0527 | Industrial_2020_SC B_GWh_After Competition Groups_Process Optimization (Elec)
Industrial | Ind ¦ Refiner Plate Improvements | 2020 | SC B | GWh | After Competition Groups | 2.8879 | 138964.7402 | 0.13896 | 356.899 | 0.0080918 | 15 | Industrial_2020_SC B_GWh_After Competition Groups_15 | Refiner Plate Improvements | 0.8092% | 0.13896 | 2.8879 | Industrial_2020_SC B_GWh_After Competition Groups_Refiner Plate Improvements
Industrial | Ind ¦ VAV Conversion Project | 2020 | SC B | GWh | After Competition Groups | 2.6115 | 448654.5915 | 0.44865 | 356.899 | 0.0073172 | 16 | Industrial_2020_SC B_GWh_After Competition Groups_16 | VAV Conversion Project | 0.7317% | 0.44865 | 2.6115 | Industrial_2020_SC B_GWh_After Competition Groups_VAV Conversion Project
Industrial | Ind ¦ Improved Controls - Process Cooling | 2020 | SC B | GWh | After Competition Groups | 2.0933 | 217204.9115 | 0.2172 | 356.899 | 0.0058652 | 17 | Industrial_2020_SC B_GWh_After Competition Groups_17 | Improved Controls - Process Cooling | 0.5865% | 0.2172 | 2.0933 | Industrial_2020_SC B_GWh_After Competition Groups_Improved Controls - Process Cooling
Industrial | Ind ¦ High Efficiency Battery Charger | 2020 | SC B | GWh | After Competition Groups | 1.7345 | 404106.8661 | 0.40411 | 356.899 | 0.0048599 | 18 | Industrial_2020_SC B_GWh_After Competition Groups_18 | High Efficiency Battery Charger | 0.486% | 0.40411 | 1.7345 | Industrial_2020_SC B_GWh_After Competition Groups_High Efficiency Battery Charger
Industrial | Ind ¦ Process Improvements | 2020 | SC B | GWh | After Competition Groups | 1.6739 | 136937.0494 | 0.13694 | 356.899 | 0.0046902 | 19 | Industrial_2020_SC B_GWh_After Competition Groups_19 | Process Improvements | 0.469% | 0.13694 | 1.6739 | Industrial_2020_SC B_GWh_After Competition Groups_Process Improvements
Industrial | Ind ¦ HE Lighting | 2020 | SC B | GWh | After Competition Groups | 1.1669 | 624720.6091 | 0.62472 | 356.899 | 0.0032695 | 20 | Industrial_2020_SC B_GWh_After Competition Groups_20 | HE Lighting | 0.3269% | 0.62472 | 1.1669 | Industrial_2020_SC B_GWh_After Competition Groups_HE Lighting
Industrial | Ind ¦ Ventilation Optimization | 2020 | SC B | GWh | After Competition Groups | 1.1599 | 364125.2731 | 0.36413 | 356.899 | 0.0032498 | 21 | Industrial_2020_SC B_GWh_After Competition Groups_21 | Ventilation Optimization | 0.325% | 0.36413 | 1.1599 | Industrial_2020_SC B_GWh_After Competition Groups_Ventilation Optimization
Industrial | Ind ¦ Improved Controls - Process Heating | 2020 | SC B | GWh | After Competition Groups | 1.0306 | 107285.9445 | 0.10729 | 356.899 | 0.0028878 | 22 | Industrial_2020_SC B_GWh_After Competition Groups_22 | Improved Controls - Process Heating | 0.2888% | 0.10729 | 1.0306 | Industrial_2020_SC B_GWh_After Competition Groups_Improved Controls - Process Heating
Industrial | Ind ¦ Cooling Tower Optimization | 2020 | SC B | GWh | After Competition Groups | 0.86813 | 294601.1123 | 0.2946 | 356.899 | 0.0024324 | 23 | Industrial_2020_SC B_GWh_After Competition Groups_23 | Cooling Tower Optimization | 0.2432% | 0.2946 | 0.86813 | Industrial_2020_SC B_GWh_After Competition Groups_Cooling Tower Optimization
Industrial | Ind ¦ Refrigeration Compressor VFD | 2020 | SC B | GWh | After Competition Groups | 0.8265 | 121650.9258 | 0.12165 | 356.899 | 0.0023158 | 24 | Industrial_2020_SC B_GWh_After Competition Groups_24 | Refrigeration Compressor VFD | 0.2316% | 0.12165 | 0.8265 | Industrial_2020_SC B_GWh_After Competition Groups_Refrigeration Compressor VFD
Industrial | Ind ¦ Engine Block Heater Timer | 2020 | SC B | GWh | After Competition Groups | 0.63099 | 37919.0548 | 0.037919 | 356.899 | 0.001768 | 25 | Industrial_2020_SC B_GWh_After Competition Groups_25 | Engine Block Heater Timer | 0.1768% | 0.037919 | 0.63099 | Industrial_2020_SC B_GWh_After Competition Groups_Engine Block Heater Timer
Industrial | Ind ¦ Free Cooling | 2020 | SC B | GWh | After Competition Groups | 0.56095 | 332468.4938 | 0.33247 | 356.899 | 0.0015717 | 26 | Industrial_2020_SC B_GWh_After Competition Groups_26 | Free Cooling | 0.1572% | 0.33247 | 0.56095 | Industrial_2020_SC B_GWh_After Competition Groups_Free Cooling
Industrial | Ind ¦ Air Compressor Heat Recovery | 2020 | SC B | GWh | After Competition Groups | 0.2883 | 33904.1663 | 0.033904 | 356.899 | 0.00080778 | 27 | Industrial_2020_SC B_GWh_After Competition Groups_27 | Air Compressor Heat Recovery | 0.08078% | 0.033904 | 0.2883 | Industrial_2020_SC B_GWh_After Competition Groups_Air Compressor Heat Recovery
Industrial | Ind ¦ Dairy Pre-Cooler | 2020 | SC B | GWh | After Competition Groups | 0.25353 | 44491.1293 | 0.044491 | 356.899 | 0.00071037 | 28 | Industrial_2020_SC B_GWh_After Competition Groups_28 | Dairy Pre-Cooler | 0.07104% | 0.044491 | 0.25353 | Industrial_2020_SC B_GWh_After Competition Groups_Dairy Pre-Cooler
Industrial | Ind ¦ Efficient Refrigeration Compressor | 2020 | SC B | GWh | After Competition Groups | 0.20883 | 12811.7539 | 0.012812 | 356.899 | 0.00058512 | 29 | Industrial_2020_SC B_GWh_After Competition Groups_29 | Efficient Refrigeration Compressor | 0.05851% | 0.012812 | 0.20883 | Industrial_2020_SC B_GWh_After Competition Groups_Efficient Refrigeration Compressor
Industrial | Ind ¦ Efficient Irrigation | 2020 | SC B | GWh | After Competition Groups | 0.037917 | 12278.1149 | 0.012278 | 356.899 | 0.00010624 | 30 | Industrial_2020_SC B_GWh_After Competition Groups_30 | Efficient Irrigation | 0.01062% | 0.012278 | 0.037917 | Industrial_2020_SC B_GWh_After Competition Groups_Efficient Irrigation
Industrial | Ind ¦ Dairy Water Heater | 2020 | SC B | GWh | After Competition Groups | 0.0070326 | 2732.7529 | 0.0027328 | 356.899 | 1.9705e-05 | 31 | Industrial_2020_SC B_GWh_After Competition Groups_31 | Dairy Water Heater | 0.00197% | 0.0027328 | 0.0070326 | Industrial_2020_SC B_GWh_After Competition Groups_Dairy Water Heater
Industrial | Ind ¦ Heat Lamps/Heat Pad | 2020 | SC B | GWh | After Competition Groups | 0 | 0 | 0 | 356.899 | 0 | 32 | Industrial_2020_SC B_GWh_After Competition Groups_32 | Heat Lamps/Heat Pad | 0% | 0 | 0 | Industrial_2020_SC B_GWh_After Competition Groups_Heat Lamps/Heat Pad
Industrial | Ind ¦ Pump System Optimization | 2020 | SC C | GWh | After Competition Groups | 45.9242 | 4786615.5763 | 4.7866 | 227.4552 | 0.2019 | 1 | Industrial_2020_SC C_GWh_After Competition Groups_1 | Pump System Optimization | 20.19% | 4.7866 | 45.9242 | Industrial_2020_SC C_GWh_After Competition Groups_Pump System Optimization
Industrial | Ind ¦ Air Compressor Optimization | 2020 | SC C | GWh | After Competition Groups | 43.9681 | 1106307.2287 | 1.1063 | 227.4552 | 0.1933 | 2 | Industrial_2020_SC C_GWh_After Competition Groups_2 | Air Compressor Optimization | 19.33% | 1.1063 | 43.9681 | Industrial_2020_SC C_GWh_After Competition Groups_Air Compressor Optimization
Industrial | Ind ¦ Pump Equipment Upgrade | 2020 | SC C | GWh | After Competition Groups | 24.5134 | 4036677.9264 | 4.0367 | 227.4552 | 0.10777 | 3 | Industrial_2020_SC C_GWh_After Competition Groups_3 | Pump Equipment Upgrade | 10.78% | 4.0367 | 24.5134 | Industrial_2020_SC C_GWh_After Competition Groups_Pump Equipment Upgrade
Industrial | Ind ¦ Air Leak Survey and Repair | 2020 | SC C | GWh | After Competition Groups | 22.2508 | 195019.1808 | 0.19502 | 227.4552 | 0.097825 | 4 | Industrial_2020_SC C_GWh_After Competition Groups_4 | Air Leak Survey and Repair | 9.783% | 0.19502 | 22.2508 | Industrial_2020_SC C_GWh_After Competition Groups_Air Leak Survey and Repair
Industrial | Ind ¦ Recommissioning | 2020 | SC C | GWh | After Competition Groups | 15.7318 | 835153.419 | 0.83515 | 227.4552 | 0.069164 | 5 | Industrial_2020_SC C_GWh_After Competition Groups_5 | Recommissioning | 6.916% | 0.83515 | 15.7318 | Industrial_2020_SC C_GWh_After Competition Groups_Recommissioning
Industrial | Ind ¦ SEM | 2020 | SC C | GWh | After Competition Groups | 15.7318 | 835153.419 | 0.83515 | 227.4552 | 0.069164 | 6 | Industrial_2020_SC C_GWh_After Competition Groups_6 | SEM | 6.916% | 0.83515 | 15.7318 | Industrial_2020_SC C_GWh_After Competition Groups_SEM
Industrial | Ind ¦ High Efficiency HVAC Fans | 2020 | SC C | GWh | After Competition Groups | 13.2248 | 1043905.8822 | 1.0439 | 227.4552 | 0.058142 | 7 | Industrial_2020_SC C_GWh_After Competition Groups_7 | High Efficiency HVAC Fans | 5.814% | 1.0439 | 13.2248 | Industrial_2020_SC C_GWh_After Competition Groups_High Efficiency HVAC Fans
Industrial | Ind ¦ Greenhouse Grow Lights | 2020 | SC C | GWh | After Competition Groups | 9.8734 | 1640927.6878 | 1.6409 | 227.4552 | 0.043408 | 8 | Industrial_2020_SC C_GWh_After Competition Groups_8 | Greenhouse Grow Lights | 4.341% | 1.6409 | 9.8734 | Industrial_2020_SC C_GWh_After Competition Groups_Greenhouse Grow Lights
Industrial | Ind ¦ Efficient Compressed Air Nozzles | 2020 | SC C | GWh | After Competition Groups | 9.0515 | 127393.6057 | 0.12739 | 227.4552 | 0.039795 | 9 | Industrial_2020_SC C_GWh_After Competition Groups_9 | Efficient Compressed Air Nozzles | 3.979% | 0.12739 | 9.0515 | Industrial_2020_SC C_GWh_After Competition Groups_Efficient Compressed Air Nozzles
Industrial | Ind ¦ Fan System Optimization | 2020 | SC C | GWh | After Competition Groups | 6.4821 | 1298667.5786 | 1.2987 | 227.4552 | 0.028498 | 10 | Industrial_2020_SC C_GWh_After Competition Groups_10 | Fan System Optimization | 2.85% | 1.2987 | 6.4821 | Industrial_2020_SC C_GWh_After Competition Groups_Fan System Optimization
Industrial | Ind ¦ Material Handling Improvements | 2020 | SC C | GWh | After Competition Groups | 5.0023 | 97017.4287 | 0.097017 | 227.4552 | 0.021993 | 11 | Industrial_2020_SC C_GWh_After Competition Groups_11 | Material Handling Improvements | 2.199% | 0.097017 | 5.0023 | Industrial_2020_SC C_GWh_After Competition Groups_Material Handling Improvements
Industrial | Ind ¦ Process Optimization (Elec) | 2020 | SC C | GWh | After Competition Groups | 3.0527 | 159853.4916 | 0.15985 | 227.4552 | 0.013421 | 12 | Industrial_2020_SC C_GWh_After Competition Groups_12 | Process Optimization (Elec) | 1.342% | 0.15985 | 3.0527 | Industrial_2020_SC C_GWh_After Competition Groups_Process Optimization (Elec)
Industrial | Ind ¦ Pulp and Paper Process Improvements | 2020 | SC C | GWh | After Competition Groups | 2.2168 | 528536.0789 | 0.52854 | 227.4552 | 0.0097459 | 13 | Industrial_2020_SC C_GWh_After Competition Groups_13 | Pulp and Paper Process Improvements | 0.9746% | 0.52854 | 2.2168 | Industrial_2020_SC C_GWh_After Competition Groups_Pulp and Paper Process Improvements
Industrial | Ind ¦ Process Heat Recovery | 2020 | SC C | GWh | After Competition Groups | 1.3332 | 155072.1052 | 0.15507 | 227.4552 | 0.0058615 | 14 | Industrial_2020_SC C_GWh_After Competition Groups_14 | Process Heat Recovery | 0.5861% | 0.15507 | 1.3332 | Industrial_2020_SC C_GWh_After Competition Groups_Process Heat Recovery
Industrial | Ind ¦ Ventilation Optimization | 2020 | SC C | GWh | After Competition Groups | 1.1599 | 364161.6892 | 0.36416 | 227.4552 | 0.0050993 | 15 | Industrial_2020_SC C_GWh_After Competition Groups_15 | Ventilation Optimization | 0.5099% | 0.36416 | 1.1599 | Industrial_2020_SC C_GWh_After Competition Groups_Ventilation Optimization
Industrial | Ind ¦ Refiner Plate Improvements | 2020 | SC C | GWh | After Competition Groups | 1.0896 | 51877.5759 | 0.051878 | 227.4552 | 0.0047903 | 16 | Industrial_2020_SC C_GWh_After Competition Groups_16 | Refiner Plate Improvements | 0.479% | 0.051878 | 1.0896 | Industrial_2020_SC C_GWh_After Competition Groups_Refiner Plate Improvements
Industrial | Ind ¦ VAV Conversion Project | 2020 | SC C | GWh | After Competition Groups | 0.98453 | 167268.7327 | 0.16727 | 227.4552 | 0.0043284 | 17 | Industrial_2020_SC C_GWh_After Competition Groups_17 | VAV Conversion Project | 0.4328% | 0.16727 | 0.98453 | Industrial_2020_SC C_GWh_After Competition Groups_VAV Conversion Project
Industrial | Ind ¦ High Efficiency Battery Charger | 2020 | SC C | GWh | After Competition Groups | 0.92617 | 186331.1256 | 0.18633 | 227.4552 | 0.0040719 | 18 | Industrial_2020_SC C_GWh_After Competition Groups_18 | High Efficiency Battery Charger | 0.4072% | 0.18633 | 0.92617 | Industrial_2020_SC C_GWh_After Competition Groups_High Efficiency Battery Charger
Industrial | Ind ¦ Cooling Tower Optimization | 2020 | SC C | GWh | After Competition Groups | 0.86813 | 294630.5754 | 0.29463 | 227.4552 | 0.0038167 | 19 | Industrial_2020_SC C_GWh_After Competition Groups_19 | Cooling Tower Optimization | 0.3817% | 0.29463 | 0.86813 | Industrial_2020_SC C_GWh_After Competition Groups_Cooling Tower Optimization
Industrial | Ind ¦ Refrigeration Compressor VFD | 2020 | SC C | GWh | After Competition Groups | 0.81826 | 119259.6554 | 0.11926 | 227.4552 | 0.0035975 | 20 | Industrial_2020_SC C_GWh_After Competition Groups_20 | Refrigeration Compressor VFD | 0.3597% | 0.11926 | 0.81826 | Industrial_2020_SC C_GWh_After Competition Groups_Refrigeration Compressor VFD
Industrial | Ind ¦ Improved Controls - Process Cooling | 2020 | SC C | GWh | After Competition Groups | 0.78914 | 80975.6145 | 0.080976 | 227.4552 | 0.0034694 | 21 | Industrial_2020_SC C_GWh_After Competition Groups_21 | Improved Controls - Process Cooling | 0.3469% | 0.080976 | 0.78914 | Industrial_2020_SC C_GWh_After Competition Groups_Improved Controls - Process Cooling
Industrial | Ind ¦ Process Improvements | 2020 | SC C | GWh | After Competition Groups | 0.63103 | 51050.1771 | 0.05105 | 227.4552 | 0.0027743 | 22 | Industrial_2020_SC C_GWh_After Competition Groups_22 | Process Improvements | 0.2774% | 0.05105 | 0.63103 | Industrial_2020_SC C_GWh_After Competition Groups_Process Improvements
Industrial | Ind ¦ HE Lighting | 2020 | SC C | GWh | After Competition Groups | 0.44555 | 238563.5644 | 0.23856 | 227.4552 | 0.0019589 | 23 | Industrial_2020_SC C_GWh_After Competition Groups_23 | HE Lighting | 0.1959% | 0.23856 | 0.44555 | Industrial_2020_SC C_GWh_After Competition Groups_HE Lighting
Industrial | Ind ¦ Improved Controls - Process Heating | 2020 | SC C | GWh | After Competition Groups | 0.38844 | 39981.8526 | 0.039982 | 227.4552 | 0.0017078 | 24 | Industrial_2020_SC C_GWh_After Competition Groups_24 | Improved Controls - Process Heating | 0.1708% | 0.039982 | 0.38844 | Industrial_2020_SC C_GWh_After Competition Groups_Improved Controls - Process Heating
Industrial | Ind ¦ Dairy Pre-Cooler | 2020 | SC C | GWh | After Competition Groups | 0.24341 | 41259.5943 | 0.04126 | 227.4552 | 0.0010702 | 25 | Industrial_2020_SC C_GWh_After Competition Groups_25 | Dairy Pre-Cooler | 0.107% | 0.04126 | 0.24341 | Industrial_2020_SC C_GWh_After Competition Groups_Dairy Pre-Cooler
Industrial | Ind ¦ Engine Block Heater Timer | 2020 | SC C | GWh | After Competition Groups | 0.23789 | 14138.457 | 0.014138 | 227.4552 | 0.0010459 | 26 | Industrial_2020_SC C_GWh_After Competition Groups_26 | Engine Block Heater Timer | 0.1046% | 0.014138 | 0.23789 | Industrial_2020_SC C_GWh_After Competition Groups_Engine Block Heater Timer
Industrial | Ind ¦ Free Cooling | 2020 | SC C | GWh | After Competition Groups | 0.21139 | 123858.0653 | 0.12386 | 227.4552 | 0.00092936 | 27 | Industrial_2020_SC C_GWh_After Competition Groups_27 | Free Cooling | 0.09294% | 0.12386 | 0.21139 | Industrial_2020_SC C_GWh_After Competition Groups_Free Cooling
Industrial | Ind ¦ Efficient Refrigeration Compressor | 2020 | SC C | GWh | After Competition Groups | 0.17502 | 9497.6374 | 0.0094976 | 227.4552 | 0.00076945 | 28 | Industrial_2020_SC C_GWh_After Competition Groups_28 | Efficient Refrigeration Compressor | 0.07694% | 0.0094976 | 0.17502 | Industrial_2020_SC C_GWh_After Competition Groups_Efficient Refrigeration Compressor
Industrial | Ind ¦ Air Compressor Heat Recovery | 2020 | SC C | GWh | After Competition Groups | 0.10868 | 12637.9181 | 0.012638 | 227.4552 | 0.00047779 | 29 | Industrial_2020_SC C_GWh_After Competition Groups_29 | Air Compressor Heat Recovery | 0.04778% | 0.012638 | 0.10868 | Industrial_2020_SC C_GWh_After Competition Groups_Air Compressor Heat Recovery
Industrial | Ind ¦ Efficient Irrigation | 2020 | SC C | GWh | After Competition Groups | 0.014478 | 4688.5958 | 0.0046886 | 227.4552 | 6.3651e-05 | 30 | Industrial_2020_SC C_GWh_After Competition Groups_30 | Efficient Irrigation | 0.006365% | 0.0046886 | 0.014478 | Industrial_2020_SC C_GWh_After Competition Groups_Efficient Irrigation
Industrial | Ind ¦ Dairy Water Heater | 2020 | SC C | GWh | After Competition Groups | 0.006622 | 2573.4223 | 0.0025734 | 227.4552 | 2.9113e-05 | 31 | Industrial_2020_SC C_GWh_After Competition Groups_31 | Dairy Water Heater | 0.002911% | 0.0025734 | 0.006622 | Industrial_2020_SC C_GWh_After Competition Groups_Dairy Water Heater
Industrial | Ind ¦ Heat Lamps/Heat Pad | 2020 | SC C | GWh | After Competition Groups | 0 | 0 | 0 | 227.4552 | 0 | 32 | Industrial_2020_SC C_GWh_After Competition Groups_32 | Heat Lamps/Heat Pad | 0% | 0 | 0 | Industrial_2020_SC C_GWh_After Competition Groups_Heat Lamps/Heat Pad
Industrial | Ind ¦ Pump System Optimization | 2020 | SC D | GWh | After Competition Groups | 44.7915 | 0 | 0 | 217.5188 | 0.20592 | 1 | Industrial_2020_SC D_GWh_After Competition Groups_1 | Pump System Optimization | 20.59% | 0 | 44.7915 | Industrial_2020_SC D_GWh_After Competition Groups_Pump System Optimization
Industrial | Ind ¦ Air Compressor Optimization | 2020 | SC D | GWh | After Competition Groups | 43.9681 | 0 | 0 | 217.5188 | 0.20213 | 2 | Industrial_2020_SC D_GWh_After Competition Groups_2 | Air Compressor Optimization | 20.21% | 0 | 43.9681 | Industrial_2020_SC D_GWh_After Competition Groups_Air Compressor Optimization
Industrial | Ind ¦ Pump Equipment Upgrade | 2020 | SC D | GWh | After Competition Groups | 22.9451 | 0 | 0 | 217.5188 | 0.10549 | 3 | Industrial_2020_SC D_GWh_After Competition Groups_3 | Pump Equipment Upgrade | 10.55% | 0 | 22.9451 | Industrial_2020_SC D_GWh_After Competition Groups_Pump Equipment Upgrade
Industrial | Ind ¦ Air Leak Survey and Repair | 2020 | SC D | GWh | After Competition Groups | 22.217 | 0 | 0 | 217.5188 | 0.10214 | 4 | Industrial_2020_SC D_GWh_After Competition Groups_4 | Air Leak Survey and Repair | 10.21% | 0 | 22.217 | Industrial_2020_SC D_GWh_After Competition Groups_Air Leak Survey and Repair
Industrial | Ind ¦ SEM | 2020 | SC D | GWh | After Competition Groups | 15.7318 | 0 | 0 | 217.5188 | 0.072324 | 5 | Industrial_2020_SC D_GWh_After Competition Groups_5 | SEM | 7.232% | 0 | 15.7318 | Industrial_2020_SC D_GWh_After Competition Groups_SEM
Industrial | Ind ¦ Recommissioning | 2020 | SC D | GWh | After Competition Groups | 15.2744 | 0 | 0 | 217.5188 | 0.070221 | 6 | Industrial_2020_SC D_GWh_After Competition Groups_6 | Recommissioning | 7.022% | 0 | 15.2744 | Industrial_2020_SC D_GWh_After Competition Groups_Recommissioning
Industrial | Ind ¦ High Efficiency HVAC Fans | 2020 | SC D | GWh | After Competition Groups | 12.781 | 0 | 0 | 217.5188 | 0.058758 | 7 | Industrial_2020_SC D_GWh_After Competition Groups_7 | High Efficiency HVAC Fans | 5.876% | 0 | 12.781 | Industrial_2020_SC D_GWh_After Competition Groups_High Efficiency HVAC Fans
Industrial | Ind ¦ Efficient Compressed Air Nozzles | 2020 | SC D | GWh | After Competition Groups | 9.0515 | 0 | 0 | 217.5188 | 0.041613 | 8 | Industrial_2020_SC D_GWh_After Competition Groups_8 | Efficient Compressed Air Nozzles | 4.161% | 0 | 9.0515 | Industrial_2020_SC D_GWh_After Competition Groups_Efficient Compressed Air Nozzles
Industrial | Ind ¦ Greenhouse Grow Lights | 2020 | SC D | GWh | After Competition Groups | 7.9106 | 0 | 0 | 217.5188 | 0.036368 | 9 | Industrial_2020_SC D_GWh_After Competition Groups_9 | Greenhouse Grow Lights | 3.637% | 0 | 7.9106 | Industrial_2020_SC D_GWh_After Competition Groups_Greenhouse Grow Lights
Industrial | Ind ¦ Fan System Optimization | 2020 | SC D | GWh | After Competition Groups | 6.4821 | 0 | 0 | 217.5188 | 0.0298 | 10 | Industrial_2020_SC D_GWh_After Competition Groups_10 | Fan System Optimization | 2.98% | 0 | 6.4821 | Industrial_2020_SC D_GWh_After Competition Groups_Fan System Optimization
Industrial | Ind ¦ Material Handling Improvements | 2020 | SC D | GWh | After Competition Groups | 5.0023 | 0 | 0 | 217.5188 | 0.022997 | 11 | Industrial_2020_SC D_GWh_After Competition Groups_11 | Material Handling Improvements | 2.3% | 0 | 5.0023 | Industrial_2020_SC D_GWh_After Competition Groups_Material Handling Improvements
Industrial | Ind ¦ Process Optimization (Elec) | 2020 | SC D | GWh | After Competition Groups | 3.0527 | 0 | 0 | 217.5188 | 0.014034 | 12 | Industrial_2020_SC D_GWh_After Competition Groups_12 | Process Optimization (Elec) | 1.403% | 0 | 3.0527 | Industrial_2020_SC D_GWh_After Competition Groups_Process Optimization (Elec)
Industrial | Ind ¦ Refiner Plate Improvements | 2020 | SC D | GWh | After Competition Groups | 1.0896 | 0 | 0 | 217.5188 | 0.0050091 | 13 | Industrial_2020_SC D_GWh_After Competition Groups_13 | Refiner Plate Improvements | 0.5009% | 0 | 1.0896 | Industrial_2020_SC D_GWh_After Competition Groups_Refiner Plate Improvements
Industrial | Ind ¦ Process Heat Recovery | 2020 | SC D | GWh | After Competition Groups | 1.0161 | 0 | 0 | 217.5188 | 0.0046715 | 14 | Industrial_2020_SC D_GWh_After Competition Groups_14 | Process Heat Recovery | 0.4672% | 0 | 1.0161 | Industrial_2020_SC D_GWh_After Competition Groups_Process Heat Recovery
Industrial | Ind ¦ Ventilation Optimization | 2020 | SC D | GWh | After Competition Groups | 0.97794 | 0 | 0 | 217.5188 | 0.0044959 | 15 | Industrial_2020_SC D_GWh_After Competition Groups_15 | Ventilation Optimization | 0.4496% | 0 | 0.97794 | Industrial_2020_SC D_GWh_After Competition Groups_Ventilation Optimization
Industrial | Ind ¦ Improved Controls - Process Cooling | 2020 | SC D | GWh | After Competition Groups | 0.78914 | 0 | 0 | 217.5188 | 0.0036279 | 16 | Industrial_2020_SC D_GWh_After Competition Groups_16 | Improved Controls - Process Cooling | 0.3628% | 0 | 0.78914 | Industrial_2020_SC D_GWh_After Competition Groups_Improved Controls - Process Cooling
Industrial | Ind ¦ Cooling Tower Optimization | 2020 | SC D | GWh | After Competition Groups | 0.78083 | 0 | 0 | 217.5188 | 0.0035897 | 17 | Industrial_2020_SC D_GWh_After Competition Groups_17 | Cooling Tower Optimization | 0.359% | 0 | 0.78083 | Industrial_2020_SC D_GWh_After Competition Groups_Cooling Tower Optimization
Industrial | Ind ¦ VAV Conversion Project | 2020 | SC D | GWh | After Competition Groups | 0.68436 | 0 | 0 | 217.5188 | 0.0031462 | 18 | Industrial_2020_SC D_GWh_After Competition Groups_18 | VAV Conversion Project | 0.3146% | 0 | 0.68436 | Industrial_2020_SC D_GWh_After Competition Groups_VAV Conversion Project
Industrial | Ind ¦ Refrigeration Compressor VFD | 2020 | SC D | GWh | After Competition Groups | 0.57973 | 0 | 0 | 217.5188 | 0.0026652 | 19 | Industrial_2020_SC D_GWh_After Competition Groups_19 | Refrigeration Compressor VFD | 0.2665% | 0 | 0.57973 | Industrial_2020_SC D_GWh_After Competition Groups_Refrigeration Compressor VFD
Industrial | Ind ¦ Process Improvements | 2020 | SC D | GWh | After Competition Groups | 0.56281 | 0 | 0 | 217.5188 | 0.0025874 | 20 | Industrial_2020_SC D_GWh_After Competition Groups_20 | Process Improvements | 0.2587% | 0 | 0.56281 | Industrial_2020_SC D_GWh_After Competition Groups_Process Improvements
Industrial | Ind ¦ High Efficiency Battery Charger | 2020 | SC D | GWh | After Competition Groups | 0.4697 | 0 | 0 | 217.5188 | 0.0021593 | 21 | Industrial_2020_SC D_GWh_After Competition Groups_21 | High Efficiency Battery Charger | 0.2159% | 0 | 0.4697 | Industrial_2020_SC D_GWh_After Competition Groups_High Efficiency Battery Charger
Industrial | Ind ¦ Improved Controls - Process Heating | 2020 | SC D | GWh | After Competition Groups | 0.35242 | 0 | 0 | 217.5188 | 0.0016202 | 22 | Industrial_2020_SC D_GWh_After Competition Groups_22 | Improved Controls - Process Heating | 0.162% | 0 | 0.35242 | Industrial_2020_SC D_GWh_After Competition Groups_Improved Controls - Process Heating
Industrial | Ind ¦ Pulp and Paper Process Improvements | 2020 | SC D | GWh | After Competition Groups | 0.31111 | 0 | 0 | 217.5188 | 0.0014303 | 23 | Industrial_2020_SC D_GWh_After Competition Groups_23 | Pulp and Paper Process Improvements | 0.143% | 0 | 0.31111 | Industrial_2020_SC D_GWh_After Competition Groups_Pulp and Paper Process Improvements
Industrial | Ind ¦ Engine Block Heater Timer | 2020 | SC D | GWh | After Competition Groups | 0.22691 | 0 | 0 | 217.5188 | 0.0010432 | 24 | Industrial_2020_SC D_GWh_After Competition Groups_24 | Engine Block Heater Timer | 0.1043% | 0 | 0.22691 | Industrial_2020_SC D_GWh_After Competition Groups_Engine Block Heater Timer
Industrial | Ind ¦ Efficient Refrigeration Compressor | 2020 | SC D | GWh | After Competition Groups | 0.17447 | 0 | 0 | 217.5188 | 0.00080209 | 25 | Industrial_2020_SC D_GWh_After Competition Groups_25 | Efficient Refrigeration Compressor | 0.08021% | 0 | 0.17447 | Industrial_2020_SC D_GWh_After Competition Groups_Efficient Refrigeration Compressor
Industrial | Ind ¦ Dairy Pre-Cooler | 2020 | SC D | GWh | After Competition Groups | 0.10833 | 0 | 0 | 217.5188 | 0.00049801 | 26 | Industrial_2020_SC D_GWh_After Competition Groups_26 | Dairy Pre-Cooler | 0.0498% | 0 | 0.10833 | Industrial_2020_SC D_GWh_After Competition Groups_Dairy Pre-Cooler
Industrial | Ind ¦ Air Compressor Heat Recovery | 2020 | SC D | GWh | After Competition Groups | 0.099945 | 0 | 0 | 217.5188 | 0.00045948 | 27 | Industrial_2020_SC D_GWh_After Competition Groups_27 | Air Compressor Heat Recovery | 0.04595% | 0 | 0.099945 | Industrial_2020_SC D_GWh_After Competition Groups_Air Compressor Heat Recovery
Industrial | Ind ¦ HE Lighting | 2020 | SC D | GWh | After Competition Groups | 0.045396 | 0 | 0 | 217.5188 | 0.0002087 | 28 | Industrial_2020_SC D_GWh_After Competition Groups_28 | HE Lighting | 0.02087% | 0 | 0.045396 | Industrial_2020_SC D_GWh_After Competition Groups_HE Lighting
Industrial | Ind ¦ Free Cooling | 2020 | SC D | GWh | After Competition Groups | 0.033036 | 0 | 0 | 217.5188 | 0.00015188 | 29 | Industrial_2020_SC D_GWh_After Competition Groups_29 | Free Cooling | 0.01519% | 0 | 0.033036 | Industrial_2020_SC D_GWh_After Competition Groups_Free Cooling
Industrial | Ind ¦ Efficient Irrigation | 2020 | SC D | GWh | After Competition Groups | 0.0088259 | 0 | 0 | 217.5188 | 4.0575e-05 | 30 | Industrial_2020_SC D_GWh_After Competition Groups_30 | Efficient Irrigation | 0.004058% | 0 | 0.0088259 | Industrial_2020_SC D_GWh_After Competition Groups_Efficient Irrigation
Industrial | Ind ¦ Heat Lamps/Heat Pad | 2020 | SC D | GWh | After Competition Groups | 0 | 0 | 0 | 217.5188 | 0 | 31 | Industrial_2020_SC D_GWh_After Competition Groups_31 | Heat Lamps/Heat Pad | 0% | 0 | 0 | Industrial_2020_SC D_GWh_After Competition Groups_Heat Lamps/Heat Pad
Industrial | Ind ¦ Air Leak Survey and Repair | 2020 | Technical | GWh | After Competition Groups | 632.1808 | 0 | 0 | 4640.2802 | 0.13624 | 1 | Industrial_2020_Technical_GWh_After Competition Groups_1 | Air Leak Survey and Repair | 13.62% | 0 | 632.1808 | Industrial_2020_Technical_GWh_After Competition Groups_Air Leak Survey and Repair
Industrial | Ind ¦ Pump System Optimization | 2020 | Technical | GWh | After Competition Groups | 518.1711 | 0 | 0 | 4640.2802 | 0.11167 | 2 | Industrial_2020_Technical_GWh_After Competition Groups_2 | Pump System Optimization | 11.17% | 0 | 518.1711 | Industrial_2020_Technical_GWh_After Competition Groups_Pump System Optimization
Industrial | Ind ¦ HE Lighting | 2020 | Technical | GWh | After Competition Groups | 460.6838 | 0 | 0 | 4640.2802 | 0.099279 | 3 | Industrial_2020_Technical_GWh_After Competition Groups_3 | HE Lighting | 9.928% | 0 | 460.6838 | Industrial_2020_Technical_GWh_After Competition Groups_HE Lighting
Industrial | Ind ¦ Recommissioning | 2020 | Technical | GWh | After Competition Groups | 451.1711 | 0 | 0 | 4640.2802 | 0.097229 | 4 | Industrial_2020_Technical_GWh_After Competition Groups_4 | Recommissioning | 9.723% | 0 | 451.1711 | Industrial_2020_Technical_GWh_After Competition Groups_Recommissioning
Industrial | Ind ¦ SEM | 2020 | Technical | GWh | After Competition Groups | 451.1711 | 0 | 0 | 4640.2802 | 0.097229 | 5 | Industrial_2020_Technical_GWh_After Competition Groups_5 | SEM | 9.723% | 0 | 451.1711 | Industrial_2020_Technical_GWh_After Competition Groups_SEM
Industrial | Ind ¦ Air Compressor Optimization | 2020 | Technical | GWh | After Competition Groups | 318.9994 | 0 | 0 | 4640.2802 | 0.068746 | 6 | Industrial_2020_Technical_GWh_After Competition Groups_6 | Air Compressor Optimization | 6.875% | 0 | 318.9994 | Industrial_2020_Technical_GWh_After Competition Groups_Air Compressor Optimization
Industrial | Ind ¦ Efficient Compressed Air Nozzles | 2020 | Technical | GWh | After Competition Groups | 296.7028 | 0 | 0 | 4640.2802 | 0.063941 | 7 | Industrial_2020_Technical_GWh_After Competition Groups_7 | Efficient Compressed Air Nozzles | 6.394% | 0 | 296.7028 | Industrial_2020_Technical_GWh_After Competition Groups_Efficient Compressed Air Nozzles
Industrial | Ind ¦ Pump Equipment Upgrade | 2020 | Technical | GWh | After Competition Groups | 259.0685 | 0 | 0 | 4640.2802 | 0.05583 | 8 | Industrial_2020_Technical_GWh_After Competition Groups_8 | Pump Equipment Upgrade | 5.583% | 0 | 259.0685 | Industrial_2020_Technical_GWh_After Competition Groups_Pump Equipment Upgrade
Industrial | Ind ¦ Process Optimization (Elec) | 2020 | Technical | GWh | After Competition Groups | 184.3291 | 0 | 0 | 4640.2802 | 0.039724 | 9 | Industrial_2020_Technical_GWh_After Competition Groups_9 | Process Optimization (Elec) | 3.972% | 0 | 184.3291 | Industrial_2020_Technical_GWh_After Competition Groups_Process Optimization (Elec)
Industrial | Ind ¦ High Efficiency HVAC Fans | 2020 | Technical | GWh | After Competition Groups | 179.0237 | 0 | 0 | 4640.2802 | 0.03858 | 10 | Industrial_2020_Technical_GWh_After Competition Groups_10 | High Efficiency HVAC Fans | 3.858% | 0 | 179.0237 | Industrial_2020_Technical_GWh_After Competition Groups_High Efficiency HVAC Fans
Industrial | Ind ¦ Premium Efficient Motors | 2020 | Technical | GWh | After Competition Groups | 138.961 | 0 | 0 | 4640.2802 | 0.029947 | 11 | Industrial_2020_Technical_GWh_After Competition Groups_11 | Premium Efficient Motors | 2.995% | 0 | 138.961 | Industrial_2020_Technical_GWh_After Competition Groups_Premium Efficient Motors
Industrial | Ind ¦ Greenhouse Grow Lights | 2020 | Technical | GWh | After Competition Groups | 118.2485 | 0 | 0 | 4640.2802 | 0.025483 | 12 | Industrial_2020_Technical_GWh_After Competition Groups_12 | Greenhouse Grow Lights | 2.548% | 0 | 118.2485 | Industrial_2020_Technical_GWh_After Competition Groups_Greenhouse Grow Lights
Industrial | Ind ¦ HE HVAC Controls | 2020 | Technical | GWh | After Competition Groups | 81.1784 | 0 | 0 | 4640.2802 | 0.017494 | 13 | Industrial_2020_Technical_GWh_After Competition Groups_13 | HE HVAC Controls | 1.749% | 0 | 81.1784 | Industrial_2020_Technical_GWh_After Competition Groups_HE HVAC Controls
Industrial | Ind ¦ Pulp and Paper Process Improvements | 2020 | Technical | GWh | After Competition Groups | 67.1451 | 0 | 0 | 4640.2802 | 0.01447 | 14 | Industrial_2020_Technical_GWh_After Competition Groups_14 | Pulp and Paper Process Improvements | 1.447% | 0 | 67.1451 | Industrial_2020_Technical_GWh_After Competition Groups_Pulp and Paper Process Improvements
Industrial | Ind ¦ Fan System Optimization | 2020 | Technical | GWh | After Competition Groups | 51.7084 | 0 | 0 | 4640.2802 | 0.011143 | 15 | Industrial_2020_Technical_GWh_After Competition Groups_15 | Fan System Optimization | 1.114% | 0 | 51.7084 | Industrial_2020_Technical_GWh_After Competition Groups_Fan System Optimization
Industrial | Ind ¦ Material Handling Improvements | 2020 | Technical | GWh | After Competition Groups | 47.4832 | 0 | 0 | 4640.2802 | 0.010233 | 16 | Industrial_2020_Technical_GWh_After Competition Groups_16 | Material Handling Improvements | 1.023% | 0 | 47.4832 | Industrial_2020_Technical_GWh_After Competition Groups_Material Handling Improvements
Industrial | Ind ¦ HE HVAC Units | 2020 | Technical | GWh | After Competition Groups | 41.7287 | 0 | 0 | 4640.2802 | 0.0089927 | 17 | Industrial_2020_Technical_GWh_After Competition Groups_17 | HE HVAC Units | 0.8993% | 0 | 41.7287 | Industrial_2020_Technical_GWh_After Competition Groups_HE HVAC Units
Industrial | Ind ¦ Process Heat Recovery | 2020 | Technical | GWh | After Competition Groups | 39.075 | 0 | 0 | 4640.2802 | 0.0084208 | 18 | Industrial_2020_Technical_GWh_After Competition Groups_18 | Process Heat Recovery | 0.8421% | 0 | 39.075 | Industrial_2020_Technical_GWh_After Competition Groups_Process Heat Recovery
Industrial | Ind ¦ Refiner Plate Improvements | 2020 | Technical | GWh | After Competition Groups | 36.9294 | 0 | 0 | 4640.2802 | 0.0079584 | 19 | Industrial_2020_Technical_GWh_After Competition Groups_19 | Refiner Plate Improvements | 0.7958% | 0 | 36.9294 | Industrial_2020_Technical_GWh_After Competition Groups_Refiner Plate Improvements
Industrial | Ind ¦ VAV Conversion Project | 2020 | Technical | GWh | After Competition Groups | 28.402 | 0 | 0 | 4640.2802 | 0.0061208 | 20 | Industrial_2020_Technical_GWh_After Competition Groups_20 | VAV Conversion Project | 0.6121% | 0 | 28.402 | Industrial_2020_Technical_GWh_After Competition Groups_VAV Conversion Project
Industrial | Ind ¦ Cold Storage Retrofit | 2020 | Technical | GWh | After Competition Groups | 24.7131 | 0 | 0 | 4640.2802 | 0.0053258 | 21 | Industrial_2020_Technical_GWh_After Competition Groups_21 | Cold Storage Retrofit | 0.5326% | 0 | 24.7131 | Industrial_2020_Technical_GWh_After Competition Groups_Cold Storage Retrofit
Industrial | Ind ¦ Ventilation Optimization | 2020 | Technical | GWh | After Competition Groups | 23.9366 | 0 | 0 | 4640.2802 | 0.0051584 | 22 | Industrial_2020_Technical_GWh_After Competition Groups_22 | Ventilation Optimization | 0.5158% | 0 | 23.9366 | Industrial_2020_Technical_GWh_After Competition Groups_Ventilation Optimization
Industrial | Ind ¦ Synchronous Belts | 2020 | Technical | GWh | After Competition Groups | 22.6555 | 0 | 0 | 4640.2802 | 0.0048824 | 23 | Industrial_2020_Technical_GWh_After Competition Groups_23 | Synchronous Belts | 0.4882% | 0 | 22.6555 | Industrial_2020_Technical_GWh_After Competition Groups_Synchronous Belts
Industrial | Ind ¦ Improved Controls - Process Cooling | 2020 | Technical | GWh | After Competition Groups | 22.5388 | 0 | 0 | 4640.2802 | 0.0048572 | 24 | Industrial_2020_Technical_GWh_After Competition Groups_24 | Improved Controls - Process Cooling | 0.4857% | 0 | 22.5388 | Industrial_2020_Technical_GWh_After Competition Groups_Improved Controls - Process Cooling
Industrial | Ind ¦ Process Improvements | 2020 | Technical | GWh | After Competition Groups | 18.1302 | 0 | 0 | 4640.2802 | 0.0039071 | 25 | Industrial_2020_Technical_GWh_After Competition Groups_25 | Process Improvements | 0.3907% | 0 | 18.1302 | Industrial_2020_Technical_GWh_After Competition Groups_Process Improvements
Industrial | Ind ¦ High Efficiency Battery Charger | 2020 | Technical | GWh | After Competition Groups | 15.8822 | 0 | 0 | 4640.2802 | 0.0034227 | 26 | Industrial_2020_Technical_GWh_After Competition Groups_26 | High Efficiency Battery Charger | 0.3423% | 0 | 15.8822 | Industrial_2020_Technical_GWh_After Competition Groups_High Efficiency Battery Charger
Industrial | Ind ¦ Efficient Irrigation | 2020 | Technical | GWh | After Competition Groups | 12.9406 | 0 | 0 | 4640.2802 | 0.0027888 | 27 | Industrial_2020_Technical_GWh_After Competition Groups_27 | Efficient Irrigation | 0.2789% | 0 | 12.9406 | Industrial_2020_Technical_GWh_After Competition Groups_Efficient Irrigation
Industrial | Ind ¦ HVLS Fans | 2020 | Technical | GWh | After Competition Groups | 12.6891 | 0 | 0 | 4640.2802 | 0.0027346 | 28 | Industrial_2020_Technical_GWh_After Competition Groups_28 | HVLS Fans | 0.2735% | 0 | 12.6891 | Industrial_2020_Technical_GWh_After Competition Groups_HVLS Fans
Industrial | Ind ¦ Chiller Optimization | 2020 | Technical | GWh | After Competition Groups | 11.9156 | 0 | 0 | 4640.2802 | 0.0025679 | 29 | Industrial_2020_Technical_GWh_After Competition Groups_29 | Chiller Optimization | 0.2568% | 0 | 11.9156 | Industrial_2020_Technical_GWh_After Competition Groups_Chiller Optimization
Industrial | Ind ¦ Improved Controls - Process Heating | 2020 | Technical | GWh | After Competition Groups | 10.8571 | 0 | 0 | 4640.2802 | 0.0023397 | 30 | Industrial_2020_Technical_GWh_After Competition Groups_30 | Improved Controls - Process Heating | 0.234% | 0 | 10.8571 | Industrial_2020_Technical_GWh_After Competition Groups_Improved Controls - Process Heating
Industrial | Ind ¦ Cooling Tower Optimization | 2020 | Technical | GWh | After Competition Groups | 9.2661 | 0 | 0 | 4640.2802 | 0.0019969 | 31 | Industrial_2020_Technical_GWh_After Competition Groups_31 | Cooling Tower Optimization | 0.1997% | 0 | 9.2661 | Industrial_2020_Technical_GWh_After Competition Groups_Cooling Tower Optimization
Industrial | Ind ¦ Refrigeration Compressor VFD | 2020 | Technical | GWh | After Competition Groups | 8.818 | 0 | 0 | 4640.2802 | 0.0019003 | 32 | Industrial_2020_Technical_GWh_After Competition Groups_32 | Refrigeration Compressor VFD | 0.19% | 0 | 8.818 | Industrial_2020_Technical_GWh_After Competition Groups_Refrigeration Compressor VFD
Industrial | Ind ¦ Efficient Transformer | 2020 | Technical | GWh | After Competition Groups | 7.9411 | 0 | 0 | 4640.2802 | 0.0017113 | 33 | Industrial_2020_Technical_GWh_After Competition Groups_33 | Efficient Transformer | 0.1711% | 0 | 7.9411 | Industrial_2020_Technical_GWh_After Competition Groups_Efficient Transformer
Industrial | Ind ¦ Engine Block Heater Timer | 2020 | Technical | GWh | After Competition Groups | 6.9046 | 0 | 0 | 4640.2802 | 0.001488 | 34 | Industrial_2020_Technical_GWh_After Competition Groups_34 | Engine Block Heater Timer | 0.1488% | 0 | 6.9046 | Industrial_2020_Technical_GWh_After Competition Groups_Engine Block Heater Timer
Industrial | Ind ¦ High Efficiency Welders | 2020 | Technical | GWh | After Competition Groups | 6.5622 | 0 | 0 | 4640.2802 | 0.0014142 | 35 | Industrial_2020_Technical_GWh_After Competition Groups_35 | High Efficiency Welders | 0.1414% | 0 | 6.5622 | Industrial_2020_Technical_GWh_After Competition Groups_High Efficiency Welders
Industrial | Ind ¦ Free Cooling | 2020 | Technical | GWh | After Competition Groups | 5.5754 | 0 | 0 | 4640.2802 | 0.0012015 | 36 | Industrial_2020_Technical_GWh_After Competition Groups_36 | Free Cooling | 0.1202% | 0 | 5.5754 | Industrial_2020_Technical_GWh_After Competition Groups_Free Cooling
Industrial | Ind ¦ Low Energy Livestock Waterers | 2020 | Technical | GWh | After Competition Groups | 4.6442 | 0 | 0 | 4640.2802 | 0.0010009 | 37 | Industrial_2020_Technical_GWh_After Competition Groups_37 | Low Energy Livestock Waterers | 0.1001% | 0 | 4.6442 | Industrial_2020_Technical_GWh_After Competition Groups_Low Energy Livestock Waterers
Industrial | Ind ¦ Dairy Pre-Cooler | 2020 | Technical | GWh | After Competition Groups | 3.4103 | 0 | 0 | 4640.2802 | 0.00073494 | 38 | Industrial_2020_Technical_GWh_After Competition Groups_38 | Dairy Pre-Cooler | 0.07349% | 0 | 3.4103 | Industrial_2020_Technical_GWh_After Competition Groups_Dairy Pre-Cooler
Industrial | Ind ¦ Air Compressor Heat Recovery | 2020 | Technical | GWh | After Competition Groups | 3.0916 | 0 | 0 | 4640.2802 | 0.00066626 | 39 | Industrial_2020_Technical_GWh_After Competition Groups_39 | Air Compressor Heat Recovery | 0.06663% | 0 | 3.0916 | Industrial_2020_Technical_GWh_After Competition Groups_Air Compressor Heat Recovery
Industrial | Ind ¦ Optimize Compressed Air Dryer | 2020 | Technical | GWh | After Competition Groups | 2.1985 | 0 | 0 | 4640.2802 | 0.00047379 | 40 | Industrial_2020_Technical_GWh_After Competition Groups_40 | Optimize Compressed Air Dryer | 0.04738% | 0 | 2.1985 | Industrial_2020_Technical_GWh_After Competition Groups_Optimize Compressed Air Dryer
Industrial | Ind ¦ Heat Lamps/Heat Pad | 2020 | Technical | GWh | After Competition Groups | 1.0968 | 0 | 0 | 4640.2802 | 0.00023637 | 41 | Industrial_2020_Technical_GWh_After Competition Groups_41 | Heat Lamps/Heat Pad | 0.02364% | 0 | 1.0968 | Industrial_2020_Technical_GWh_After Competition Groups_Heat Lamps/Heat Pad
Industrial | Ind ¦ Creep Heat Controller | 2020 | Technical | GWh | After Competition Groups | 0.92697 | 0 | 0 | 4640.2802 | 0.00019977 | 42 | Industrial_2020_Technical_GWh_After Competition Groups_42 | Creep Heat Controller | 0.01998% | 0 | 0.92697 | Industrial_2020_Technical_GWh_After Competition Groups_Creep Heat Controller
Industrial | Ind ¦ Efficient Refrigeration Compressor | 2020 | Technical | GWh | After Competition Groups | 0.74191 | 0 | 0 | 4640.2802 | 0.00015988 | 43 | Industrial_2020_Technical_GWh_After Competition Groups_43 | Efficient Refrigeration Compressor | 0.01599% | 0 | 0.74191 | Industrial_2020_Technical_GWh_After Competition Groups_Efficient Refrigeration Compressor
Industrial | Ind ¦ Dual and Natural Exhaust Ventilation Systems | 2020 | Technical | GWh | After Competition Groups | 0.27502 | 0 | 0 | 4640.2802 | 5.9269e-05 | 44 | Industrial_2020_Technical_GWh_After Competition Groups_44 | Dual and Natural Exhaust Ventilation Systems | 0.005927% | 0 | 0.27502 | Industrial_2020_Technical_GWh_After Competition Groups_Dual and Natural Exhaust Ventilation Systems
Industrial | Ind ¦ Dairy Water Heater | 2020 | Technical | GWh | After Competition Groups | 0.20716 | 0 | 0 | 4640.2802 | 4.4643e-05 | 45 | Industrial_2020_Technical_GWh_After Competition Groups_45 | Dairy Water Heater | 0.004464% | 0 | 0.20716 | Industrial_2020_Technical_GWh_After Competition Groups_Dairy Water Heater
Industrial | Ind ¦ Air Leak Survey and Repair | 2021 | Economic | GWh | After Competition Groups | 624.2718 | 0 | 0 | 3399.0209 | 0.18366 | 1 | Industrial_2021_Economic_GWh_After Competition Groups_1 | Air Leak Survey and Repair | 18.37% | 0 | 624.2718 | Industrial_2021_Economic_GWh_After Competition Groups_Air Leak Survey and Repair
Industrial | Ind ¦ Recommissioning | 2021 | Economic | GWh | After Competition Groups | 449.4263 | 0 | 0 | 3399.0209 | 0.13222 | 2 | Industrial_2021_Economic_GWh_After Competition Groups_2 | Recommissioning | 13.22% | 0 | 449.4263 | Industrial_2021_Economic_GWh_After Competition Groups_Recommissioning
Industrial | Ind ¦ SEM | 2021 | Economic | GWh | After Competition Groups | 449.4263 | 0 | 0 | 3399.0209 | 0.13222 | 3 | Industrial_2021_Economic_GWh_After Competition Groups_3 | SEM | 13.22% | 0 | 449.4263 | Industrial_2021_Economic_GWh_After Competition Groups_SEM
Industrial | Ind ¦ Air Compressor Optimization | 2021 | Economic | GWh | After Competition Groups | 337.8448 | 0 | 0 | 3399.0209 | 0.099395 | 4 | Industrial_2021_Economic_GWh_After Competition Groups_4 | Air Compressor Optimization | 9.939% | 0 | 337.8448 | Industrial_2021_Economic_GWh_After Competition Groups_Air Compressor Optimization
Industrial | Ind ¦ Efficient Compressed Air Nozzles | 2021 | Economic | GWh | After Competition Groups | 315.7303 | 0 | 0 | 3399.0209 | 0.092889 | 5 | Industrial_2021_Economic_GWh_After Competition Groups_5 | Efficient Compressed Air Nozzles | 9.289% | 0 | 315.7303 | Industrial_2021_Economic_GWh_After Competition Groups_Efficient Compressed Air Nozzles
Industrial | Ind ¦ High Efficiency HVAC Fans | 2021 | Economic | GWh | After Competition Groups | 190.8818 | 0 | 0 | 3399.0209 | 0.056158 | 6 | Industrial_2021_Economic_GWh_After Competition Groups_6 | High Efficiency HVAC Fans | 5.616% | 0 | 190.8818 | Industrial_2021_Economic_GWh_After Competition Groups_High Efficiency HVAC Fans
Industrial | Ind ¦ Process Optimization (Elec) | 2021 | Economic | GWh | After Competition Groups | 183.6028 | 0 | 0 | 3399.0209 | 0.054016 | 7 | Industrial_2021_Economic_GWh_After Competition Groups_7 | Process Optimization (Elec) | 5.402% | 0 | 183.6028 | Industrial_2021_Economic_GWh_After Competition Groups_Process Optimization (Elec)
Industrial | Ind ¦ Pump System Optimization | 2021 | Economic | GWh | After Competition Groups | 164.3206 | 0 | 0 | 3399.0209 | 0.048344 | 8 | Industrial_2021_Economic_GWh_After Competition Groups_8 | Pump System Optimization | 4.834% | 0 | 164.3206 | Industrial_2021_Economic_GWh_After Competition Groups_Pump System Optimization
Industrial | Ind ¦ Greenhouse Grow Lights | 2021 | Economic | GWh | After Competition Groups | 126.454 | 0 | 0 | 3399.0209 | 0.037203 | 9 | Industrial_2021_Economic_GWh_After Competition Groups_9 | Greenhouse Grow Lights | 3.72% | 0 | 126.454 | Industrial_2021_Economic_GWh_After Competition Groups_Greenhouse Grow Lights
Industrial | Ind ¦ HE Lighting | 2021 | Economic | GWh | After Competition Groups | 105.888 | 0 | 0 | 3399.0209 | 0.031152 | 10 | Industrial_2021_Economic_GWh_After Competition Groups_10 | HE Lighting | 3.115% | 0 | 105.888 | Industrial_2021_Economic_GWh_After Competition Groups_HE Lighting
Industrial | Ind ¦ Pulp and Paper Process Improvements | 2021 | Economic | GWh | After Competition Groups | 66.8735 | 0 | 0 | 3399.0209 | 0.019674 | 11 | Industrial_2021_Economic_GWh_After Competition Groups_11 | Pulp and Paper Process Improvements | 1.967% | 0 | 66.8735 | Industrial_2021_Economic_GWh_After Competition Groups_Pulp and Paper Process Improvements
Industrial | Ind ¦ Pump Equipment Upgrade | 2021 | Economic | GWh | After Competition Groups | 60.6962 | 0 | 0 | 3399.0209 | 0.017857 | 12 | Industrial_2021_Economic_GWh_After Competition Groups_12 | Pump Equipment Upgrade | 1.786% | 0 | 60.6962 | Industrial_2021_Economic_GWh_After Competition Groups_Pump Equipment Upgrade
Industrial | Ind ¦ Fan System Optimization | 2021 | Economic | GWh | After Competition Groups | 53.706 | 0 | 0 | 3399.0209 | 0.0158 | 13 | Industrial_2021_Economic_GWh_After Competition Groups_13 | Fan System Optimization | 1.58% | 0 | 53.706 | Industrial_2021_Economic_GWh_After Competition Groups_Fan System Optimization
Industrial | Ind ¦ Material Handling Improvements | 2021 | Economic | GWh | After Competition Groups | 51.2328 | 0 | 0 | 3399.0209 | 0.015073 | 14 | Industrial_2021_Economic_GWh_After Competition Groups_14 | Material Handling Improvements | 1.507% | 0 | 51.2328 | Industrial_2021_Economic_GWh_After Competition Groups_Material Handling Improvements
Industrial | Ind ¦ Process Heat Recovery | 2021 | Economic | GWh | After Competition Groups | 39.0075 | 0 | 0 | 3399.0209 | 0.011476 | 15 | Industrial_2021_Economic_GWh_After Competition Groups_15 | Process Heat Recovery | 1.148% | 0 | 39.0075 | Industrial_2021_Economic_GWh_After Competition Groups_Process Heat Recovery
Industrial | Ind ¦ Refiner Plate Improvements | 2021 | Economic | GWh | After Competition Groups | 38.7314 | 0 | 0 | 3399.0209 | 0.011395 | 16 | Industrial_2021_Economic_GWh_After Competition Groups_16 | Refiner Plate Improvements | 1.139% | 0 | 38.7314 | Industrial_2021_Economic_GWh_After Competition Groups_Refiner Plate Improvements
Industrial | Ind ¦ VAV Conversion Project | 2021 | Economic | GWh | After Competition Groups | 28.2103 | 0 | 0 | 3399.0209 | 0.0082995 | 17 | Industrial_2021_Economic_GWh_After Competition Groups_17 | VAV Conversion Project | 0.83% | 0 | 28.2103 | Industrial_2021_Economic_GWh_After Competition Groups_VAV Conversion Project
Industrial | Ind ¦ Improved Controls - Process Cooling | 2021 | Economic | GWh | After Competition Groups | 22.3776 | 0 | 0 | 3399.0209 | 0.0065835 | 18 | Industrial_2021_Economic_GWh_After Competition Groups_18 | Improved Controls - Process Cooling | 0.6584% | 0 | 22.3776 | Industrial_2021_Economic_GWh_After Competition Groups_Improved Controls - Process Cooling
Industrial | Ind ¦ Process Improvements | 2021 | Economic | GWh | After Competition Groups | 18.1368 | 0 | 0 | 3399.0209 | 0.0053359 | 19 | Industrial_2021_Economic_GWh_After Competition Groups_19 | Process Improvements | 0.5336% | 0 | 18.1368 | Industrial_2021_Economic_GWh_After Competition Groups_Process Improvements
Industrial | Ind ¦ High Efficiency Battery Charger | 2021 | Economic | GWh | After Competition Groups | 16.8386 | 0 | 0 | 3399.0209 | 0.0049539 | 20 | Industrial_2021_Economic_GWh_After Competition Groups_20 | High Efficiency Battery Charger | 0.4954% | 0 | 16.8386 | Industrial_2021_Economic_GWh_After Competition Groups_High Efficiency Battery Charger
Industrial | Ind ¦ Improved Controls - Process Heating | 2021 | Economic | GWh | After Competition Groups | 10.851 | 0 | 0 | 3399.0209 | 0.0031924 | 21 | Industrial_2021_Economic_GWh_After Competition Groups_21 | Improved Controls - Process Heating | 0.3192% | 0 | 10.851 | Industrial_2021_Economic_GWh_After Competition Groups_Improved Controls - Process Heating
Industrial | Ind ¦ Refrigeration Compressor VFD | 2021 | Economic | GWh | After Competition Groups | 9.2923 | 0 | 0 | 3399.0209 | 0.0027338 | 22 | Industrial_2021_Economic_GWh_After Competition Groups_22 | Refrigeration Compressor VFD | 0.2734% | 0 | 9.2923 | Industrial_2021_Economic_GWh_After Competition Groups_Refrigeration Compressor VFD
Industrial | Ind ¦ Cooling Tower Optimization | 2021 | Economic | GWh | After Competition Groups | 9.2349 | 0 | 0 | 3399.0209 | 0.0027169 | 23 | Industrial_2021_Economic_GWh_After Competition Groups_23 | Cooling Tower Optimization | 0.2717% | 0 | 9.2349 | Industrial_2021_Economic_GWh_After Competition Groups_Cooling Tower Optimization
Industrial | Ind ¦ Engine Block Heater Timer | 2021 | Economic | GWh | After Competition Groups | 6.9105 | 0 | 0 | 3399.0209 | 0.0020331 | 24 | Industrial_2021_Economic_GWh_After Competition Groups_24 | Engine Block Heater Timer | 0.2033% | 0 | 6.9105 | Industrial_2021_Economic_GWh_After Competition Groups_Engine Block Heater Timer
Industrial | Ind ¦ Free Cooling | 2021 | Economic | GWh | After Competition Groups | 5.5447 | 0 | 0 | 3399.0209 | 0.0016313 | 25 | Industrial_2021_Economic_GWh_After Competition Groups_25 | Free Cooling | 0.1631% | 0 | 5.5447 | Industrial_2021_Economic_GWh_After Competition Groups_Free Cooling
Industrial | Ind ¦ Ventilation Optimization | 2021 | Economic | GWh | After Competition Groups | 4.2378 | 0 | 0 | 3399.0209 | 0.0012468 | 26 | Industrial_2021_Economic_GWh_After Competition Groups_26 | Ventilation Optimization | 0.1247% | 0 | 4.2378 | Industrial_2021_Economic_GWh_After Competition Groups_Ventilation Optimization
Industrial | Ind ¦ Efficient Irrigation | 2021 | Economic | GWh | After Competition Groups | 4.11 | 0 | 0 | 3399.0209 | 0.0012092 | 27 | Industrial_2021_Economic_GWh_After Competition Groups_27 | Efficient Irrigation | 0.1209% | 0 | 4.11 | Industrial_2021_Economic_GWh_After Competition Groups_Efficient Irrigation
Industrial | Ind ¦ Air Compressor Heat Recovery | 2021 | Economic | GWh | After Competition Groups | 3.0748 | 0 | 0 | 3399.0209 | 0.00090462 | 28 | Industrial_2021_Economic_GWh_After Competition Groups_28 | Air Compressor Heat Recovery | 0.09046% | 0 | 3.0748 | Industrial_2021_Economic_GWh_After Competition Groups_Air Compressor Heat Recovery
Industrial | Ind ¦ Dairy Pre-Cooler | 2021 | Economic | GWh | After Competition Groups | 1.2485 | 0 | 0 | 3399.0209 | 0.00036732 | 29 | Industrial_2021_Economic_GWh_After Competition Groups_29 | Dairy Pre-Cooler | 0.03673% | 0 | 1.2485 | Industrial_2021_Economic_GWh_After Competition Groups_Dairy Pre-Cooler
Industrial | Ind ¦ Efficient Refrigeration Compressor | 2021 | Economic | GWh | After Competition Groups | 0.78947 | 0 | 0 | 3399.0209 | 0.00023226 | 30 | Industrial_2021_Economic_GWh_After Competition Groups_30 | Efficient Refrigeration Compressor | 0.02323% | 0 | 0.78947 | Industrial_2021_Economic_GWh_After Competition Groups_Efficient Refrigeration Compressor
Industrial | Ind ¦ Dairy Water Heater | 2021 | Economic | GWh | After Competition Groups | 0.069432 | 0 | 0 | 3399.0209 | 2.0427e-05 | 31 | Industrial_2021_Economic_GWh_After Competition Groups_31 | Dairy Water Heater | 0.002043% | 0 | 0.069432 | Industrial_2021_Economic_GWh_After Competition Groups_Dairy Water Heater
Industrial | Ind ¦ Heat Lamps/Heat Pad | 2021 | Economic | GWh | After Competition Groups | 0 | 0 | 0 | 3399.0209 | 0 | 32 | Industrial_2021_Economic_GWh_After Competition Groups_32 | Heat Lamps/Heat Pad | 0% | 0 | 0 | Industrial_2021_Economic_GWh_After Competition Groups_Heat Lamps/Heat Pad
Industrial | Ind ¦ Pump System Optimization | 2021 | SC A | GWh | After Competition Groups | 69.7004 | 3811190.0479 | 3.8112 | 342.7337 | 0.20337 | 1 | Industrial_2021_SC A_GWh_After Competition Groups_1 | Pump System Optimization | 20.34% | 3.8112 | 69.7004 | Industrial_2021_SC A_GWh_After Competition Groups_Pump System Optimization
Industrial | Ind ¦ Air Compressor Optimization | 2021 | SC A | GWh | After Competition Groups | 69.4072 | 1239380.1966 | 1.2394 | 342.7337 | 0.20251 | 2 | Industrial_2021_SC A_GWh_After Competition Groups_2 | Air Compressor Optimization | 20.25% | 1.2394 | 69.4072 | Industrial_2021_SC A_GWh_After Competition Groups_Air Compressor Optimization
Industrial | Ind ¦ Air Leak Survey and Repair | 2021 | SC A | GWh | After Competition Groups | 35.3155 | 221312.9655 | 0.22131 | 342.7337 | 0.10304 | 3 | Industrial_2021_SC A_GWh_After Competition Groups_3 | Air Leak Survey and Repair | 10.3% | 0.22131 | 35.3155 | Industrial_2021_SC A_GWh_After Competition Groups_Air Leak Survey and Repair
Industrial | Ind ¦ Pump Equipment Upgrade | 2021 | SC A | GWh | After Competition Groups | 34.9167 | 2692647.8568 | 2.6926 | 342.7337 | 0.10188 | 4 | Industrial_2021_SC A_GWh_After Competition Groups_4 | Pump Equipment Upgrade | 10.19% | 2.6926 | 34.9167 | Industrial_2021_SC A_GWh_After Competition Groups_Pump Equipment Upgrade
Industrial | Ind ¦ Recommissioning | 2021 | SC A | GWh | After Competition Groups | 24.9924 | 949237.1969 | 0.94924 | 342.7337 | 0.072921 | 5 | Industrial_2021_SC A_GWh_After Competition Groups_5 | Recommissioning | 7.292% | 0.94924 | 24.9924 | Industrial_2021_SC A_GWh_After Competition Groups_Recommissioning
Industrial | Ind ¦ SEM | 2021 | SC A | GWh | After Competition Groups | 24.9924 | 949237.1969 | 0.94924 | 342.7337 | 0.072921 | 6 | Industrial_2021_SC A_GWh_After Competition Groups_6 | SEM | 7.292% | 0.94924 | 24.9924 | Industrial_2021_SC A_GWh_After Competition Groups_SEM
Industrial | Ind ¦ High Efficiency HVAC Fans | 2021 | SC A | GWh | After Competition Groups | 19.9325 | 1046490.7081 | 1.0465 | 342.7337 | 0.058157 | 7 | Industrial_2021_SC A_GWh_After Competition Groups_7 | High Efficiency HVAC Fans | 5.816% | 1.0465 | 19.9325 | Industrial_2021_SC A_GWh_After Competition Groups_High Efficiency HVAC Fans
Industrial | Ind ¦ Efficient Compressed Air Nozzles | 2021 | SC A | GWh | After Competition Groups | 14.9973 | 150252.8154 | 0.15025 | 342.7337 | 0.043758 | 8 | Industrial_2021_SC A_GWh_After Competition Groups_8 | Efficient Compressed Air Nozzles | 4.376% | 0.15025 | 14.9973 | Industrial_2021_SC A_GWh_After Competition Groups_Efficient Compressed Air Nozzles
Industrial | Ind ¦ Greenhouse Grow Lights | 2021 | SC A | GWh | After Competition Groups | 12.5983 | 783772.0317 | 0.78377 | 342.7337 | 0.036758 | 9 | Industrial_2021_SC A_GWh_After Competition Groups_9 | Greenhouse Grow Lights | 3.676% | 0.78377 | 12.5983 | Industrial_2021_SC A_GWh_After Competition Groups_Greenhouse Grow Lights
Industrial | Ind ¦ Fan System Optimization | 2021 | SC A | GWh | After Competition Groups | 9.3971 | 679818.9487 | 0.67982 | 342.7337 | 0.027418 | 10 | Industrial_2021_SC A_GWh_After Competition Groups_10 | Fan System Optimization | 2.742% | 0.67982 | 9.3971 | Industrial_2021_SC A_GWh_After Competition Groups_Fan System Optimization
Industrial | Ind ¦ Material Handling Improvements | 2021 | SC A | GWh | After Competition Groups | 7.6483 | 104125.843 | 0.10413 | 342.7337 | 0.022316 | 11 | Industrial_2021_SC A_GWh_After Competition Groups_11 | Material Handling Improvements | 2.232% | 0.10413 | 7.6483 | Industrial_2021_SC A_GWh_After Competition Groups_Material Handling Improvements
Industrial | Ind ¦ Process Optimization (Elec) | 2021 | SC A | GWh | After Competition Groups | 4.7797 | 177018.9541 | 0.17702 | 342.7337 | 0.013946 | 12 | Industrial_2021_SC A_GWh_After Competition Groups_12 | Process Optimization (Elec) | 1.395% | 0.17702 | 4.7797 | Industrial_2021_SC A_GWh_After Competition Groups_Process Optimization (Elec)
Industrial | Ind ¦ Process Heat Recovery | 2021 | SC A | GWh | After Competition Groups | 2.117 | 176047.1145 | 0.17605 | 342.7337 | 0.0061767 | 13 | Industrial_2021_SC A_GWh_After Competition Groups_13 | Process Heat Recovery | 0.6177% | 0.17605 | 2.117 | Industrial_2021_SC A_GWh_After Competition Groups_Process Heat Recovery
Industrial | Ind ¦ Refiner Plate Improvements | 2021 | SC A | GWh | After Competition Groups | 1.7756 | 60119.7679 | 0.06012 | 342.7337 | 0.0051808 | 14 | Industrial_2021_SC A_GWh_After Competition Groups_14 | Refiner Plate Improvements | 0.5181% | 0.06012 | 1.7756 | Industrial_2021_SC A_GWh_After Competition Groups_Refiner Plate Improvements
Industrial | Ind ¦ VAV Conversion Project | 2021 | SC A | GWh | After Competition Groups | 1.5342 | 173430.1544 | 0.17343 | 342.7337 | 0.0044763 | 15 | Industrial_2021_SC A_GWh_After Competition Groups_15 | VAV Conversion Project | 0.4476% | 0.17343 | 1.5342 | Industrial_2021_SC A_GWh_After Competition Groups_VAV Conversion Project
Industrial | Ind ¦ Pulp and Paper Process Improvements | 2021 | SC A | GWh | After Competition Groups | 1.4513 | 134473.6518 | 0.13447 | 342.7337 | 0.0042344 | 16 | Industrial_2021_SC A_GWh_After Competition Groups_16 | Pulp and Paper Process Improvements | 0.4234% | 0.13447 | 1.4513 | Industrial_2021_SC A_GWh_After Competition Groups_Pulp and Paper Process Improvements
Industrial | Ind ¦ Improved Controls - Process Cooling | 2021 | SC A | GWh | After Competition Groups | 1.2525 | 91236.8456 | 0.091237 | 342.7337 | 0.0036544 | 17 | Industrial_2021_SC A_GWh_After Competition Groups_17 | Improved Controls - Process Cooling | 0.3654% | 0.091237 | 1.2525 | Industrial_2021_SC A_GWh_After Competition Groups_Improved Controls - Process Cooling
Industrial | Ind ¦ Refrigeration Compressor VFD | 2021 | SC A | GWh | After Competition Groups | 1.1518 | 92804.7037 | 0.092805 | 342.7337 | 0.0033607 | 18 | Industrial_2021_SC A_GWh_After Competition Groups_18 | Refrigeration Compressor VFD | 0.3361% | 0.092805 | 1.1518 | Industrial_2021_SC A_GWh_After Competition Groups_Refrigeration Compressor VFD
Industrial | Ind ¦ High Efficiency Battery Charger | 2021 | SC A | GWh | After Competition Groups | 1.0238 | 101755.4585 | 0.10176 | 342.7337 | 0.002987 | 19 | Industrial_2021_SC A_GWh_After Competition Groups_19 | High Efficiency Battery Charger | 0.2987% | 0.10176 | 1.0238 | Industrial_2021_SC A_GWh_After Competition Groups_High Efficiency Battery Charger
Industrial | Ind ¦ Process Improvements | 2021 | SC A | GWh | After Competition Groups | 0.96172 | 40083.1327 | 0.040083 | 342.7337 | 0.002806 | 20 | Industrial_2021_SC A_GWh_After Competition Groups_20 | Process Improvements | 0.2806% | 0.040083 | 0.96172 | Industrial_2021_SC A_GWh_After Competition Groups_Process Improvements
Industrial | Ind ¦ Ventilation Optimization | 2021 | SC A | GWh | After Competition Groups | 0.64002 | 66740.049 | 0.06674 | 342.7337 | 0.0018674 | 21 | Industrial_2021_SC A_GWh_After Competition Groups_21 | Ventilation Optimization | 0.1867% | 0.06674 | 0.64002 | Industrial_2021_SC A_GWh_After Competition Groups_Ventilation Optimization
Industrial | Ind ¦ Improved Controls - Process Heating | 2021 | SC A | GWh | After Competition Groups | 0.61807 | 45216.5741 | 0.045217 | 342.7337 | 0.0018034 | 22 | Industrial_2021_SC A_GWh_After Competition Groups_22 | Improved Controls - Process Heating | 0.1803% | 0.045217 | 0.61807 | Industrial_2021_SC A_GWh_After Competition Groups_Improved Controls - Process Heating
Industrial | Ind ¦ Engine Block Heater Timer | 2021 | SC A | GWh | After Competition Groups | 0.37738 | 15753.5423 | 0.015754 | 342.7337 | 0.0011011 | 23 | Industrial_2021_SC A_GWh_After Competition Groups_23 | Engine Block Heater Timer | 0.1101% | 0.015754 | 0.37738 | Industrial_2021_SC A_GWh_After Competition Groups_Engine Block Heater Timer
Industrial | Ind ¦ HE Lighting | 2021 | SC A | GWh | After Competition Groups | 0.27429 | 50456.04 | 0.050456 | 342.7337 | 0.00080031 | 24 | Industrial_2021_SC A_GWh_After Competition Groups_24 | HE Lighting | 0.08003% | 0.050456 | 0.27429 | Industrial_2021_SC A_GWh_After Competition Groups_HE Lighting
Industrial | Ind ¦ Dairy Pre-Cooler | 2021 | SC A | GWh | After Competition Groups | 0.27233 | 15183.0461 | 0.015183 | 342.7337 | 0.0007946 | 25 | Industrial_2021_SC A_GWh_After Competition Groups_25 | Dairy Pre-Cooler | 0.07946% | 0.015183 | 0.27233 | Industrial_2021_SC A_GWh_After Competition Groups_Dairy Pre-Cooler
Industrial | Ind ¦ Efficient Refrigeration Compressor | 2021 | SC A | GWh | After Competition Groups | 0.22448 | 5685.2557 | 0.0056853 | 342.7337 | 0.00065497 | 26 | Industrial_2021_SC A_GWh_After Competition Groups_26 | Efficient Refrigeration Compressor | 0.0655% | 0.0056853 | 0.22448 | Industrial_2021_SC A_GWh_After Competition Groups_Efficient Refrigeration Compressor
Industrial | Ind ¦ Air Compressor Heat Recovery | 2021 | SC A | GWh | After Competition Groups | 0.17249 | 14333.2181 | 0.014333 | 342.7337 | 0.00050327 | 27 | Industrial_2021_SC A_GWh_After Competition Groups_27 | Air Compressor Heat Recovery | 0.05033% | 0.014333 | 0.17249 | Industrial_2021_SC A_GWh_After Competition Groups_Air Compressor Heat Recovery
Industrial | Ind ¦ Cooling Tower Optimization | 2021 | SC A | GWh | After Competition Groups | 0.14865 | 10347.7557 | 0.010348 | 342.7337 | 0.00043372 | 28 | Industrial_2021_SC A_GWh_After Competition Groups_28 | Cooling Tower Optimization | 0.04337% | 0.010348 | 0.14865 | Industrial_2021_SC A_GWh_After Competition Groups_Cooling Tower Optimization
Industrial | Ind ¦ Efficient Irrigation | 2021 | SC A | GWh | After Competition Groups | 0.045809 | 8364.3191 | 0.0083643 | 342.7337 | 0.00013366 | 29 | Industrial_2021_SC A_GWh_After Competition Groups_29 | Efficient Irrigation | 0.01337% | 0.0083643 | 0.045809 | Industrial_2021_SC A_GWh_After Competition Groups_Efficient Irrigation
Industrial | Ind ¦ Dairy Water Heater | 2021 | SC A | GWh | After Competition Groups | 0.012366 | 1862.7514 | 0.0018628 | 342.7337 | 3.608e-05 | 30 | Industrial_2021_SC A_GWh_After Competition Groups_30 | Dairy Water Heater | 0.003608% | 0.0018628 | 0.012366 | Industrial_2021_SC A_GWh_After Competition Groups_Dairy Water Heater
Industrial | Ind ¦ Free Cooling | 2021 | SC A | GWh | After Competition Groups | 0.0024136 | 246.1336 | 0.00024613 | 342.7337 | 7.0423e-06 | 31 | Industrial_2021_SC A_GWh_After Competition Groups_31 | Free Cooling | 0.0007042% | 0.00024613 | 0.0024136 | Industrial_2021_SC A_GWh_After Competition Groups_Free Cooling
Industrial | Ind ¦ Heat Lamps/Heat Pad | 2021 | SC A | GWh | After Competition Groups | 0 | 0 | 0 | 342.7337 | 0 | 32 | Industrial_2021_SC A_GWh_After Competition Groups_32 | Heat Lamps/Heat Pad | 0% | 0 | 0 | Industrial_2021_SC A_GWh_After Competition Groups_Heat Lamps/Heat Pad
Industrial | Ind ¦ Air Leak Survey and Repair | 2021 | SC B | GWh | After Competition Groups | 94.4915 | 600762.2077 | 0.60076 | 566.6305 | 0.16676 | 1 | Industrial_2021_SC B_GWh_After Competition Groups_1 | Air Leak Survey and Repair | 16.68% | 0.60076 | 94.4915 | Industrial_2021_SC B_GWh_After Competition Groups_Air Leak Survey and Repair
Industrial | Ind ¦ Pump System Optimization | 2021 | SC B | GWh | After Competition Groups | 69.7004 | 4270329.6021 | 4.2703 | 566.6305 | 0.12301 | 2 | Industrial_2021_SC B_GWh_After Competition Groups_2 | Pump System Optimization | 12.3% | 4.2703 | 69.7004 | Industrial_2021_SC B_GWh_After Competition Groups_Pump System Optimization
Industrial | Ind ¦ Air Compressor Optimization | 2021 | SC B | GWh | After Competition Groups | 69.4072 | 1239256.2585 | 1.2393 | 566.6305 | 0.12249 | 3 | Industrial_2021_SC B_GWh_After Competition Groups_3 | Air Compressor Optimization | 12.25% | 1.2393 | 69.4072 | Industrial_2021_SC B_GWh_After Competition Groups_Air Compressor Optimization
Industrial | Ind ¦ Recommissioning | 2021 | SC B | GWh | After Competition Groups | 66.8714 | 2576706.9351 | 2.5767 | 566.6305 | 0.11802 | 4 | Industrial_2021_SC B_GWh_After Competition Groups_4 | Recommissioning | 11.8% | 2.5767 | 66.8714 | Industrial_2021_SC B_GWh_After Competition Groups_Recommissioning
Industrial | Ind ¦ SEM | 2021 | SC B | GWh | After Competition Groups | 66.8714 | 2576706.9351 | 2.5767 | 566.6305 | 0.11802 | 5 | Industrial_2021_SC B_GWh_After Competition Groups_5 | SEM | 11.8% | 2.5767 | 66.8714 | Industrial_2021_SC B_GWh_After Competition Groups_SEM
Industrial | Ind ¦ Efficient Compressed Air Nozzles | 2021 | SC B | GWh | After Competition Groups | 39.9749 | 406642.2998 | 0.40664 | 566.6305 | 0.070548 | 6 | Industrial_2021_SC B_GWh_After Competition Groups_6 | Efficient Compressed Air Nozzles | 7.055% | 0.40664 | 39.9749 | Industrial_2021_SC B_GWh_After Competition Groups_Efficient Compressed Air Nozzles
Industrial | Ind ¦ Pump Equipment Upgrade | 2021 | SC B | GWh | After Competition Groups | 34.9167 | 3302661.7889 | 3.3027 | 566.6305 | 0.061622 | 7 | Industrial_2021_SC B_GWh_After Competition Groups_7 | Pump Equipment Upgrade | 6.162% | 3.3027 | 34.9167 | Industrial_2021_SC B_GWh_After Competition Groups_Pump Equipment Upgrade
Industrial | Ind ¦ High Efficiency HVAC Fans | 2021 | SC B | GWh | After Competition Groups | 34.1549 | 2215588.3408 | 2.2156 | 566.6305 | 0.060277 | 8 | Industrial_2021_SC B_GWh_After Competition Groups_8 | High Efficiency HVAC Fans | 6.028% | 2.2156 | 34.1549 | Industrial_2021_SC B_GWh_After Competition Groups_High Efficiency HVAC Fans
Industrial | Ind ¦ Greenhouse Grow Lights | 2021 | SC B | GWh | After Competition Groups | 17.2263 | 3189439.0157 | 3.1894 | 566.6305 | 0.030401 | 9 | Industrial_2021_SC B_GWh_After Competition Groups_9 | Greenhouse Grow Lights | 3.04% | 3.1894 | 17.2263 | Industrial_2021_SC B_GWh_After Competition Groups_Greenhouse Grow Lights
Industrial | Ind ¦ Material Handling Improvements | 2021 | SC B | GWh | After Competition Groups | 11.4924 | 191597.4043 | 0.1916 | 566.6305 | 0.020282 | 10 | Industrial_2021_SC B_GWh_After Competition Groups_10 | Material Handling Improvements | 2.028% | 0.1916 | 11.4924 | Industrial_2021_SC B_GWh_After Competition Groups_Material Handling Improvements
Industrial | Ind ¦ Fan System Optimization | 2021 | SC B | GWh | After Competition Groups | 10.2676 | 1450377.2527 | 1.4504 | 566.6305 | 0.01812 | 11 | Industrial_2021_SC B_GWh_After Competition Groups_11 | Fan System Optimization | 1.812% | 1.4504 | 10.2676 | Industrial_2021_SC B_GWh_After Competition Groups_Fan System Optimization
Industrial | Ind ¦ Pulp and Paper Process Improvements | 2021 | SC B | GWh | After Competition Groups | 9.3766 | 1617978.0252 | 1.618 | 566.6305 | 0.016548 | 12 | Industrial_2021_SC B_GWh_After Competition Groups_12 | Pulp and Paper Process Improvements | 1.655% | 1.618 | 9.3766 | Industrial_2021_SC B_GWh_After Competition Groups_Pulp and Paper Process Improvements
Industrial | Ind ¦ Process Heat Recovery | 2021 | SC B | GWh | After Competition Groups | 5.6632 | 477800.6528 | 0.4778 | 566.6305 | 0.0099946 | 13 | Industrial_2021_SC B_GWh_After Competition Groups_13 | Process Heat Recovery | 0.9995% | 0.4778 | 5.6632 | Industrial_2021_SC B_GWh_After Competition Groups_Process Heat Recovery
Industrial | Ind ¦ Process Optimization (Elec) | 2021 | SC B | GWh | After Competition Groups | 4.7797 | 177001.2522 | 0.177 | 566.6305 | 0.0084353 | 14 | Industrial_2021_SC B_GWh_After Competition Groups_14 | Process Optimization (Elec) | 0.8435% | 0.177 | 4.7797 | Industrial_2021_SC B_GWh_After Competition Groups_Process Optimization (Elec)
Industrial | Ind ¦ Refiner Plate Improvements | 2021 | SC B | GWh | After Competition Groups | 4.7458 | 162959.7142 | 0.16296 | 566.6305 | 0.0083755 | 15 | Industrial_2021_SC B_GWh_After Competition Groups_15 | Refiner Plate Improvements | 0.8376% | 0.16296 | 4.7458 | Industrial_2021_SC B_GWh_After Competition Groups_Refiner Plate Improvements
Industrial | Ind ¦ VAV Conversion Project | 2021 | SC B | GWh | After Competition Groups | 4.1867 | 516474.2384 | 0.51647 | 566.6305 | 0.0073887 | 16 | Industrial_2021_SC B_GWh_After Competition Groups_16 | VAV Conversion Project | 0.7389% | 0.51647 | 4.1867 | Industrial_2021_SC B_GWh_After Competition Groups_VAV Conversion Project
Industrial | Ind ¦ HE Lighting | 2021 | SC B | GWh | After Competition Groups | 4.0414 | 1569738.3998 | 1.5697 | 566.6305 | 0.0071323 | 17 | Industrial_2021_SC B_GWh_After Competition Groups_17 | HE Lighting | 0.7132% | 1.5697 | 4.0414 | Industrial_2021_SC B_GWh_After Competition Groups_HE Lighting
Industrial | Ind ¦ Improved Controls - Process Cooling | 2021 | SC B | GWh | After Competition Groups | 3.3563 | 250309.185 | 0.25031 | 566.6305 | 0.0059233 | 18 | Industrial_2021_SC B_GWh_After Competition Groups_18 | Improved Controls - Process Cooling | 0.5923% | 0.25031 | 3.3563 | Industrial_2021_SC B_GWh_After Competition Groups_Improved Controls - Process Cooling
Industrial | Ind ¦ High Efficiency Battery Charger | 2021 | SC B | GWh | After Competition Groups | 2.8146 | 471089.5563 | 0.47109 | 566.6305 | 0.0049672 | 19 | Industrial_2021_SC B_GWh_After Competition Groups_19 | High Efficiency Battery Charger | 0.4967% | 0.47109 | 2.8146 | Industrial_2021_SC B_GWh_After Competition Groups_High Efficiency Battery Charger
Industrial | Ind ¦ Process Improvements | 2021 | SC B | GWh | After Competition Groups | 2.6848 | 157749.0663 | 0.15775 | 566.6305 | 0.0047383 | 20 | Industrial_2021_SC B_GWh_After Competition Groups_20 | Process Improvements | 0.4738% | 0.15775 | 2.6848 | Industrial_2021_SC B_GWh_After Competition Groups_Process Improvements
Industrial | Ind ¦ Ventilation Optimization | 2021 | SC B | GWh | After Competition Groups | 1.8634 | 424425.3081 | 0.42443 | 566.6305 | 0.0032886 | 21 | Industrial_2021_SC B_GWh_After Competition Groups_21 | Ventilation Optimization | 0.3289% | 0.42443 | 1.8634 | Industrial_2021_SC B_GWh_After Competition Groups_Ventilation Optimization
Industrial | Ind ¦ Improved Controls - Process Heating | 2021 | SC B | GWh | After Competition Groups | 1.6567 | 124069.1093 | 0.12407 | 566.6305 | 0.0029238 | 22 | Industrial_2021_SC B_GWh_After Competition Groups_22 | Improved Controls - Process Heating | 0.2924% | 0.12407 | 1.6567 | Industrial_2021_SC B_GWh_After Competition Groups_Improved Controls - Process Heating
Industrial | Ind ¦ Refrigeration Compressor VFD | 2021 | SC B | GWh | After Competition Groups | 1.5199 | 303122.7956 | 0.30312 | 566.6305 | 0.0026824 | 23 | Industrial_2021_SC B_GWh_After Competition Groups_23 | Refrigeration Compressor VFD | 0.2682% | 0.30312 | 1.5199 | Industrial_2021_SC B_GWh_After Competition Groups_Refrigeration Compressor VFD
Industrial | Ind ¦ Cooling Tower Optimization | 2021 | SC B | GWh | After Competition Groups | 1.3917 | 338953.6755 | 0.33895 | 566.6305 | 0.0024561 | 24 | Industrial_2021_SC B_GWh_After Competition Groups_24 | Cooling Tower Optimization | 0.2456% | 0.33895 | 1.3917 | Industrial_2021_SC B_GWh_After Competition Groups_Cooling Tower Optimization
Industrial | Ind ¦ Engine Block Heater Timer | 2021 | SC B | GWh | After Competition Groups | 1.0115 | 43640.8265 | 0.043641 | 566.6305 | 0.0017851 | 25 | Industrial_2021_SC B_GWh_After Competition Groups_25 | Engine Block Heater Timer | 0.1785% | 0.043641 | 1.0115 | Industrial_2021_SC B_GWh_After Competition Groups_Engine Block Heater Timer
Industrial | Ind ¦ Free Cooling | 2021 | SC B | GWh | After Competition Groups | 0.90315 | 385645.8219 | 0.38565 | 566.6305 | 0.0015939 | 26 | Industrial_2021_SC B_GWh_After Competition Groups_26 | Free Cooling | 0.1594% | 0.38565 | 0.90315 | Industrial_2021_SC B_GWh_After Competition Groups_Free Cooling
Industrial | Ind ¦ Air Compressor Heat Recovery | 2021 | SC B | GWh | After Competition Groups | 0.46154 | 38909.9387 | 0.03891 | 566.6305 | 0.00081453 | 27 | Industrial_2021_SC B_GWh_After Competition Groups_27 | Air Compressor Heat Recovery | 0.08145% | 0.03891 | 0.46154 | Industrial_2021_SC B_GWh_After Competition Groups_Air Compressor Heat Recovery
Industrial | Ind ¦ Dairy Pre-Cooler | 2021 | SC B | GWh | After Competition Groups | 0.36892 | 37643.1146 | 0.037643 | 566.6305 | 0.00065108 | 28 | Industrial_2021_SC B_GWh_After Competition Groups_28 | Dairy Pre-Cooler | 0.06511% | 0.037643 | 0.36892 | Industrial_2021_SC B_GWh_After Competition Groups_Dairy Pre-Cooler
Industrial | Ind ¦ Efficient Refrigeration Compressor | 2021 | SC B | GWh | After Competition Groups | 0.28028 | 9623.1369 | 0.0096231 | 566.6305 | 0.00049464 | 29 | Industrial_2021_SC B_GWh_After Competition Groups_29 | Efficient Refrigeration Compressor | 0.04946% | 0.0096231 | 0.28028 | Industrial_2021_SC B_GWh_After Competition Groups_Efficient Refrigeration Compressor
Industrial | Ind ¦ Efficient Irrigation | 2021 | SC B | GWh | After Competition Groups | 0.1299 | 30380.8777 | 0.030381 | 566.6305 | 0.00022925 | 30 | Industrial_2021_SC B_GWh_After Competition Groups_30 | Efficient Irrigation | 0.02292% | 0.030381 | 0.1299 | Industrial_2021_SC B_GWh_After Competition Groups_Efficient Irrigation
Industrial | Ind ¦ Dairy Water Heater | 2021 | SC B | GWh | After Competition Groups | 0.019602 | 4981.9529 | 0.004982 | 566.6305 | 3.4594e-05 | 31 | Industrial_2021_SC B_GWh_After Competition Groups_31 | Dairy Water Heater | 0.003459% | 0.004982 | 0.019602 | Industrial_2021_SC B_GWh_After Competition Groups_Dairy Water Heater
Industrial | Ind ¦ Heat Lamps/Heat Pad | 2021 | SC B | GWh | After Competition Groups | 0 | 0 | 0 | 566.6305 | 0 | 32 | Industrial_2021_SC B_GWh_After Competition Groups_32 | Heat Lamps/Heat Pad | 0% | 0 | 0 | Industrial_2021_SC B_GWh_After Competition Groups_Heat Lamps/Heat Pad
Industrial | Ind ¦ Pump System Optimization | 2021 | SC C | GWh | After Competition Groups | 69.7004 | 4270756.6777 | 4.2708 | 352.0295 | 0.198 | 1 | Industrial_2021_SC C_GWh_After Competition Groups_1 | Pump System Optimization | 19.8% | 4.2708 | 69.7004 | Industrial_2021_SC C_GWh_After Competition Groups_Pump System Optimization
Industrial | Ind ¦ Air Compressor Optimization | 2021 | SC C | GWh | After Competition Groups | 69.4072 | 1239380.1966 | 1.2394 | 352.0295 | 0.19716 | 2 | Industrial_2021_SC C_GWh_After Competition Groups_2 | Air Compressor Optimization | 19.72% | 1.2394 | 69.4072 | Industrial_2021_SC C_GWh_After Competition Groups_Air Compressor Optimization
Industrial | Ind ¦ Air Leak Survey and Repair | 2021 | SC C | GWh | After Competition Groups | 35.3155 | 221312.9655 | 0.22131 | 352.0295 | 0.10032 | 3 | Industrial_2021_SC C_GWh_After Competition Groups_3 | Air Leak Survey and Repair | 10.03% | 0.22131 | 35.3155 | Industrial_2021_SC C_GWh_After Competition Groups_Air Leak Survey and Repair
Industrial | Ind ¦ Pump Equipment Upgrade | 2021 | SC C | GWh | After Competition Groups | 34.9167 | 3302992.0881 | 3.303 | 352.0295 | 0.099187 | 4 | Industrial_2021_SC C_GWh_After Competition Groups_4 | Pump Equipment Upgrade | 9.919% | 3.303 | 34.9167 | Industrial_2021_SC C_GWh_After Competition Groups_Pump Equipment Upgrade
Industrial | Ind ¦ Recommissioning | 2021 | SC C | GWh | After Competition Groups | 24.9924 | 949237.1969 | 0.94924 | 352.0295 | 0.070995 | 5 | Industrial_2021_SC C_GWh_After Competition Groups_5 | Recommissioning | 7.1% | 0.94924 | 24.9924 | Industrial_2021_SC C_GWh_After Competition Groups_Recommissioning
Industrial | Ind ¦ SEM | 2021 | SC C | GWh | After Competition Groups | 24.9924 | 949237.1969 | 0.94924 | 352.0295 | 0.070995 | 6 | Industrial_2021_SC C_GWh_After Competition Groups_6 | SEM | 7.1% | 0.94924 | 24.9924 | Industrial_2021_SC C_GWh_After Competition Groups_SEM
Industrial | Ind ¦ High Efficiency HVAC Fans | 2021 | SC C | GWh | After Competition Groups | 19.9325 | 1046490.7081 | 1.0465 | 352.0295 | 0.056622 | 7 | Industrial_2021_SC C_GWh_After Competition Groups_7 | High Efficiency HVAC Fans | 5.662% | 1.0465 | 19.9325 | Industrial_2021_SC C_GWh_After Competition Groups_High Efficiency HVAC Fans
Industrial | Ind ¦ Efficient Compressed Air Nozzles | 2021 | SC C | GWh | After Competition Groups | 14.9973 | 150252.8154 | 0.15025 | 352.0295 | 0.042603 | 8 | Industrial_2021_SC C_GWh_After Competition Groups_8 | Efficient Compressed Air Nozzles | 4.26% | 0.15025 | 14.9973 | Industrial_2021_SC C_GWh_After Competition Groups_Efficient Compressed Air Nozzles
Industrial | Ind ¦ Greenhouse Grow Lights | 2021 | SC C | GWh | After Competition Groups | 14.1716 | 1686400.2491 | 1.6864 | 352.0295 | 0.040257 | 9 | Industrial_2021_SC C_GWh_After Competition Groups_9 | Greenhouse Grow Lights | 4.026% | 1.6864 | 14.1716 | Industrial_2021_SC C_GWh_After Competition Groups_Greenhouse Grow Lights
Industrial | Ind ¦ Fan System Optimization | 2021 | SC C | GWh | After Competition Groups | 10.2676 | 1450522.3049 | 1.4505 | 352.0295 | 0.029167 | 10 | Industrial_2021_SC C_GWh_After Competition Groups_10 | Fan System Optimization | 2.917% | 1.4505 | 10.2676 | Industrial_2021_SC C_GWh_After Competition Groups_Fan System Optimization
Industrial | Ind ¦ Material Handling Improvements | 2021 | SC C | GWh | After Competition Groups | 7.6483 | 104125.843 | 0.10413 | 352.0295 | 0.021726 | 11 | Industrial_2021_SC C_GWh_After Competition Groups_11 | Material Handling Improvements | 2.173% | 0.10413 | 7.6483 | Industrial_2021_SC C_GWh_After Competition Groups_Material Handling Improvements
Industrial | Ind ¦ Process Optimization (Elec) | 2021 | SC C | GWh | After Competition Groups | 4.7797 | 177018.9541 | 0.17702 | 352.0295 | 0.013577 | 12 | Industrial_2021_SC C_GWh_After Competition Groups_12 | Process Optimization (Elec) | 1.358% | 0.17702 | 4.7797 | Industrial_2021_SC C_GWh_After Competition Groups_Process Optimization (Elec)
Industrial | Ind ¦ Pulp and Paper Process Improvements | 2021 | SC C | GWh | After Competition Groups | 3.5061 | 596260.9988 | 0.59626 | 352.0295 | 0.0099596 | 13 | Industrial_2021_SC C_GWh_After Competition Groups_13 | Pulp and Paper Process Improvements | 0.996% | 0.59626 | 3.5061 | Industrial_2021_SC C_GWh_After Competition Groups_Pulp and Paper Process Improvements
Industrial | Ind ¦ Process Heat Recovery | 2021 | SC C | GWh | After Competition Groups | 2.117 | 176047.1145 | 0.17605 | 352.0295 | 0.0060136 | 14 | Industrial_2021_SC C_GWh_After Competition Groups_14 | Process Heat Recovery | 0.6014% | 0.17605 | 2.117 | Industrial_2021_SC C_GWh_After Competition Groups_Process Heat Recovery
Industrial | Ind ¦ Ventilation Optimization | 2021 | SC C | GWh | After Competition Groups | 1.8634 | 424467.7549 | 0.42447 | 352.0295 | 0.0052933 | 15 | Industrial_2021_SC C_GWh_After Competition Groups_15 | Ventilation Optimization | 0.5293% | 0.42447 | 1.8634 | Industrial_2021_SC C_GWh_After Competition Groups_Ventilation Optimization
Industrial | Ind ¦ Refiner Plate Improvements | 2021 | SC C | GWh | After Competition Groups | 1.7756 | 60119.7679 | 0.06012 | 352.0295 | 0.005044 | 16 | Industrial_2021_SC C_GWh_After Competition Groups_16 | Refiner Plate Improvements | 0.5044% | 0.06012 | 1.7756 | Industrial_2021_SC C_GWh_After Competition Groups_Refiner Plate Improvements
Industrial | Ind ¦ VAV Conversion Project | 2021 | SC C | GWh | After Competition Groups | 1.5648 | 190272.8671 | 0.19027 | 352.0295 | 0.004445 | 17 | Industrial_2021_SC C_GWh_After Competition Groups_17 | VAV Conversion Project | 0.4445% | 0.19027 | 1.5648 | Industrial_2021_SC C_GWh_After Competition Groups_VAV Conversion Project
Industrial | Ind ¦ HE Lighting | 2021 | SC C | GWh | After Competition Groups | 1.5289 | 591664.2351 | 0.59166 | 352.0295 | 0.0043431 | 18 | Industrial_2021_SC C_GWh_After Competition Groups_18 | HE Lighting | 0.4343% | 0.59166 | 1.5289 | Industrial_2021_SC C_GWh_After Competition Groups_HE Lighting
Industrial | Ind ¦ High Efficiency Battery Charger | 2021 | SC C | GWh | After Competition Groups | 1.4714 | 211278.9619 | 0.21128 | 352.0295 | 0.0041799 | 19 | Industrial_2021_SC C_GWh_After Competition Groups_19 | High Efficiency Battery Charger | 0.418% | 0.21128 | 1.4714 | Industrial_2021_SC C_GWh_After Competition Groups_High Efficiency Battery Charger
Industrial | Ind ¦ Cooling Tower Optimization | 2021 | SC C | GWh | After Competition Groups | 1.3917 | 338987.5743 | 0.33899 | 352.0295 | 0.0039534 | 20 | Industrial_2021_SC C_GWh_After Competition Groups_20 | Cooling Tower Optimization | 0.3953% | 0.33899 | 1.3917 | Industrial_2021_SC C_GWh_After Competition Groups_Cooling Tower Optimization
Industrial | Ind ¦ Refrigeration Compressor VFD | 2021 | SC C | GWh | After Competition Groups | 1.2954 | 178815.7013 | 0.17882 | 352.0295 | 0.0036799 | 21 | Industrial_2021_SC C_GWh_After Competition Groups_21 | Refrigeration Compressor VFD | 0.368% | 0.17882 | 1.2954 | Industrial_2021_SC C_GWh_After Competition Groups_Refrigeration Compressor VFD
Industrial | Ind ¦ Improved Controls - Process Cooling | 2021 | SC C | GWh | After Competition Groups | 1.2544 | 92211.156 | 0.092211 | 352.0295 | 0.0035633 | 22 | Industrial_2021_SC C_GWh_After Competition Groups_22 | Improved Controls - Process Cooling | 0.3563% | 0.092211 | 1.2544 | Industrial_2021_SC C_GWh_After Competition Groups_Improved Controls - Process Cooling
Industrial | Ind ¦ Process Improvements | 2021 | SC C | GWh | After Competition Groups | 1.0034 | 58113.9321 | 0.058114 | 352.0295 | 0.0028504 | 23 | Industrial_2021_SC C_GWh_After Competition Groups_23 | Process Improvements | 0.285% | 0.058114 | 1.0034 | Industrial_2021_SC C_GWh_After Competition Groups_Process Improvements
Industrial | Ind ¦ Improved Controls - Process Heating | 2021 | SC C | GWh | After Competition Groups | 0.61902 | 45699.815 | 0.0457 | 352.0295 | 0.0017584 | 24 | Industrial_2021_SC C_GWh_After Competition Groups_24 | Improved Controls - Process Heating | 0.1758% | 0.0457 | 0.61902 | Industrial_2021_SC C_GWh_After Competition Groups_Improved Controls - Process Heating
Industrial | Ind ¦ Engine Block Heater Timer | 2021 | SC C | GWh | After Competition Groups | 0.37807 | 16078.114 | 0.016078 | 352.0295 | 0.001074 | 25 | Industrial_2021_SC C_GWh_After Competition Groups_25 | Engine Block Heater Timer | 0.1074% | 0.016078 | 0.37807 | Industrial_2021_SC C_GWh_After Competition Groups_Engine Block Heater Timer
Industrial | Ind ¦ Free Cooling | 2021 | SC C | GWh | After Competition Groups | 0.33741 | 142033.1186 | 0.14203 | 352.0295 | 0.00095846 | 26 | Industrial_2021_SC C_GWh_After Competition Groups_26 | Free Cooling | 0.09585% | 0.14203 | 0.33741 | Industrial_2021_SC C_GWh_After Competition Groups_Free Cooling
Industrial | Ind ¦ Dairy Pre-Cooler | 2021 | SC C | GWh | After Competition Groups | 0.33728 | 30623.234 | 0.030623 | 352.0295 | 0.0009581 | 27 | Industrial_2021_SC C_GWh_After Competition Groups_27 | Dairy Pre-Cooler | 0.09581% | 0.030623 | 0.33728 | Industrial_2021_SC C_GWh_After Competition Groups_Dairy Pre-Cooler
Industrial | Ind ¦ Efficient Refrigeration Compressor | 2021 | SC C | GWh | After Competition Groups | 0.22448 | 5685.2557 | 0.0056853 | 352.0295 | 0.00063767 | 28 | Industrial_2021_SC C_GWh_After Competition Groups_28 | Efficient Refrigeration Compressor | 0.06377% | 0.0056853 | 0.22448 | Industrial_2021_SC C_GWh_After Competition Groups_Efficient Refrigeration Compressor
Industrial | Ind ¦ Air Compressor Heat Recovery | 2021 | SC C | GWh | After Competition Groups | 0.17249 | 14333.2181 | 0.014333 | 352.0295 | 0.00048998 | 29 | Industrial_2021_SC C_GWh_After Competition Groups_29 | Air Compressor Heat Recovery | 0.049% | 0.014333 | 0.17249 | Industrial_2021_SC C_GWh_After Competition Groups_Air Compressor Heat Recovery
Industrial | Ind ¦ Efficient Irrigation | 2021 | SC C | GWh | After Competition Groups | 0.049135 | 11448.2992 | 0.011448 | 352.0295 | 0.00013958 | 30 | Industrial_2021_SC C_GWh_After Competition Groups_30 | Efficient Irrigation | 0.01396% | 0.011448 | 0.049135 | Industrial_2021_SC C_GWh_After Competition Groups_Efficient Irrigation
Industrial | Ind ¦ Dairy Water Heater | 2021 | SC C | GWh | After Competition Groups | 0.018177 | 4580.4417 | 0.0045804 | 352.0295 | 5.1636e-05 | 31 | Industrial_2021_SC C_GWh_After Competition Groups_31 | Dairy Water Heater | 0.005164% | 0.0045804 | 0.018177 | Industrial_2021_SC C_GWh_After Competition Groups_Dairy Water Heater
Industrial | Ind ¦ Heat Lamps/Heat Pad | 2021 | SC C | GWh | After Competition Groups | 0 | 0 | 0 | 352.0295 | 0 | 32 | Industrial_2021_SC C_GWh_After Competition Groups_32 | Heat Lamps/Heat Pad | 0% | 0 | 0 | Industrial_2021_SC C_GWh_After Competition Groups_Heat Lamps/Heat Pad
Industrial | Ind ¦ Air Compressor Optimization | 2021 | SC D | GWh | After Competition Groups | 69.4072 | 0 | 0 | 335.3465 | 0.20697 | 1 | Industrial_2021_SC D_GWh_After Competition Groups_1 | Air Compressor Optimization | 20.7% | 0 | 69.4072 | Industrial_2021_SC D_GWh_After Competition Groups_Air Compressor Optimization
Industrial | Ind ¦ Pump System Optimization | 2021 | SC D | GWh | After Competition Groups | 68.145 | 0 | 0 | 335.3465 | 0.20321 | 2 | Industrial_2021_SC D_GWh_After Competition Groups_2 | Pump System Optimization | 20.32% | 0 | 68.145 | Industrial_2021_SC D_GWh_After Competition Groups_Pump System Optimization
Industrial | Ind ¦ Air Leak Survey and Repair | 2021 | SC D | GWh | After Competition Groups | 35.2594 | 0 | 0 | 335.3465 | 0.10514 | 3 | Industrial_2021_SC D_GWh_After Competition Groups_3 | Air Leak Survey and Repair | 10.51% | 0 | 35.2594 | Industrial_2021_SC D_GWh_After Competition Groups_Air Leak Survey and Repair
Industrial | Ind ¦ Pump Equipment Upgrade | 2021 | SC D | GWh | After Competition Groups | 32.7631 | 0 | 0 | 335.3465 | 0.097699 | 4 | Industrial_2021_SC D_GWh_After Competition Groups_4 | Pump Equipment Upgrade | 9.77% | 0 | 32.7631 | Industrial_2021_SC D_GWh_After Competition Groups_Pump Equipment Upgrade
Industrial | Ind ¦ SEM | 2021 | SC D | GWh | After Competition Groups | 24.9924 | 0 | 0 | 335.3465 | 0.074527 | 5 | Industrial_2021_SC D_GWh_After Competition Groups_5 | SEM | 7.453% | 0 | 24.9924 | Industrial_2021_SC D_GWh_After Competition Groups_SEM
Industrial | Ind ¦ Recommissioning | 2021 | SC D | GWh | After Competition Groups | 24.2344 | 0 | 0 | 335.3465 | 0.072267 | 6 | Industrial_2021_SC D_GWh_After Competition Groups_6 | Recommissioning | 7.227% | 0 | 24.2344 | Industrial_2021_SC D_GWh_After Competition Groups_Recommissioning
Industrial | Ind ¦ High Efficiency HVAC Fans | 2021 | SC D | GWh | After Competition Groups | 19.2009 | 0 | 0 | 335.3465 | 0.057257 | 7 | Industrial_2021_SC D_GWh_After Competition Groups_7 | High Efficiency HVAC Fans | 5.726% | 0 | 19.2009 | Industrial_2021_SC D_GWh_After Competition Groups_High Efficiency HVAC Fans
Industrial | Ind ¦ Efficient Compressed Air Nozzles | 2021 | SC D | GWh | After Competition Groups | 14.9973 | 0 | 0 | 335.3465 | 0.044722 | 8 | Industrial_2021_SC D_GWh_After Competition Groups_8 | Efficient Compressed Air Nozzles | 4.472% | 0 | 14.9973 | Industrial_2021_SC D_GWh_After Competition Groups_Efficient Compressed Air Nozzles
Industrial | Ind ¦ Greenhouse Grow Lights | 2021 | SC D | GWh | After Competition Groups | 10.4473 | 0 | 0 | 335.3465 | 0.031154 | 9 | Industrial_2021_SC D_GWh_After Competition Groups_9 | Greenhouse Grow Lights | 3.115% | 0 | 10.4473 | Industrial_2021_SC D_GWh_After Competition Groups_Greenhouse Grow Lights
Industrial | Ind ¦ Fan System Optimization | 2021 | SC D | GWh | After Competition Groups | 10.2676 | 0 | 0 | 335.3465 | 0.030618 | 10 | Industrial_2021_SC D_GWh_After Competition Groups_10 | Fan System Optimization | 3.062% | 0 | 10.2676 | Industrial_2021_SC D_GWh_After Competition Groups_Fan System Optimization
Industrial | Ind ¦ Material Handling Improvements | 2021 | SC D | GWh | After Competition Groups | 7.6483 | 0 | 0 | 335.3465 | 0.022807 | 11 | Industrial_2021_SC D_GWh_After Competition Groups_11 | Material Handling Improvements | 2.281% | 0 | 7.6483 | Industrial_2021_SC D_GWh_After Competition Groups_Material Handling Improvements
Industrial | Ind ¦ Process Optimization (Elec) | 2021 | SC D | GWh | After Competition Groups | 4.7797 | 0 | 0 | 335.3465 | 0.014253 | 12 | Industrial_2021_SC D_GWh_After Competition Groups_12 | Process Optimization (Elec) | 1.425% | 0 | 4.7797 | Industrial_2021_SC D_GWh_After Competition Groups_Process Optimization (Elec)
Industrial | Ind ¦ Refiner Plate Improvements | 2021 | SC D | GWh | After Competition Groups | 1.7756 | 0 | 0 | 335.3465 | 0.0052949 | 13 | Industrial_2021_SC D_GWh_After Competition Groups_13 | Refiner Plate Improvements | 0.5295% | 0 | 1.7756 | Industrial_2021_SC D_GWh_After Competition Groups_Refiner Plate Improvements
Industrial | Ind ¦ Process Heat Recovery | 2021 | SC D | GWh | After Competition Groups | 1.6045 | 0 | 0 | 335.3465 | 0.0047847 | 14 | Industrial_2021_SC D_GWh_After Competition Groups_14 | Process Heat Recovery | 0.4785% | 0 | 1.6045 | Industrial_2021_SC D_GWh_After Competition Groups_Process Heat Recovery
Industrial | Ind ¦ Ventilation Optimization | 2021 | SC D | GWh | After Competition Groups | 1.5897 | 0 | 0 | 335.3465 | 0.0047404 | 15 | Industrial_2021_SC D_GWh_After Competition Groups_15 | Ventilation Optimization | 0.474% | 0 | 1.5897 | Industrial_2021_SC D_GWh_After Competition Groups_Ventilation Optimization
Industrial | Ind ¦ Improved Controls - Process Cooling | 2021 | SC D | GWh | After Competition Groups | 1.2544 | 0 | 0 | 335.3465 | 0.0037406 | 16 | Industrial_2021_SC D_GWh_After Competition Groups_16 | Improved Controls - Process Cooling | 0.3741% | 0 | 1.2544 | Industrial_2021_SC D_GWh_After Competition Groups_Improved Controls - Process Cooling
Industrial | Ind ¦ Cooling Tower Optimization | 2021 | SC D | GWh | After Competition Groups | 1.2485 | 0 | 0 | 335.3465 | 0.0037232 | 17 | Industrial_2021_SC D_GWh_After Competition Groups_17 | Cooling Tower Optimization | 0.3723% | 0 | 1.2485 | Industrial_2021_SC D_GWh_After Competition Groups_Cooling Tower Optimization
Industrial | Ind ¦ VAV Conversion Project | 2021 | SC D | GWh | After Competition Groups | 1.0789 | 0 | 0 | 335.3465 | 0.0032174 | 18 | Industrial_2021_SC D_GWh_After Competition Groups_18 | VAV Conversion Project | 0.3217% | 0 | 1.0789 | Industrial_2021_SC D_GWh_After Competition Groups_VAV Conversion Project
Industrial | Ind ¦ Process Improvements | 2021 | SC D | GWh | After Competition Groups | 0.89095 | 0 | 0 | 335.3465 | 0.0026568 | 19 | Industrial_2021_SC D_GWh_After Competition Groups_19 | Process Improvements | 0.2657% | 0 | 0.89095 | Industrial_2021_SC D_GWh_After Competition Groups_Process Improvements
Industrial | Ind ¦ Refrigeration Compressor VFD | 2021 | SC D | GWh | After Competition Groups | 0.84669 | 0 | 0 | 335.3465 | 0.0025248 | 20 | Industrial_2021_SC D_GWh_After Competition Groups_20 | Refrigeration Compressor VFD | 0.2525% | 0 | 0.84669 | Industrial_2021_SC D_GWh_After Competition Groups_Refrigeration Compressor VFD
Industrial | Ind ¦ High Efficiency Battery Charger | 2021 | SC D | GWh | After Competition Groups | 0.74447 | 0 | 0 | 335.3465 | 0.00222 | 21 | Industrial_2021_SC D_GWh_After Competition Groups_21 | High Efficiency Battery Charger | 0.222% | 0 | 0.74447 | Industrial_2021_SC D_GWh_After Competition Groups_High Efficiency Battery Charger
Industrial | Ind ¦ Improved Controls - Process Heating | 2021 | SC D | GWh | After Competition Groups | 0.55941 | 0 | 0 | 335.3465 | 0.0016682 | 22 | Industrial_2021_SC D_GWh_After Competition Groups_22 | Improved Controls - Process Heating | 0.1668% | 0 | 0.55941 | Industrial_2021_SC D_GWh_After Competition Groups_Improved Controls - Process Heating
Industrial | Ind ¦ Pulp and Paper Process Improvements | 2021 | SC D | GWh | After Competition Groups | 0.47775 | 0 | 0 | 335.3465 | 0.0014246 | 23 | Industrial_2021_SC D_GWh_After Competition Groups_23 | Pulp and Paper Process Improvements | 0.1425% | 0 | 0.47775 | Industrial_2021_SC D_GWh_After Competition Groups_Pulp and Paper Process Improvements
Industrial | Ind ¦ Engine Block Heater Timer | 2021 | SC D | GWh | After Competition Groups | 0.35998 | 0 | 0 | 335.3465 | 0.0010734 | 24 | Industrial_2021_SC D_GWh_After Competition Groups_24 | Engine Block Heater Timer | 0.1073% | 0 | 0.35998 | Industrial_2021_SC D_GWh_After Competition Groups_Engine Block Heater Timer
Industrial | Ind ¦ Efficient Refrigeration Compressor | 2021 | SC D | GWh | After Competition Groups | 0.22357 | 0 | 0 | 335.3465 | 0.00066667 | 25 | Industrial_2021_SC D_GWh_After Competition Groups_25 | Efficient Refrigeration Compressor | 0.06667% | 0 | 0.22357 | Industrial_2021_SC D_GWh_After Competition Groups_Efficient Refrigeration Compressor
Industrial | Ind ¦ Air Compressor Heat Recovery | 2021 | SC D | GWh | After Competition Groups | 0.15811 | 0 | 0 | 335.3465 | 0.00047148 | 26 | Industrial_2021_SC D_GWh_After Competition Groups_26 | Air Compressor Heat Recovery | 0.04715% | 0 | 0.15811 | Industrial_2021_SC D_GWh_After Competition Groups_Air Compressor Heat Recovery
Industrial | Ind ¦ HE Lighting | 2021 | SC D | GWh | After Competition Groups | 0.15687 | 0 | 0 | 335.3465 | 0.00046777 | 27 | Industrial_2021_SC D_GWh_After Competition Groups_27 | HE Lighting | 0.04678% | 0 | 0.15687 | Industrial_2021_SC D_GWh_After Competition Groups_HE Lighting
Industrial | Ind ¦ Dairy Pre-Cooler | 2021 | SC D | GWh | After Competition Groups | 0.15336 | 0 | 0 | 335.3465 | 0.00045733 | 28 | Industrial_2021_SC D_GWh_After Competition Groups_28 | Dairy Pre-Cooler | 0.04573% | 0 | 0.15336 | Industrial_2021_SC D_GWh_After Competition Groups_Dairy Pre-Cooler
Industrial | Ind ¦ Free Cooling | 2021 | SC D | GWh | After Competition Groups | 0.050935 | 0 | 0 | 335.3465 | 0.00015189 | 29 | Industrial_2021_SC D_GWh_After Competition Groups_29 | Free Cooling | 0.01519% | 0 | 0.050935 | Industrial_2021_SC D_GWh_After Competition Groups_Free Cooling
Industrial | Ind ¦ Efficient Irrigation | 2021 | SC D | GWh | After Competition Groups | 0.030111 | 0 | 0 | 335.3465 | 8.9789e-05 | 30 | Industrial_2021_SC D_GWh_After Competition Groups_30 | Efficient Irrigation | 0.008979% | 0 | 0.030111 | Industrial_2021_SC D_GWh_After Competition Groups_Efficient Irrigation
Industrial | Ind ¦ Heat Lamps/Heat Pad | 2021 | SC D | GWh | After Competition Groups | 0 | 0 | 0 | 335.3465 | 0 | 31 | Industrial_2021_SC D_GWh_After Competition Groups_31 | Heat Lamps/Heat Pad | 0% | 0 | 0 | Industrial_2021_SC D_GWh_After Competition Groups_Heat Lamps/Heat Pad
Industrial | Ind ¦ Air Leak Survey and Repair | 2021 | Technical | GWh | After Competition Groups | 624.2718 | 0 | 0 | 4799.897 | 0.13006 | 1 | Industrial_2021_Technical_GWh_After Competition Groups_1 | Air Leak Survey and Repair | 13.01% | 0 | 624.2718 | Industrial_2021_Technical_GWh_After Competition Groups_Air Leak Survey and Repair
Industrial | Ind ¦ Pump System Optimization | 2021 | Technical | GWh | After Competition Groups | 567.7432 | 0 | 0 | 4799.897 | 0.11828 | 2 | Industrial_2021_Technical_GWh_After Competition Groups_2 | Pump System Optimization | 11.83% | 0 | 567.7432 | Industrial_2021_Technical_GWh_After Competition Groups_Pump System Optimization
Industrial | Ind ¦ HE Lighting | 2021 | Technical | GWh | After Competition Groups | 490.7616 | 0 | 0 | 4799.897 | 0.10224 | 3 | Industrial_2021_Technical_GWh_After Competition Groups_3 | HE Lighting | 10.22% | 0 | 490.7616 | Industrial_2021_Technical_GWh_After Competition Groups_HE Lighting
Industrial | Ind ¦ Recommissioning | 2021 | Technical | GWh | After Competition Groups | 449.4263 | 0 | 0 | 4799.897 | 0.093632 | 4 | Industrial_2021_Technical_GWh_After Competition Groups_4 | Recommissioning | 9.363% | 0 | 449.4263 | Industrial_2021_Technical_GWh_After Competition Groups_Recommissioning
Industrial | Ind ¦ SEM | 2021 | Technical | GWh | After Competition Groups | 449.4263 | 0 | 0 | 4799.897 | 0.093632 | 5 | Industrial_2021_Technical_GWh_After Competition Groups_5 | SEM | 9.363% | 0 | 449.4263 | Industrial_2021_Technical_GWh_After Competition Groups_SEM
Industrial | Ind ¦ Air Compressor Optimization | 2021 | Technical | GWh | After Competition Groups | 337.8448 | 0 | 0 | 4799.897 | 0.070386 | 6 | Industrial_2021_Technical_GWh_After Competition Groups_6 | Air Compressor Optimization | 7.039% | 0 | 337.8448 | Industrial_2021_Technical_GWh_After Competition Groups_Air Compressor Optimization
Industrial | Ind ¦ Efficient Compressed Air Nozzles | 2021 | Technical | GWh | After Competition Groups | 315.7303 | 0 | 0 | 4799.897 | 0.065779 | 7 | Industrial_2021_Technical_GWh_After Competition Groups_7 | Efficient Compressed Air Nozzles | 6.578% | 0 | 315.7303 | Industrial_2021_Technical_GWh_After Competition Groups_Efficient Compressed Air Nozzles
Industrial | Ind ¦ Pump Equipment Upgrade | 2021 | Technical | GWh | After Competition Groups | 274.216 | 0 | 0 | 4799.897 | 0.05713 | 8 | Industrial_2021_Technical_GWh_After Competition Groups_8 | Pump Equipment Upgrade | 5.713% | 0 | 274.216 | Industrial_2021_Technical_GWh_After Competition Groups_Pump Equipment Upgrade
Industrial | Ind ¦ High Efficiency HVAC Fans | 2021 | Technical | GWh | After Competition Groups | 190.8818 | 0 | 0 | 4799.897 | 0.039768 | 9 | Industrial_2021_Technical_GWh_After Competition Groups_9 | High Efficiency HVAC Fans | 3.977% | 0 | 190.8818 | Industrial_2021_Technical_GWh_After Competition Groups_High Efficiency HVAC Fans
Industrial | Ind ¦ Process Optimization (Elec) | 2021 | Technical | GWh | After Competition Groups | 183.6028 | 0 | 0 | 4799.897 | 0.038251 | 10 | Industrial_2021_Technical_GWh_After Competition Groups_10 | Process Optimization (Elec) | 3.825% | 0 | 183.6028 | Industrial_2021_Technical_GWh_After Competition Groups_Process Optimization (Elec)
Industrial | Ind ¦ Premium Efficient Motors | 2021 | Technical | GWh | After Competition Groups | 144.4228 | 0 | 0 | 4799.897 | 0.030089 | 11 | Industrial_2021_Technical_GWh_After Competition Groups_11 | Premium Efficient Motors | 3.009% | 0 | 144.4228 | Industrial_2021_Technical_GWh_After Competition Groups_Premium Efficient Motors
Industrial | Ind ¦ Greenhouse Grow Lights | 2021 | Technical | GWh | After Competition Groups | 126.454 | 0 | 0 | 4799.897 | 0.026345 | 12 | Industrial_2021_Technical_GWh_After Competition Groups_12 | Greenhouse Grow Lights | 2.635% | 0 | 126.454 | Industrial_2021_Technical_GWh_After Competition Groups_Greenhouse Grow Lights
Industrial | Ind ¦ HE HVAC Controls | 2021 | Technical | GWh | After Competition Groups | 80.8106 | 0 | 0 | 4799.897 | 0.016836 | 13 | Industrial_2021_Technical_GWh_After Competition Groups_13 | HE HVAC Controls | 1.684% | 0 | 80.8106 | Industrial_2021_Technical_GWh_After Competition Groups_HE HVAC Controls
Industrial | Ind ¦ Pulp and Paper Process Improvements | 2021 | Technical | GWh | After Competition Groups | 66.8735 | 0 | 0 | 4799.897 | 0.013932 | 14 | Industrial_2021_Technical_GWh_After Competition Groups_14 | Pulp and Paper Process Improvements | 1.393% | 0 | 66.8735 | Industrial_2021_Technical_GWh_After Competition Groups_Pulp and Paper Process Improvements
Industrial | Ind ¦ Fan System Optimization | 2021 | Technical | GWh | After Competition Groups | 53.706 | 0 | 0 | 4799.897 | 0.011189 | 15 | Industrial_2021_Technical_GWh_After Competition Groups_15 | Fan System Optimization | 1.119% | 0 | 53.706 | Industrial_2021_Technical_GWh_After Competition Groups_Fan System Optimization
Industrial | Ind ¦ Material Handling Improvements | 2021 | Technical | GWh | After Competition Groups | 51.2328 | 0 | 0 | 4799.897 | 0.010674 | 16 | Industrial_2021_Technical_GWh_After Competition Groups_16 | Material Handling Improvements | 1.067% | 0 | 51.2328 | Industrial_2021_Technical_GWh_After Competition Groups_Material Handling Improvements
Industrial | Ind ¦ HE HVAC Units | 2021 | Technical | GWh | After Competition Groups | 43.0428 | 0 | 0 | 4799.897 | 0.0089674 | 17 | Industrial_2021_Technical_GWh_After Competition Groups_17 | HE HVAC Units | 0.8967% | 0 | 43.0428 | Industrial_2021_Technical_GWh_After Competition Groups_HE HVAC Units
Industrial | Ind ¦ Process Heat Recovery | 2021 | Technical | GWh | After Competition Groups | 39.0075 | 0 | 0 | 4799.897 | 0.0081267 | 18 | Industrial_2021_Technical_GWh_After Competition Groups_18 | Process Heat Recovery | 0.8127% | 0 | 39.0075 | Industrial_2021_Technical_GWh_After Competition Groups_Process Heat Recovery
Industrial | Ind ¦ Refiner Plate Improvements | 2021 | Technical | GWh | After Competition Groups | 38.7314 | 0 | 0 | 4799.897 | 0.0080692 | 19 | Industrial_2021_Technical_GWh_After Competition Groups_19 | Refiner Plate Improvements | 0.8069% | 0 | 38.7314 | Industrial_2021_Technical_GWh_After Competition Groups_Refiner Plate Improvements
Industrial | Ind ¦ VAV Conversion Project | 2021 | Technical | GWh | After Competition Groups | 28.2103 | 0 | 0 | 4799.897 | 0.0058773 | 20 | Industrial_2021_Technical_GWh_After Competition Groups_20 | VAV Conversion Project | 0.5877% | 0 | 28.2103 | Industrial_2021_Technical_GWh_After Competition Groups_VAV Conversion Project
Industrial | Ind ¦ Ventilation Optimization | 2021 | Technical | GWh | After Competition Groups | 25.2184 | 0 | 0 | 4799.897 | 0.0052539 | 21 | Industrial_2021_Technical_GWh_After Competition Groups_21 | Ventilation Optimization | 0.5254% | 0 | 25.2184 | Industrial_2021_Technical_GWh_After Competition Groups_Ventilation Optimization
Industrial | Ind ¦ Cold Storage Retrofit | 2021 | Technical | GWh | After Competition Groups | 24.6549 | 0 | 0 | 4799.897 | 0.0051365 | 22 | Industrial_2021_Technical_GWh_After Competition Groups_22 | Cold Storage Retrofit | 0.5137% | 0 | 24.6549 | Industrial_2021_Technical_GWh_After Competition Groups_Cold Storage Retrofit
Industrial | Ind ¦ Synchronous Belts | 2021 | Technical | GWh | After Competition Groups | 22.5597 | 0 | 0 | 4799.897 | 0.0047 | 23 | Industrial_2021_Technical_GWh_After Competition Groups_23 | Synchronous Belts | 0.47% | 0 | 22.5597 | Industrial_2021_Technical_GWh_After Competition Groups_Synchronous Belts
Industrial | Ind ¦ Improved Controls - Process Cooling | 2021 | Technical | GWh | After Competition Groups | 22.3776 | 0 | 0 | 4799.897 | 0.0046621 | 24 | Industrial_2021_Technical_GWh_After Competition Groups_24 | Improved Controls - Process Cooling | 0.4662% | 0 | 22.3776 | Industrial_2021_Technical_GWh_After Competition Groups_Improved Controls - Process Cooling
Industrial | Ind ¦ Process Improvements | 2021 | Technical | GWh | After Competition Groups | 18.1368 | 0 | 0 | 4799.897 | 0.0037786 | 25 | Industrial_2021_Technical_GWh_After Competition Groups_25 | Process Improvements | 0.3779% | 0 | 18.1368 | Industrial_2021_Technical_GWh_After Competition Groups_Process Improvements
Industrial | Ind ¦ High Efficiency Battery Charger | 2021 | Technical | GWh | After Competition Groups | 16.8386 | 0 | 0 | 4799.897 | 0.0035081 | 26 | Industrial_2021_Technical_GWh_After Competition Groups_26 | High Efficiency Battery Charger | 0.3508% | 0 | 16.8386 | Industrial_2021_Technical_GWh_After Competition Groups_High Efficiency Battery Charger
Industrial | Ind ¦ Efficient Irrigation | 2021 | Technical | GWh | After Competition Groups | 13.6863 | 0 | 0 | 4799.897 | 0.0028514 | 27 | Industrial_2021_Technical_GWh_After Competition Groups_27 | Efficient Irrigation | 0.2851% | 0 | 13.6863 | Industrial_2021_Technical_GWh_After Competition Groups_Efficient Irrigation
Industrial | Ind ¦ HVLS Fans | 2021 | Technical | GWh | After Competition Groups | 13.6354 | 0 | 0 | 4799.897 | 0.0028408 | 28 | Industrial_2021_Technical_GWh_After Competition Groups_28 | HVLS Fans | 0.2841% | 0 | 13.6354 | Industrial_2021_Technical_GWh_After Competition Groups_HVLS Fans
Industrial | Ind ¦ Chiller Optimization | 2021 | Technical | GWh | After Competition Groups | 11.8627 | 0 | 0 | 4799.897 | 0.0024714 | 29 | Industrial_2021_Technical_GWh_After Competition Groups_29 | Chiller Optimization | 0.2471% | 0 | 11.8627 | Industrial_2021_Technical_GWh_After Competition Groups_Chiller Optimization
Industrial | Ind ¦ Improved Controls - Process Heating | 2021 | Technical | GWh | After Competition Groups | 10.851 | 0 | 0 | 4799.897 | 0.0022607 | 30 | Industrial_2021_Technical_GWh_After Competition Groups_30 | Improved Controls - Process Heating | 0.2261% | 0 | 10.851 | Industrial_2021_Technical_GWh_After Competition Groups_Improved Controls - Process Heating
Industrial | Ind ¦ Refrigeration Compressor VFD | 2021 | Technical | GWh | After Competition Groups | 9.2923 | 0 | 0 | 4799.897 | 0.0019359 | 31 | Industrial_2021_Technical_GWh_After Competition Groups_31 | Refrigeration Compressor VFD | 0.1936% | 0 | 9.2923 | Industrial_2021_Technical_GWh_After Competition Groups_Refrigeration Compressor VFD
Industrial | Ind ¦ Cooling Tower Optimization | 2021 | Technical | GWh | After Competition Groups | 9.2349 | 0 | 0 | 4799.897 | 0.001924 | 32 | Industrial_2021_Technical_GWh_After Competition Groups_32 | Cooling Tower Optimization | 0.1924% | 0 | 9.2349 | Industrial_2021_Technical_GWh_After Competition Groups_Cooling Tower Optimization
Industrial | Ind ¦ Efficient Transformer | 2021 | Technical | GWh | After Competition Groups | 8.4193 | 0 | 0 | 4799.897 | 0.0017541 | 33 | Industrial_2021_Technical_GWh_After Competition Groups_33 | Efficient Transformer | 0.1754% | 0 | 8.4193 | Industrial_2021_Technical_GWh_After Competition Groups_Efficient Transformer
Industrial | Ind ¦ High Efficiency Welders | 2021 | Technical | GWh | After Competition Groups | 6.9106 | 0 | 0 | 4799.897 | 0.0014397 | 34 | Industrial_2021_Technical_GWh_After Competition Groups_34 | High Efficiency Welders | 0.144% | 0 | 6.9106 | Industrial_2021_Technical_GWh_After Competition Groups_High Efficiency Welders
Industrial | Ind ¦ Engine Block Heater Timer | 2021 | Technical | GWh | After Competition Groups | 6.9105 | 0 | 0 | 4799.897 | 0.0014397 | 35 | Industrial_2021_Technical_GWh_After Competition Groups_35 | Engine Block Heater Timer | 0.144% | 0 | 6.9105 | Industrial_2021_Technical_GWh_After Competition Groups_Engine Block Heater Timer
Industrial | Ind ¦ Free Cooling | 2021 | Technical | GWh | After Competition Groups | 5.5447 | 0 | 0 | 4799.897 | 0.0011552 | 36 | Industrial_2021_Technical_GWh_After Competition Groups_36 | Free Cooling | 0.1155% | 0 | 5.5447 | Industrial_2021_Technical_GWh_After Competition Groups_Free Cooling
Industrial | Ind ¦ Low Energy Livestock Waterers | 2021 | Technical | GWh | After Competition Groups | 5.0019 | 0 | 0 | 4799.897 | 0.0010421 | 37 | Industrial_2021_Technical_GWh_After Competition Groups_37 | Low Energy Livestock Waterers | 0.1042% | 0 | 5.0019 | Industrial_2021_Technical_GWh_After Competition Groups_Low Energy Livestock Waterers
Industrial | Ind ¦ Dairy Pre-Cooler | 2021 | Technical | GWh | After Competition Groups | 3.6565 | 0 | 0 | 4799.897 | 0.00076179 | 38 | Industrial_2021_Technical_GWh_After Competition Groups_38 | Dairy Pre-Cooler | 0.07618% | 0 | 3.6565 | Industrial_2021_Technical_GWh_After Competition Groups_Dairy Pre-Cooler
Industrial | Ind ¦ Air Compressor Heat Recovery | 2021 | Technical | GWh | After Competition Groups | 3.0748 | 0 | 0 | 4799.897 | 0.0006406 | 39 | Industrial_2021_Technical_GWh_After Competition Groups_39 | Air Compressor Heat Recovery | 0.06406% | 0 | 3.0748 | Industrial_2021_Technical_GWh_After Competition Groups_Air Compressor Heat Recovery
Industrial | Ind ¦ Optimize Compressed Air Dryer | 2021 | Technical | GWh | After Competition Groups | 2.1924 | 0 | 0 | 4799.897 | 0.00045676 | 40 | Industrial_2021_Technical_GWh_After Competition Groups_40 | Optimize Compressed Air Dryer | 0.04568% | 0 | 2.1924 | Industrial_2021_Technical_GWh_After Competition Groups_Optimize Compressed Air Dryer
Industrial | Ind ¦ Heat Lamps/Heat Pad | 2021 | Technical | GWh | After Competition Groups | 1.2113 | 0 | 0 | 4799.897 | 0.00025236 | 41 | Industrial_2021_Technical_GWh_After Competition Groups_41 | Heat Lamps/Heat Pad | 0.02524% | 0 | 1.2113 | Industrial_2021_Technical_GWh_After Competition Groups_Heat Lamps/Heat Pad
Industrial | Ind ¦ Creep Heat Controller | 2021 | Technical | GWh | After Competition Groups | 0.92469 | 0 | 0 | 4799.897 | 0.00019265 | 42 | Industrial_2021_Technical_GWh_After Competition Groups_42 | Creep Heat Controller | 0.01926% | 0 | 0.92469 | Industrial_2021_Technical_GWh_After Competition Groups_Creep Heat Controller
Industrial | Ind ¦ Efficient Refrigeration Compressor | 2021 | Technical | GWh | After Competition Groups | 0.78947 | 0 | 0 | 4799.897 | 0.00016448 | 43 | Industrial_2021_Technical_GWh_After Competition Groups_43 | Efficient Refrigeration Compressor | 0.01645% | 0 | 0.78947 | Industrial_2021_Technical_GWh_After Competition Groups_Efficient Refrigeration Compressor
Industrial | Ind ¦ Dual and Natural Exhaust Ventilation Systems | 2021 | Technical | GWh | After Competition Groups | 0.29087 | 0 | 0 | 4799.897 | 6.06e-05 | 44 | Industrial_2021_Technical_GWh_After Competition Groups_44 | Dual and Natural Exhaust Ventilation Systems | 0.00606% | 0 | 0.29087 | Industrial_2021_Technical_GWh_After Competition Groups_Dual and Natural Exhaust Ventilation Systems
Industrial | Ind ¦ Dairy Water Heater | 2021 | Technical | GWh | After Competition Groups | 0.22465 | 0 | 0 | 4799.897 | 4.6803e-05 | 45 | Industrial_2021_Technical_GWh_After Competition Groups_45 | Dairy Water Heater | 0.00468% | 0 | 0.22465 | Industrial_2021_Technical_GWh_After Competition Groups_Dairy Water Heater
Industrial | Ind ¦ Air Leak Survey and Repair | 2022 | Economic | GWh | After Competition Groups | 617.7857 | 0 | 0 | 3524.7803 | 0.17527 | 1 | Industrial_2022_Economic_GWh_After Competition Groups_1 | Air Leak Survey and Repair | 17.53% | 0 | 617.7857 | Industrial_2022_Economic_GWh_After Competition Groups_Air Leak Survey and Repair
Industrial | Ind ¦ Recommissioning | 2022 | Economic | GWh | After Competition Groups | 447.4592 | 0 | 0 | 3524.7803 | 0.12695 | 2 | Industrial_2022_Economic_GWh_After Competition Groups_2 | Recommissioning | 12.69% | 0 | 447.4592 | Industrial_2022_Economic_GWh_After Competition Groups_Recommissioning
Industrial | Ind ¦ SEM | 2022 | Economic | GWh | After Competition Groups | 447.4592 | 0 | 0 | 3524.7803 | 0.12695 | 3 | Industrial_2022_Economic_GWh_After Competition Groups_3 | SEM | 12.69% | 0 | 447.4592 | Industrial_2022_Economic_GWh_After Competition Groups_SEM
Industrial | Ind ¦ Air Compressor Optimization | 2022 | Economic | GWh | After Competition Groups | 354.2948 | 0 | 0 | 3524.7803 | 0.10052 | 4 | Industrial_2022_Economic_GWh_After Competition Groups_4 | Air Compressor Optimization | 10.05% | 0 | 354.2948 | Industrial_2022_Economic_GWh_After Competition Groups_Air Compressor Optimization
Industrial | Ind ¦ Efficient Compressed Air Nozzles | 2022 | Economic | GWh | After Competition Groups | 333.9743 | 0 | 0 | 3524.7803 | 0.09475 | 5 | Industrial_2022_Economic_GWh_After Competition Groups_5 | Efficient Compressed Air Nozzles | 9.475% | 0 | 333.9743 | Industrial_2022_Economic_GWh_After Competition Groups_Efficient Compressed Air Nozzles
Industrial | Ind ¦ High Efficiency HVAC Fans | 2022 | Economic | GWh | After Competition Groups | 199.9362 | 0 | 0 | 3524.7803 | 0.056723 | 6 | Industrial_2022_Economic_GWh_After Competition Groups_6 | High Efficiency HVAC Fans | 5.672% | 0 | 199.9362 | Industrial_2022_Economic_GWh_After Competition Groups_High Efficiency HVAC Fans
Industrial | Ind ¦ Pump System Optimization | 2022 | Economic | GWh | After Competition Groups | 199.6641 | 0 | 0 | 3524.7803 | 0.056646 | 7 | Industrial_2022_Economic_GWh_After Competition Groups_7 | Pump System Optimization | 5.665% | 0 | 199.6641 | Industrial_2022_Economic_GWh_After Competition Groups_Pump System Optimization
Industrial | Ind ¦ Process Optimization (Elec) | 2022 | Economic | GWh | After Competition Groups | 182.7599 | 0 | 0 | 3524.7803 | 0.05185 | 8 | Industrial_2022_Economic_GWh_After Competition Groups_8 | Process Optimization (Elec) | 5.185% | 0 | 182.7599 | Industrial_2022_Economic_GWh_After Competition Groups_Process Optimization (Elec)
Industrial | Ind ¦ Greenhouse Grow Lights | 2022 | Economic | GWh | After Competition Groups | 133.2316 | 0 | 0 | 3524.7803 | 0.037799 | 9 | Industrial_2022_Economic_GWh_After Competition Groups_9 | Greenhouse Grow Lights | 3.78% | 0 | 133.2316 | Industrial_2022_Economic_GWh_After Competition Groups_Greenhouse Grow Lights
Industrial | Ind ¦ HE Lighting | 2022 | Economic | GWh | After Competition Groups | 131.9325 | 0 | 0 | 3524.7803 | 0.03743 | 10 | Industrial_2022_Economic_GWh_After Competition Groups_10 | HE Lighting | 3.743% | 0 | 131.9325 | Industrial_2022_Economic_GWh_After Competition Groups_HE Lighting
Industrial | Ind ¦ Pump Equipment Upgrade | 2022 | Economic | GWh | After Competition Groups | 76.0299 | 0 | 0 | 3524.7803 | 0.02157 | 11 | Industrial_2022_Economic_GWh_After Competition Groups_11 | Pump Equipment Upgrade | 2.157% | 0 | 76.0299 | Industrial_2022_Economic_GWh_After Competition Groups_Pump Equipment Upgrade
Industrial | Ind ¦ Pulp and Paper Process Improvements | 2022 | Economic | GWh | After Competition Groups | 66.7229 | 0 | 0 | 3524.7803 | 0.01893 | 12 | Industrial_2022_Economic_GWh_After Competition Groups_12 | Pulp and Paper Process Improvements | 1.893% | 0 | 66.7229 | Industrial_2022_Economic_GWh_After Competition Groups_Pulp and Paper Process Improvements
Industrial | Ind ¦ Fan System Optimization | 2022 | Economic | GWh | After Competition Groups | 55.6394 | 0 | 0 | 3524.7803 | 0.015785 | 13 | Industrial_2022_Economic_GWh_After Competition Groups_13 | Fan System Optimization | 1.579% | 0 | 55.6394 | Industrial_2022_Economic_GWh_After Competition Groups_Fan System Optimization
Industrial | Ind ¦ Material Handling Improvements | 2022 | Economic | GWh | After Competition Groups | 54.5172 | 0 | 0 | 3524.7803 | 0.015467 | 14 | Industrial_2022_Economic_GWh_After Competition Groups_14 | Material Handling Improvements | 1.547% | 0 | 54.5172 | Industrial_2022_Economic_GWh_After Competition Groups_Material Handling Improvements
Industrial | Ind ¦ Refiner Plate Improvements | 2022 | Economic | GWh | After Competition Groups | 40.5636 | 0 | 0 | 3524.7803 | 0.011508 | 15 | Industrial_2022_Economic_GWh_After Competition Groups_15 | Refiner Plate Improvements | 1.151% | 0 | 40.5636 | Industrial_2022_Economic_GWh_After Competition Groups_Refiner Plate Improvements
Industrial | Ind ¦ Process Heat Recovery | 2022 | Economic | GWh | After Competition Groups | 38.8809 | 0 | 0 | 3524.7803 | 0.011031 | 16 | Industrial_2022_Economic_GWh_After Competition Groups_16 | Process Heat Recovery | 1.103% | 0 | 38.8809 | Industrial_2022_Economic_GWh_After Competition Groups_Process Heat Recovery
Industrial | Ind ¦ VAV Conversion Project | 2022 | Economic | GWh | After Competition Groups | 27.8988 | 0 | 0 | 3524.7803 | 0.007915 | 17 | Industrial_2022_Economic_GWh_After Competition Groups_17 | VAV Conversion Project | 0.7915% | 0 | 27.8988 | Industrial_2022_Economic_GWh_After Competition Groups_VAV Conversion Project
Industrial | Ind ¦ Improved Controls - Process Cooling | 2022 | Economic | GWh | After Competition Groups | 22.2667 | 0 | 0 | 3524.7803 | 0.0063172 | 18 | Industrial_2022_Economic_GWh_After Competition Groups_18 | Improved Controls - Process Cooling | 0.6317% | 0 | 22.2667 | Industrial_2022_Economic_GWh_After Competition Groups_Improved Controls - Process Cooling
Industrial | Ind ¦ Process Improvements | 2022 | Economic | GWh | After Competition Groups | 18.1458 | 0 | 0 | 3524.7803 | 0.0051481 | 19 | Industrial_2022_Economic_GWh_After Competition Groups_19 | Process Improvements | 0.5148% | 0 | 18.1458 | Industrial_2022_Economic_GWh_After Competition Groups_Process Improvements
Industrial | Ind ¦ High Efficiency Battery Charger | 2022 | Economic | GWh | After Competition Groups | 17.642 | 0 | 0 | 3524.7803 | 0.0050051 | 20 | Industrial_2022_Economic_GWh_After Competition Groups_20 | High Efficiency Battery Charger | 0.5005% | 0 | 17.642 | Industrial_2022_Economic_GWh_After Competition Groups_High Efficiency Battery Charger
Industrial | Ind ¦ Improved Controls - Process Heating | 2022 | Economic | GWh | After Competition Groups | 10.8396 | 0 | 0 | 3524.7803 | 0.0030753 | 21 | Industrial_2022_Economic_GWh_After Competition Groups_21 | Improved Controls - Process Heating | 0.3075% | 0 | 10.8396 | Industrial_2022_Economic_GWh_After Competition Groups_Improved Controls - Process Heating
Industrial | Ind ¦ Refrigeration Compressor VFD | 2022 | Economic | GWh | After Competition Groups | 9.7492 | 0 | 0 | 3524.7803 | 0.0027659 | 22 | Industrial_2022_Economic_GWh_After Competition Groups_22 | Refrigeration Compressor VFD | 0.2766% | 0 | 9.7492 | Industrial_2022_Economic_GWh_After Competition Groups_Refrigeration Compressor VFD
Industrial | Ind ¦ Cooling Tower Optimization | 2022 | Economic | GWh | After Competition Groups | 9.189 | 0 | 0 | 3524.7803 | 0.002607 | 23 | Industrial_2022_Economic_GWh_After Competition Groups_23 | Cooling Tower Optimization | 0.2607% | 0 | 9.189 | Industrial_2022_Economic_GWh_After Competition Groups_Cooling Tower Optimization
Industrial | Ind ¦ Engine Block Heater Timer | 2022 | Economic | GWh | After Competition Groups | 6.9154 | 0 | 0 | 3524.7803 | 0.0019619 | 24 | Industrial_2022_Economic_GWh_After Competition Groups_24 | Engine Block Heater Timer | 0.1962% | 0 | 6.9154 | Industrial_2022_Economic_GWh_After Competition Groups_Engine Block Heater Timer
Industrial | Ind ¦ Free Cooling | 2022 | Economic | GWh | After Competition Groups | 5.5258 | 0 | 0 | 3524.7803 | 0.0015677 | 25 | Industrial_2022_Economic_GWh_After Competition Groups_25 | Free Cooling | 0.1568% | 0 | 5.5258 | Industrial_2022_Economic_GWh_After Competition Groups_Free Cooling
Industrial | Ind ¦ Ventilation Optimization | 2022 | Economic | GWh | After Competition Groups | 5.4989 | 0 | 0 | 3524.7803 | 0.0015601 | 26 | Industrial_2022_Economic_GWh_After Competition Groups_26 | Ventilation Optimization | 0.156% | 0 | 5.4989 | Industrial_2022_Economic_GWh_After Competition Groups_Ventilation Optimization
Industrial | Ind ¦ Efficient Irrigation | 2022 | Economic | GWh | After Competition Groups | 4.8184 | 0 | 0 | 3524.7803 | 0.001367 | 27 | Industrial_2022_Economic_GWh_After Competition Groups_27 | Efficient Irrigation | 0.1367% | 0 | 4.8184 | Industrial_2022_Economic_GWh_After Competition Groups_Efficient Irrigation
Industrial | Ind ¦ Air Compressor Heat Recovery | 2022 | Economic | GWh | After Competition Groups | 3.0524 | 0 | 0 | 3524.7803 | 0.000866 | 28 | Industrial_2022_Economic_GWh_After Competition Groups_28 | Air Compressor Heat Recovery | 0.0866% | 0 | 3.0524 | Industrial_2022_Economic_GWh_After Competition Groups_Air Compressor Heat Recovery
Industrial | Ind ¦ Dairy Pre-Cooler | 2022 | Economic | GWh | After Competition Groups | 1.4745 | 0 | 0 | 3524.7803 | 0.00041832 | 29 | Industrial_2022_Economic_GWh_After Competition Groups_29 | Dairy Pre-Cooler | 0.04183% | 0 | 1.4745 | Industrial_2022_Economic_GWh_After Competition Groups_Dairy Pre-Cooler
Industrial | Ind ¦ Efficient Refrigeration Compressor | 2022 | Economic | GWh | After Competition Groups | 0.83023 | 0 | 0 | 3524.7803 | 0.00023554 | 30 | Industrial_2022_Economic_GWh_After Competition Groups_30 | Efficient Refrigeration Compressor | 0.02355% | 0 | 0.83023 | Industrial_2022_Economic_GWh_After Competition Groups_Efficient Refrigeration Compressor
Industrial | Ind ¦ Dairy Water Heater | 2022 | Economic | GWh | After Competition Groups | 0.082205 | 0 | 0 | 3524.7803 | 2.3322e-05 | 31 | Industrial_2022_Economic_GWh_After Competition Groups_31 | Dairy Water Heater | 0.002332% | 0 | 0.082205 | Industrial_2022_Economic_GWh_After Competition Groups_Dairy Water Heater
Industrial | Ind ¦ Heat Lamps/Heat Pad | 2022 | Economic | GWh | After Competition Groups | 0 | 0 | 0 | 3524.7803 | 0 | 32 | Industrial_2022_Economic_GWh_After Competition Groups_32 | Heat Lamps/Heat Pad | 0% | 0 | 0 | Industrial_2022_Economic_GWh_After Competition Groups_Heat Lamps/Heat Pad
Industrial | Ind ¦ Air Compressor Optimization | 2022 | SC A | GWh | After Competition Groups | 96.6855 | 1369696.1615 | 1.3697 | 468.2083 | 0.2065 | 1 | Industrial_2022_SC A_GWh_After Competition Groups_1 | Air Compressor Optimization | 20.65% | 1.3697 | 96.6855 | Industrial_2022_SC A_GWh_After Competition Groups_Air Compressor Optimization
Industrial | Ind ¦ Pump System Optimization | 2022 | SC A | GWh | After Competition Groups | 91.0369 | 3632322.7631 | 3.6323 | 468.2083 | 0.19444 | 2 | Industrial_2022_SC A_GWh_After Competition Groups_2 | Pump System Optimization | 19.44% | 3.6323 | 91.0369 | Industrial_2022_SC A_GWh_After Competition Groups_Pump System Optimization
Industrial | Ind ¦ Air Leak Survey and Repair | 2022 | SC A | GWh | After Competition Groups | 49.7592 | 249568.3886 | 0.24957 | 468.2083 | 0.10628 | 3 | Industrial_2022_SC A_GWh_After Competition Groups_3 | Air Leak Survey and Repair | 10.63% | 0.24957 | 49.7592 | Industrial_2022_SC A_GWh_After Competition Groups_Air Leak Survey and Repair
Industrial | Ind ¦ Pump Equipment Upgrade | 2022 | SC A | GWh | After Competition Groups | 45.568 | 2811989.424 | 2.812 | 468.2083 | 0.097324 | 4 | Industrial_2022_SC A_GWh_After Competition Groups_4 | Pump Equipment Upgrade | 9.732% | 2.812 | 45.568 | Industrial_2022_SC A_GWh_After Competition Groups_Pump Equipment Upgrade
Industrial | Ind ¦ Recommissioning | 2022 | SC A | GWh | After Competition Groups | 35.2132 | 1068625.111 | 1.0686 | 468.2083 | 0.075208 | 5 | Industrial_2022_SC A_GWh_After Competition Groups_5 | Recommissioning | 7.521% | 1.0686 | 35.2132 | Industrial_2022_SC A_GWh_After Competition Groups_Recommissioning
Industrial | Ind ¦ SEM | 2022 | SC A | GWh | After Competition Groups | 35.2132 | 1068625.111 | 1.0686 | 468.2083 | 0.075208 | 6 | Industrial_2022_SC A_GWh_After Competition Groups_6 | SEM | 7.521% | 1.0686 | 35.2132 | Industrial_2022_SC A_GWh_After Competition Groups_SEM
Industrial | Ind ¦ High Efficiency HVAC Fans | 2022 | SC A | GWh | After Competition Groups | 26.9328 | 1131717.9236 | 1.1317 | 468.2083 | 0.057523 | 7 | Industrial_2022_SC A_GWh_After Competition Groups_7 | High Efficiency HVAC Fans | 5.752% | 1.1317 | 26.9328 | Industrial_2022_SC A_GWh_After Competition Groups_High Efficiency HVAC Fans
Industrial | Ind ¦ Efficient Compressed Air Nozzles | 2022 | SC A | GWh | After Competition Groups | 21.9988 | 175403.0116 | 0.1754 | 468.2083 | 0.046985 | 8 | Industrial_2022_SC A_GWh_After Competition Groups_8 | Efficient Compressed Air Nozzles | 4.699% | 0.1754 | 21.9988 | Industrial_2022_SC A_GWh_After Competition Groups_Efficient Compressed Air Nozzles
Industrial | Ind ¦ Greenhouse Grow Lights | 2022 | SC A | GWh | After Competition Groups | 15.7079 | 820937.5901 | 0.82094 | 468.2083 | 0.033549 | 9 | Industrial_2022_SC A_GWh_After Competition Groups_9 | Greenhouse Grow Lights | 3.355% | 0.82094 | 15.7079 | Industrial_2022_SC A_GWh_After Competition Groups_Greenhouse Grow Lights
Industrial | Ind ¦ Fan System Optimization | 2022 | SC A | GWh | After Competition Groups | 13.2586 | 773677.1386 | 0.77368 | 468.2083 | 0.028318 | 10 | Industrial_2022_SC A_GWh_After Competition Groups_10 | Fan System Optimization | 2.832% | 0.77368 | 13.2586 | Industrial_2022_SC A_GWh_After Competition Groups_Fan System Optimization
Industrial | Ind ¦ Material Handling Improvements | 2022 | SC A | GWh | After Competition Groups | 10.3171 | 109343.6603 | 0.10934 | 468.2083 | 0.022035 | 11 | Industrial_2022_SC A_GWh_After Competition Groups_11 | Material Handling Improvements | 2.204% | 0.10934 | 10.3171 | Industrial_2022_SC A_GWh_After Competition Groups_Material Handling Improvements
Industrial | Ind ¦ Process Optimization (Elec) | 2022 | SC A | GWh | After Competition Groups | 6.6421 | 194719.5545 | 0.19472 | 468.2083 | 0.014186 | 12 | Industrial_2022_SC A_GWh_After Competition Groups_12 | Process Optimization (Elec) | 1.419% | 0.19472 | 6.6421 | Industrial_2022_SC A_GWh_After Competition Groups_Process Optimization (Elec)
Industrial | Ind ¦ Process Heat Recovery | 2022 | SC A | GWh | After Competition Groups | 2.9768 | 197006.6978 | 0.19701 | 468.2083 | 0.0063579 | 13 | Industrial_2022_SC A_GWh_After Competition Groups_13 | Process Heat Recovery | 0.6358% | 0.19701 | 2.9768 | Industrial_2022_SC A_GWh_After Competition Groups_Process Heat Recovery
Industrial | Ind ¦ Refiner Plate Improvements | 2022 | SC A | GWh | After Competition Groups | 2.5713 | 69533.0635 | 0.069533 | 468.2083 | 0.0054919 | 14 | Industrial_2022_SC A_GWh_After Competition Groups_14 | Refiner Plate Improvements | 0.5492% | 0.069533 | 2.5713 | Industrial_2022_SC A_GWh_After Competition Groups_Refiner Plate Improvements
Industrial | Ind ¦ VAV Conversion Project | 2022 | SC A | GWh | After Competition Groups | 2.1576 | 194126.9449 | 0.19413 | 468.2083 | 0.0046082 | 15 | Industrial_2022_SC A_GWh_After Competition Groups_15 | VAV Conversion Project | 0.4608% | 0.19413 | 2.1576 | Industrial_2022_SC A_GWh_After Competition Groups_VAV Conversion Project
Industrial | Ind ¦ Pulp and Paper Process Improvements | 2022 | SC A | GWh | After Competition Groups | 2.0171 | 149389.2146 | 0.14939 | 468.2083 | 0.0043082 | 16 | Industrial_2022_SC A_GWh_After Competition Groups_16 | Pulp and Paper Process Improvements | 0.4308% | 0.14939 | 2.0171 | Industrial_2022_SC A_GWh_After Competition Groups_Pulp and Paper Process Improvements
Industrial | Ind ¦ Improved Controls - Process Cooling | 2022 | SC A | GWh | After Competition Groups | 1.7649 | 102672.344 | 0.10267 | 468.2083 | 0.0037695 | 17 | Industrial_2022_SC A_GWh_After Competition Groups_17 | Improved Controls - Process Cooling | 0.377% | 0.10267 | 1.7649 | Industrial_2022_SC A_GWh_After Competition Groups_Improved Controls - Process Cooling
Industrial | Ind ¦ Refrigeration Compressor VFD | 2022 | SC A | GWh | After Competition Groups | 1.5009 | 92157.9736 | 0.092158 | 468.2083 | 0.0032056 | 18 | Industrial_2022_SC A_GWh_After Competition Groups_18 | Refrigeration Compressor VFD | 0.3206% | 0.092158 | 1.5009 | Industrial_2022_SC A_GWh_After Competition Groups_Refrigeration Compressor VFD
Industrial | Ind ¦ High Efficiency Battery Charger | 2022 | SC A | GWh | After Competition Groups | 1.4102 | 106934.5181 | 0.10693 | 468.2083 | 0.0030119 | 19 | Industrial_2022_SC A_GWh_After Competition Groups_19 | High Efficiency Battery Charger | 0.3012% | 0.10693 | 1.4102 | Industrial_2022_SC A_GWh_After Competition Groups_High Efficiency Battery Charger
Industrial | Ind ¦ Process Improvements | 2022 | SC A | GWh | After Competition Groups | 1.3523 | 44856.016 | 0.044856 | 468.2083 | 0.0028882 | 20 | Industrial_2022_SC A_GWh_After Competition Groups_20 | Process Improvements | 0.2888% | 0.044856 | 1.3523 | Industrial_2022_SC A_GWh_After Competition Groups_Process Improvements
Industrial | Ind ¦ Ventilation Optimization | 2022 | SC A | GWh | After Competition Groups | 0.93821 | 78721.2446 | 0.078721 | 468.2083 | 0.0020038 | 21 | Industrial_2022_SC A_GWh_After Competition Groups_21 | Ventilation Optimization | 0.2004% | 0.078721 | 0.93821 | Industrial_2022_SC A_GWh_After Competition Groups_Ventilation Optimization
Industrial | Ind ¦ Improved Controls - Process Heating | 2022 | SC A | GWh | After Competition Groups | 0.87426 | 51327.5397 | 0.051328 | 468.2083 | 0.0018672 | 22 | Industrial_2022_SC A_GWh_After Competition Groups_22 | Improved Controls - Process Heating | 0.1867% | 0.051328 | 0.87426 | Industrial_2022_SC A_GWh_After Competition Groups_Improved Controls - Process Heating
Industrial | Ind ¦ HE Lighting | 2022 | SC A | GWh | After Competition Groups | 0.58408 | 81783.6392 | 0.081784 | 468.2083 | 0.0012475 | 23 | Industrial_2022_SC A_GWh_After Competition Groups_23 | HE Lighting | 0.1247% | 0.081784 | 0.58408 | Industrial_2022_SC A_GWh_After Competition Groups_HE Lighting
Industrial | Ind ¦ Engine Block Heater Timer | 2022 | SC A | GWh | After Competition Groups | 0.53096 | 17638.109 | 0.017638 | 468.2083 | 0.001134 | 24 | Industrial_2022_SC A_GWh_After Competition Groups_24 | Engine Block Heater Timer | 0.1134% | 0.017638 | 0.53096 | Industrial_2022_SC A_GWh_After Competition Groups_Engine Block Heater Timer
Industrial | Ind ¦ Dairy Pre-Cooler | 2022 | SC A | GWh | After Competition Groups | 0.3552 | 16602.8992 | 0.016603 | 468.2083 | 0.00075864 | 25 | Industrial_2022_SC A_GWh_After Competition Groups_25 | Dairy Pre-Cooler | 0.07586% | 0.016603 | 0.3552 | Industrial_2022_SC A_GWh_After Competition Groups_Dairy Pre-Cooler
Industrial | Ind ¦ Efficient Refrigeration Compressor | 2022 | SC A | GWh | After Competition Groups | 0.27149 | 5704.9071 | 0.0057049 | 468.2083 | 0.00057984 | 26 | Industrial_2022_SC A_GWh_After Competition Groups_26 | Efficient Refrigeration Compressor | 0.05798% | 0.0057049 | 0.27149 | Industrial_2022_SC A_GWh_After Competition Groups_Efficient Refrigeration Compressor
Industrial | Ind ¦ Air Compressor Heat Recovery | 2022 | SC A | GWh | After Competition Groups | 0.24292 | 16136.6283 | 0.016137 | 468.2083 | 0.00051882 | 27 | Industrial_2022_SC A_GWh_After Competition Groups_27 | Air Compressor Heat Recovery | 0.05188% | 0.016137 | 0.24292 | Industrial_2022_SC A_GWh_After Competition Groups_Air Compressor Heat Recovery
Industrial | Ind ¦ Cooling Tower Optimization | 2022 | SC A | GWh | After Competition Groups | 0.20627 | 11544.709 | 0.011545 | 468.2083 | 0.00044056 | 28 | Industrial_2022_SC A_GWh_After Competition Groups_28 | Cooling Tower Optimization | 0.04406% | 0.011545 | 0.20627 | Industrial_2022_SC A_GWh_After Competition Groups_Cooling Tower Optimization
Industrial | Ind ¦ Efficient Irrigation | 2022 | SC A | GWh | After Competition Groups | 0.097184 | 13563.3406 | 0.013563 | 468.2083 | 0.00020757 | 29 | Industrial_2022_SC A_GWh_After Competition Groups_29 | Efficient Irrigation | 0.02076% | 0.013563 | 0.097184 | Industrial_2022_SC A_GWh_After Competition Groups_Efficient Irrigation
Industrial | Ind ¦ Dairy Water Heater | 2022 | SC A | GWh | After Competition Groups | 0.019816 | 1793.9008 | 0.0017939 | 468.2083 | 4.2324e-05 | 30 | Industrial_2022_SC A_GWh_After Competition Groups_30 | Dairy Water Heater | 0.004232% | 0.0017939 | 0.019816 | Industrial_2022_SC A_GWh_After Competition Groups_Dairy Water Heater
Industrial | Ind ¦ Free Cooling | 2022 | SC A | GWh | After Competition Groups | 0.0033745 | 276.1697 | 0.00027617 | 468.2083 | 7.2073e-06 | 31 | Industrial_2022_SC A_GWh_After Competition Groups_31 | Free Cooling | 0.0007207% | 0.00027617 | 0.0033745 | Industrial_2022_SC A_GWh_After Competition Groups_Free Cooling
Industrial | Ind ¦ Heat Lamps/Heat Pad | 2022 | SC A | GWh | After Competition Groups | 0 | 0 | 0 | 468.2083 | 0 | 32 | Industrial_2022_SC A_GWh_After Competition Groups_32 | Heat Lamps/Heat Pad | 0% | 0 | 0 | Industrial_2022_SC A_GWh_After Competition Groups_Heat Lamps/Heat Pad
Industrial | Ind ¦ Air Leak Survey and Repair | 2022 | SC B | GWh | After Competition Groups | 133.6097 | 675842.06 | 0.67584 | 793.5752 | 0.16836 | 1 | Industrial_2022_SC B_GWh_After Competition Groups_1 | Air Leak Survey and Repair | 16.84% | 0.67584 | 133.6097 | Industrial_2022_SC B_GWh_After Competition Groups_Air Leak Survey and Repair
Industrial | Ind ¦ Air Compressor Optimization | 2022 | SC B | GWh | After Competition Groups | 96.6855 | 1369559.1919 | 1.3696 | 793.5752 | 0.12184 | 2 | Industrial_2022_SC B_GWh_After Competition Groups_2 | Air Compressor Optimization | 12.18% | 1.3696 | 96.6855 | Industrial_2022_SC B_GWh_After Competition Groups_Air Compressor Optimization
Industrial | Ind ¦ Recommissioning | 2022 | SC B | GWh | After Competition Groups | 94.5519 | 2893799.2393 | 2.8938 | 793.5752 | 0.11915 | 3 | Industrial_2022_SC B_GWh_After Competition Groups_3 | Recommissioning | 11.91% | 2.8938 | 94.5519 | Industrial_2022_SC B_GWh_After Competition Groups_Recommissioning
Industrial | Ind ¦ SEM | 2022 | SC B | GWh | After Competition Groups | 94.5519 | 2893799.2393 | 2.8938 | 793.5752 | 0.11915 | 4 | Industrial_2022_SC B_GWh_After Competition Groups_4 | SEM | 11.91% | 2.8938 | 94.5519 | Industrial_2022_SC B_GWh_After Competition Groups_SEM
Industrial | Ind ¦ Pump System Optimization | 2022 | SC B | GWh | After Competition Groups | 91.0369 | 4101936.1116 | 4.1019 | 793.5752 | 0.11472 | 5 | Industrial_2022_SC B_GWh_After Competition Groups_5 | Pump System Optimization | 11.47% | 4.1019 | 91.0369 | Industrial_2022_SC B_GWh_After Competition Groups_Pump System Optimization
Industrial | Ind ¦ Efficient Compressed Air Nozzles | 2022 | SC B | GWh | After Competition Groups | 58.8528 | 473823.9435 | 0.47382 | 793.5752 | 0.074162 | 6 | Industrial_2022_SC B_GWh_After Competition Groups_6 | Efficient Compressed Air Nozzles | 7.416% | 0.47382 | 58.8528 | Industrial_2022_SC B_GWh_After Competition Groups_Efficient Compressed Air Nozzles
Industrial | Ind ¦ High Efficiency HVAC Fans | 2022 | SC B | GWh | After Competition Groups | 47.7038 | 2463881.1521 | 2.4639 | 793.5752 | 0.060112 | 7 | Industrial_2022_SC B_GWh_After Competition Groups_7 | High Efficiency HVAC Fans | 6.011% | 2.4639 | 47.7038 | Industrial_2022_SC B_GWh_After Competition Groups_High Efficiency HVAC Fans
Industrial | Ind ¦ Pump Equipment Upgrade | 2022 | SC B | GWh | After Competition Groups | 45.568 | 3449039.947 | 3.449 | 793.5752 | 0.057421 | 8 | Industrial_2022_SC B_GWh_After Competition Groups_8 | Pump Equipment Upgrade | 5.742% | 3.449 | 45.568 | Industrial_2022_SC B_GWh_After Competition Groups_Pump Equipment Upgrade
Industrial | Ind ¦ Greenhouse Grow Lights | 2022 | SC B | GWh | After Competition Groups | 25.2508 | 3703802.8469 | 3.7038 | 793.5752 | 0.031819 | 9 | Industrial_2022_SC B_GWh_After Competition Groups_9 | Greenhouse Grow Lights | 3.182% | 3.7038 | 25.2508 | Industrial_2022_SC B_GWh_After Competition Groups_Greenhouse Grow Lights
Industrial | Ind ¦ Material Handling Improvements | 2022 | SC B | GWh | After Competition Groups | 15.8832 | 208196.6307 | 0.2082 | 793.5752 | 0.020015 | 10 | Industrial_2022_SC B_GWh_After Competition Groups_10 | Material Handling Improvements | 2.001% | 0.2082 | 15.8832 | Industrial_2022_SC B_GWh_After Competition Groups_Material Handling Improvements
Industrial | Ind ¦ Fan System Optimization | 2022 | SC B | GWh | After Competition Groups | 14.4764 | 1644816.2638 | 1.6448 | 793.5752 | 0.018242 | 11 | Industrial_2022_SC B_GWh_After Competition Groups_11 | Fan System Optimization | 1.824% | 1.6448 | 14.4764 | Industrial_2022_SC B_GWh_After Competition Groups_Fan System Optimization
Industrial | Ind ¦ Pulp and Paper Process Improvements | 2022 | SC B | GWh | After Competition Groups | 13.2401 | 1822271.8284 | 1.8223 | 793.5752 | 0.016684 | 12 | Industrial_2022_SC B_GWh_After Competition Groups_12 | Pulp and Paper Process Improvements | 1.668% | 1.8223 | 13.2401 | Industrial_2022_SC B_GWh_After Competition Groups_Pulp and Paper Process Improvements
Industrial | Ind ¦ HE Lighting | 2022 | SC B | GWh | After Competition Groups | 8.484 | 2474546.8884 | 2.4745 | 793.5752 | 0.010691 | 13 | Industrial_2022_SC B_GWh_After Competition Groups_13 | HE Lighting | 1.069% | 2.4745 | 8.484 | Industrial_2022_SC B_GWh_After Competition Groups_HE Lighting
Industrial | Ind ¦ Process Heat Recovery | 2022 | SC B | GWh | After Competition Groups | 7.9936 | 533870.5564 | 0.53387 | 793.5752 | 0.010073 | 14 | Industrial_2022_SC B_GWh_After Competition Groups_14 | Process Heat Recovery | 1.007% | 0.53387 | 7.9936 | Industrial_2022_SC B_GWh_After Competition Groups_Process Heat Recovery
Industrial | Ind ¦ Refiner Plate Improvements | 2022 | SC B | GWh | After Competition Groups | 6.9002 | 188392.8131 | 0.18839 | 793.5752 | 0.0086951 | 15 | Industrial_2022_SC B_GWh_After Competition Groups_15 | Refiner Plate Improvements | 0.8695% | 0.18839 | 6.9002 | Industrial_2022_SC B_GWh_After Competition Groups_Refiner Plate Improvements
Industrial | Ind ¦ Process Optimization (Elec) | 2022 | SC B | GWh | After Competition Groups | 6.6421 | 194700.0826 | 0.1947 | 793.5752 | 0.0083698 | 16 | Industrial_2022_SC B_GWh_After Competition Groups_16 | Process Optimization (Elec) | 0.837% | 0.1947 | 6.6421 | Industrial_2022_SC B_GWh_After Competition Groups_Process Optimization (Elec)
Industrial | Ind ¦ VAV Conversion Project | 2022 | SC B | GWh | After Competition Groups | 5.9133 | 577462.3844 | 0.57746 | 793.5752 | 0.0074514 | 17 | Industrial_2022_SC B_GWh_After Competition Groups_17 | VAV Conversion Project | 0.7451% | 0.57746 | 5.9133 | Industrial_2022_SC B_GWh_After Competition Groups_VAV Conversion Project
Industrial | Ind ¦ Improved Controls - Process Cooling | 2022 | SC B | GWh | After Competition Groups | 4.7468 | 281063.8744 | 0.28106 | 793.5752 | 0.0059815 | 18 | Industrial_2022_SC B_GWh_After Competition Groups_18 | Improved Controls - Process Cooling | 0.5982% | 0.28106 | 4.7468 | Industrial_2022_SC B_GWh_After Competition Groups_Improved Controls - Process Cooling
Industrial | Ind ¦ High Efficiency Battery Charger | 2022 | SC B | GWh | After Competition Groups | 3.9905 | 524502.149 | 0.5245 | 793.5752 | 0.0050285 | 19 | Industrial_2022_SC B_GWh_After Competition Groups_19 | High Efficiency Battery Charger | 0.5028% | 0.5245 | 3.9905 | Industrial_2022_SC B_GWh_After Competition Groups_High Efficiency Battery Charger
Industrial | Ind ¦ Process Improvements | 2022 | SC B | GWh | After Competition Groups | 3.7934 | 176441.1746 | 0.17644 | 793.5752 | 0.0047801 | 20 | Industrial_2022_SC B_GWh_After Competition Groups_20 | Process Improvements | 0.478% | 0.17644 | 3.7934 | Industrial_2022_SC B_GWh_After Competition Groups_Process Improvements
Industrial | Ind ¦ Ventilation Optimization | 2022 | SC B | GWh | After Competition Groups | 2.6088 | 458709.7997 | 0.45871 | 793.5752 | 0.0032875 | 21 | Industrial_2022_SC B_GWh_After Competition Groups_21 | Ventilation Optimization | 0.3287% | 0.45871 | 2.6088 | Industrial_2022_SC B_GWh_After Competition Groups_Ventilation Optimization
Industrial | Ind ¦ Improved Controls - Process Heating | 2022 | SC B | GWh | After Competition Groups | 2.3512 | 140378.4602 | 0.14038 | 793.5752 | 0.0029627 | 22 | Industrial_2022_SC B_GWh_After Competition Groups_22 | Improved Controls - Process Heating | 0.2963% | 0.14038 | 2.3512 | Industrial_2022_SC B_GWh_After Competition Groups_Improved Controls - Process Heating
Industrial | Ind ¦ Refrigeration Compressor VFD | 2022 | SC B | GWh | After Competition Groups | 2.2502 | 334180.0769 | 0.33418 | 793.5752 | 0.0028356 | 23 | Industrial_2022_SC B_GWh_After Competition Groups_23 | Refrigeration Compressor VFD | 0.2836% | 0.33418 | 2.2502 | Industrial_2022_SC B_GWh_After Competition Groups_Refrigeration Compressor VFD
Industrial | Ind ¦ Cooling Tower Optimization | 2022 | SC B | GWh | After Competition Groups | 1.9681 | 380615.2758 | 0.38062 | 793.5752 | 0.0024801 | 24 | Industrial_2022_SC B_GWh_After Competition Groups_24 | Cooling Tower Optimization | 0.248% | 0.38062 | 1.9681 | Industrial_2022_SC B_GWh_After Competition Groups_Cooling Tower Optimization
Industrial | Ind ¦ Engine Block Heater Timer | 2022 | SC B | GWh | After Competition Groups | 1.4284 | 48769.6255 | 0.04877 | 793.5752 | 0.0018 | 25 | Industrial_2022_SC B_GWh_After Competition Groups_25 | Engine Block Heater Timer | 0.18% | 0.04877 | 1.4284 | Industrial_2022_SC B_GWh_After Competition Groups_Engine Block Heater Timer
Industrial | Ind ¦ Free Cooling | 2022 | SC B | GWh | After Competition Groups | 1.2829 | 436507.9388 | 0.43651 | 793.5752 | 0.0016166 | 26 | Industrial_2022_SC B_GWh_After Competition Groups_26 | Free Cooling | 0.1617% | 0.43651 | 1.2829 | Industrial_2022_SC B_GWh_After Competition Groups_Free Cooling
Industrial | Ind ¦ Air Compressor Heat Recovery | 2022 | SC B | GWh | After Competition Groups | 0.65224 | 43688.4392 | 0.043688 | 793.5752 | 0.0008219 | 27 | Industrial_2022_SC B_GWh_After Competition Groups_27 | Air Compressor Heat Recovery | 0.08219% | 0.043688 | 0.65224 | Industrial_2022_SC B_GWh_After Competition Groups_Air Compressor Heat Recovery
Industrial | Ind ¦ Dairy Pre-Cooler | 2022 | SC B | GWh | After Competition Groups | 0.49821 | 43018.3815 | 0.043018 | 793.5752 | 0.0006278 | 28 | Industrial_2022_SC B_GWh_After Competition Groups_28 | Dairy Pre-Cooler | 0.06278% | 0.043018 | 0.49821 | Industrial_2022_SC B_GWh_After Competition Groups_Dairy Pre-Cooler
Industrial | Ind ¦ Efficient Refrigeration Compressor | 2022 | SC B | GWh | After Competition Groups | 0.35177 | 10173.6948 | 0.010174 | 793.5752 | 0.00044327 | 29 | Industrial_2022_SC B_GWh_After Competition Groups_29 | Efficient Refrigeration Compressor | 0.04433% | 0.010174 | 0.35177 | Industrial_2022_SC B_GWh_After Competition Groups_Efficient Refrigeration Compressor
Industrial | Ind ¦ Efficient Irrigation | 2022 | SC B | GWh | After Competition Groups | 0.27708 | 49586.4406 | 0.049586 | 793.5752 | 0.00034916 | 30 | Industrial_2022_SC B_GWh_After Competition Groups_30 | Efficient Irrigation | 0.03492% | 0.049586 | 0.27708 | Industrial_2022_SC B_GWh_After Competition Groups_Efficient Irrigation
Industrial | Ind ¦ Dairy Water Heater | 2022 | SC B | GWh | After Competition Groups | 0.031532 | 4823.0051 | 0.004823 | 793.5752 | 3.9734e-05 | 31 | Industrial_2022_SC B_GWh_After Competition Groups_31 | Dairy Water Heater | 0.003973% | 0.004823 | 0.031532 | Industrial_2022_SC B_GWh_After Competition Groups_Dairy Water Heater
Industrial | Ind ¦ Heat Lamps/Heat Pad | 2022 | SC B | GWh | After Competition Groups | 0 | 0 | 0 | 793.5752 | 0 | 32 | Industrial_2022_SC B_GWh_After Competition Groups_32 | Heat Lamps/Heat Pad | 0% | 0 | 0 | Industrial_2022_SC B_GWh_After Competition Groups_Heat Lamps/Heat Pad
Industrial | Ind ¦ Air Compressor Optimization | 2022 | SC C | GWh | After Competition Groups | 96.6855 | 1369696.1615 | 1.3697 | 482.9785 | 0.20019 | 1 | Industrial_2022_SC C_GWh_After Competition Groups_1 | Air Compressor Optimization | 20.02% | 1.3697 | 96.6855 | Industrial_2022_SC C_GWh_After Competition Groups_Air Compressor Optimization
Industrial | Ind ¦ Pump System Optimization | 2022 | SC C | GWh | After Competition Groups | 91.0369 | 4102346.3462 | 4.1023 | 482.9785 | 0.18849 | 2 | Industrial_2022_SC C_GWh_After Competition Groups_2 | Pump System Optimization | 18.85% | 4.1023 | 91.0369 | Industrial_2022_SC C_GWh_After Competition Groups_Pump System Optimization
Industrial | Ind ¦ Air Leak Survey and Repair | 2022 | SC C | GWh | After Competition Groups | 49.7592 | 249568.3886 | 0.24957 | 482.9785 | 0.10303 | 3 | Industrial_2022_SC C_GWh_After Competition Groups_3 | Air Leak Survey and Repair | 10.3% | 0.24957 | 49.7592 | Industrial_2022_SC C_GWh_After Competition Groups_Air Leak Survey and Repair
Industrial | Ind ¦ Pump Equipment Upgrade | 2022 | SC C | GWh | After Competition Groups | 45.568 | 3449384.8855 | 3.4494 | 482.9785 | 0.094348 | 4 | Industrial_2022_SC C_GWh_After Competition Groups_4 | Pump Equipment Upgrade | 9.435% | 3.4494 | 45.568 | Industrial_2022_SC C_GWh_After Competition Groups_Pump Equipment Upgrade
Industrial | Ind ¦ Recommissioning | 2022 | SC C | GWh | After Competition Groups | 35.2132 | 1068625.111 | 1.0686 | 482.9785 | 0.072908 | 5 | Industrial_2022_SC C_GWh_After Competition Groups_5 | Recommissioning | 7.291% | 1.0686 | 35.2132 | Industrial_2022_SC C_GWh_After Competition Groups_Recommissioning
Industrial | Ind ¦ SEM | 2022 | SC C | GWh | After Competition Groups | 35.2132 | 1068625.111 | 1.0686 | 482.9785 | 0.072908 | 6 | Industrial_2022_SC C_GWh_After Competition Groups_6 | SEM | 7.291% | 1.0686 | 35.2132 | Industrial_2022_SC C_GWh_After Competition Groups_SEM
Industrial | Ind ¦ High Efficiency HVAC Fans | 2022 | SC C | GWh | After Competition Groups | 26.9328 | 1131717.9236 | 1.1317 | 482.9785 | 0.055764 | 7 | Industrial_2022_SC C_GWh_After Competition Groups_7 | High Efficiency HVAC Fans | 5.576% | 1.1317 | 26.9328 | Industrial_2022_SC C_GWh_After Competition Groups_High Efficiency HVAC Fans
Industrial | Ind ¦ Efficient Compressed Air Nozzles | 2022 | SC C | GWh | After Competition Groups | 21.9988 | 175403.0116 | 0.1754 | 482.9785 | 0.045548 | 8 | Industrial_2022_SC C_GWh_After Competition Groups_8 | Efficient Compressed Air Nozzles | 4.555% | 0.1754 | 21.9988 | Industrial_2022_SC C_GWh_After Competition Groups_Efficient Compressed Air Nozzles
Industrial | Ind ¦ Greenhouse Grow Lights | 2022 | SC C | GWh | After Competition Groups | 18.7185 | 1851253.5486 | 1.8513 | 482.9785 | 0.038756 | 9 | Industrial_2022_SC C_GWh_After Competition Groups_9 | Greenhouse Grow Lights | 3.876% | 1.8513 | 18.7185 | Industrial_2022_SC C_GWh_After Competition Groups_Greenhouse Grow Lights
Industrial | Ind ¦ Fan System Optimization | 2022 | SC C | GWh | After Competition Groups | 14.4764 | 1644980.7619 | 1.645 | 482.9785 | 0.029973 | 10 | Industrial_2022_SC C_GWh_After Competition Groups_10 | Fan System Optimization | 2.997% | 1.645 | 14.4764 | Industrial_2022_SC C_GWh_After Competition Groups_Fan System Optimization
Industrial | Ind ¦ Material Handling Improvements | 2022 | SC C | GWh | After Competition Groups | 10.3171 | 109343.6603 | 0.10934 | 482.9785 | 0.021361 | 11 | Industrial_2022_SC C_GWh_After Competition Groups_11 | Material Handling Improvements | 2.136% | 0.10934 | 10.3171 | Industrial_2022_SC C_GWh_After Competition Groups_Material Handling Improvements
Industrial | Ind ¦ Process Optimization (Elec) | 2022 | SC C | GWh | After Competition Groups | 6.6421 | 194719.5545 | 0.19472 | 482.9785 | 0.013752 | 12 | Industrial_2022_SC C_GWh_After Competition Groups_12 | Process Optimization (Elec) | 1.375% | 0.19472 | 6.6421 | Industrial_2022_SC C_GWh_After Competition Groups_Process Optimization (Elec)
Industrial | Ind ¦ Pulp and Paper Process Improvements | 2022 | SC C | GWh | After Competition Groups | 4.9306 | 671962.5759 | 0.67196 | 482.9785 | 0.010209 | 13 | Industrial_2022_SC C_GWh_After Competition Groups_13 | Pulp and Paper Process Improvements | 1.021% | 0.67196 | 4.9306 | Industrial_2022_SC C_GWh_After Competition Groups_Pulp and Paper Process Improvements
Industrial | Ind ¦ HE Lighting | 2022 | SC C | GWh | After Competition Groups | 3.1886 | 924564.2739 | 0.92456 | 482.9785 | 0.006602 | 14 | Industrial_2022_SC C_GWh_After Competition Groups_14 | HE Lighting | 0.6602% | 0.92456 | 3.1886 | Industrial_2022_SC C_GWh_After Competition Groups_HE Lighting
Industrial | Ind ¦ Process Heat Recovery | 2022 | SC C | GWh | After Competition Groups | 2.9768 | 197006.6978 | 0.19701 | 482.9785 | 0.0061635 | 15 | Industrial_2022_SC C_GWh_After Competition Groups_15 | Process Heat Recovery | 0.6163% | 0.19701 | 2.9768 | Industrial_2022_SC C_GWh_After Competition Groups_Process Heat Recovery
Industrial | Ind ¦ Ventilation Optimization | 2022 | SC C | GWh | After Competition Groups | 2.6088 | 458755.6753 | 0.45876 | 482.9785 | 0.0054016 | 16 | Industrial_2022_SC C_GWh_After Competition Groups_16 | Ventilation Optimization | 0.5402% | 0.45876 | 2.6088 | Industrial_2022_SC C_GWh_After Competition Groups_Ventilation Optimization
Industrial | Ind ¦ Refiner Plate Improvements | 2022 | SC C | GWh | After Competition Groups | 2.5713 | 69533.0635 | 0.069533 | 482.9785 | 0.0053239 | 17 | Industrial_2022_SC C_GWh_After Competition Groups_17 | Refiner Plate Improvements | 0.5324% | 0.069533 | 2.5713 | Industrial_2022_SC C_GWh_After Competition Groups_Refiner Plate Improvements
Industrial | Ind ¦ VAV Conversion Project | 2022 | SC C | GWh | After Competition Groups | 2.2023 | 213227.1047 | 0.21323 | 482.9785 | 0.0045597 | 18 | Industrial_2022_SC C_GWh_After Competition Groups_18 | VAV Conversion Project | 0.456% | 0.21323 | 2.2023 | Industrial_2022_SC C_GWh_After Competition Groups_VAV Conversion Project
Industrial | Ind ¦ High Efficiency Battery Charger | 2022 | SC C | GWh | After Competition Groups | 2.0453 | 230116.664 | 0.23012 | 482.9785 | 0.0042347 | 19 | Industrial_2022_SC C_GWh_After Competition Groups_19 | High Efficiency Battery Charger | 0.4235% | 0.23012 | 2.0453 | Industrial_2022_SC C_GWh_After Competition Groups_High Efficiency Battery Charger
Industrial | Ind ¦ Cooling Tower Optimization | 2022 | SC C | GWh | After Competition Groups | 1.9681 | 380653.3411 | 0.38065 | 482.9785 | 0.004075 | 20 | Industrial_2022_SC C_GWh_After Competition Groups_20 | Cooling Tower Optimization | 0.4075% | 0.38065 | 1.9681 | Industrial_2022_SC C_GWh_After Competition Groups_Cooling Tower Optimization
Industrial | Ind ¦ Refrigeration Compressor VFD | 2022 | SC C | GWh | After Competition Groups | 1.7755 | 187549.273 | 0.18755 | 482.9785 | 0.0036761 | 21 | Industrial_2022_SC C_GWh_After Competition Groups_21 | Refrigeration Compressor VFD | 0.3676% | 0.18755 | 1.7755 | Industrial_2022_SC C_GWh_After Competition Groups_Refrigeration Compressor VFD
Industrial | Ind ¦ Improved Controls - Process Cooling | 2022 | SC C | GWh | After Competition Groups | 1.7677 | 103778.2123 | 0.10378 | 482.9785 | 0.0036601 | 22 | Industrial_2022_SC C_GWh_After Competition Groups_22 | Improved Controls - Process Cooling | 0.366% | 0.10378 | 1.7677 | Industrial_2022_SC C_GWh_After Competition Groups_Improved Controls - Process Cooling
Industrial | Ind ¦ Process Improvements | 2022 | SC C | GWh | After Competition Groups | 1.4127 | 65156.5653 | 0.065157 | 482.9785 | 0.002925 | 23 | Industrial_2022_SC C_GWh_After Competition Groups_23 | Process Improvements | 0.2925% | 0.065157 | 1.4127 | Industrial_2022_SC C_GWh_After Competition Groups_Process Improvements
Industrial | Ind ¦ Improved Controls - Process Heating | 2022 | SC C | GWh | After Competition Groups | 0.87566 | 51880.9072 | 0.051881 | 482.9785 | 0.001813 | 24 | Industrial_2022_SC C_GWh_After Competition Groups_24 | Improved Controls - Process Heating | 0.1813% | 0.051881 | 0.87566 | Industrial_2022_SC C_GWh_After Competition Groups_Improved Controls - Process Heating
Industrial | Ind ¦ Engine Block Heater Timer | 2022 | SC C | GWh | After Competition Groups | 0.53196 | 18003.4344 | 0.018003 | 482.9785 | 0.0011014 | 25 | Industrial_2022_SC C_GWh_After Competition Groups_25 | Engine Block Heater Timer | 0.1101% | 0.018003 | 0.53196 | Industrial_2022_SC C_GWh_After Competition Groups_Engine Block Heater Timer
Industrial | Ind ¦ Free Cooling | 2022 | SC C | GWh | After Competition Groups | 0.47786 | 161467.9977 | 0.16147 | 482.9785 | 0.0009894 | 26 | Industrial_2022_SC C_GWh_After Competition Groups_26 | Free Cooling | 0.09894% | 0.16147 | 0.47786 | Industrial_2022_SC C_GWh_After Competition Groups_Free Cooling
Industrial | Ind ¦ Dairy Pre-Cooler | 2022 | SC C | GWh | After Competition Groups | 0.43612 | 32890.077 | 0.03289 | 482.9785 | 0.00090297 | 27 | Industrial_2022_SC C_GWh_After Competition Groups_27 | Dairy Pre-Cooler | 0.0903% | 0.03289 | 0.43612 | Industrial_2022_SC C_GWh_After Competition Groups_Dairy Pre-Cooler
Industrial | Ind ¦ Efficient Refrigeration Compressor | 2022 | SC C | GWh | After Competition Groups | 0.27149 | 5704.9071 | 0.0057049 | 482.9785 | 0.00056211 | 28 | Industrial_2022_SC C_GWh_After Competition Groups_28 | Efficient Refrigeration Compressor | 0.05621% | 0.0057049 | 0.27149 | Industrial_2022_SC C_GWh_After Competition Groups_Efficient Refrigeration Compressor
Industrial | Ind ¦ Air Compressor Heat Recovery | 2022 | SC C | GWh | After Competition Groups | 0.24292 | 16136.6283 | 0.016137 | 482.9785 | 0.00050296 | 29 | Industrial_2022_SC C_GWh_After Competition Groups_29 | Air Compressor Heat Recovery | 0.0503% | 0.016137 | 0.24292 | Industrial_2022_SC C_GWh_After Competition Groups_Air Compressor Heat Recovery
Industrial | Ind ¦ Efficient Irrigation | 2022 | SC C | GWh | After Competition Groups | 0.10413 | 18529.154 | 0.018529 | 482.9785 | 0.0002156 | 30 | Industrial_2022_SC C_GWh_After Competition Groups_30 | Efficient Irrigation | 0.02156% | 0.018529 | 0.10413 | Industrial_2022_SC C_GWh_After Competition Groups_Efficient Irrigation
Industrial | Ind ¦ Dairy Water Heater | 2022 | SC C | GWh | After Competition Groups | 0.028817 | 4301.9567 | 0.004302 | 482.9785 | 5.9666e-05 | 31 | Industrial_2022_SC C_GWh_After Competition Groups_31 | Dairy Water Heater | 0.005967% | 0.004302 | 0.028817 | Industrial_2022_SC C_GWh_After Competition Groups_Dairy Water Heater
Industrial | Ind ¦ Heat Lamps/Heat Pad | 2022 | SC C | GWh | After Competition Groups | 0 | 0 | 0 | 482.9785 | 0 | 32 | Industrial_2022_SC C_GWh_After Competition Groups_32 | Heat Lamps/Heat Pad | 0% | 0 | 0 | Industrial_2022_SC C_GWh_After Competition Groups_Heat Lamps/Heat Pad
Industrial | Ind ¦ Air Compressor Optimization | 2022 | SC D | GWh | After Competition Groups | 96.6855 | 0 | 0 | 458.649 | 0.2108 | 1 | Industrial_2022_SC D_GWh_After Competition Groups_1 | Air Compressor Optimization | 21.08% | 0 | 96.6855 | Industrial_2022_SC D_GWh_After Competition Groups_Air Compressor Optimization
Industrial | Ind ¦ Pump System Optimization | 2022 | SC D | GWh | After Competition Groups | 89.1042 | 0 | 0 | 458.649 | 0.19428 | 2 | Industrial_2022_SC D_GWh_After Competition Groups_2 | Pump System Optimization | 19.43% | 0 | 89.1042 | Industrial_2022_SC D_GWh_After Competition Groups_Pump System Optimization
Industrial | Ind ¦ Air Leak Survey and Repair | 2022 | SC D | GWh | After Competition Groups | 49.6773 | 0 | 0 | 458.649 | 0.10831 | 3 | Industrial_2022_SC D_GWh_After Competition Groups_3 | Air Leak Survey and Repair | 10.83% | 0 | 49.6773 | Industrial_2022_SC D_GWh_After Competition Groups_Air Leak Survey and Repair
Industrial | Ind ¦ Pump Equipment Upgrade | 2022 | SC D | GWh | After Competition Groups | 42.8711 | 0 | 0 | 458.649 | 0.093473 | 4 | Industrial_2022_SC D_GWh_After Competition Groups_4 | Pump Equipment Upgrade | 9.347% | 0 | 42.8711 | Industrial_2022_SC D_GWh_After Competition Groups_Pump Equipment Upgrade
Industrial | Ind ¦ SEM | 2022 | SC D | GWh | After Competition Groups | 35.2132 | 0 | 0 | 458.649 | 0.076776 | 5 | Industrial_2022_SC D_GWh_After Competition Groups_5 | SEM | 7.678% | 0 | 35.2132 | Industrial_2022_SC D_GWh_After Competition Groups_SEM
Industrial | Ind ¦ Recommissioning | 2022 | SC D | GWh | After Competition Groups | 34.1058 | 0 | 0 | 458.649 | 0.074361 | 6 | Industrial_2022_SC D_GWh_After Competition Groups_6 | Recommissioning | 7.436% | 0 | 34.1058 | Industrial_2022_SC D_GWh_After Competition Groups_Recommissioning
Industrial | Ind ¦ High Efficiency HVAC Fans | 2022 | SC D | GWh | After Competition Groups | 25.8712 | 0 | 0 | 458.649 | 0.056407 | 7 | Industrial_2022_SC D_GWh_After Competition Groups_7 | High Efficiency HVAC Fans | 5.641% | 0 | 25.8712 | Industrial_2022_SC D_GWh_After Competition Groups_High Efficiency HVAC Fans
Industrial | Ind ¦ Efficient Compressed Air Nozzles | 2022 | SC D | GWh | After Competition Groups | 21.9988 | 0 | 0 | 458.649 | 0.047964 | 8 | Industrial_2022_SC D_GWh_After Competition Groups_8 | Efficient Compressed Air Nozzles | 4.796% | 0 | 21.9988 | Industrial_2022_SC D_GWh_After Competition Groups_Efficient Compressed Air Nozzles
Industrial | Ind ¦ Fan System Optimization | 2022 | SC D | GWh | After Competition Groups | 14.4764 | 0 | 0 | 458.649 | 0.031563 | 9 | Industrial_2022_SC D_GWh_After Competition Groups_9 | Fan System Optimization | 3.156% | 0 | 14.4764 | Industrial_2022_SC D_GWh_After Competition Groups_Fan System Optimization
Industrial | Ind ¦ Greenhouse Grow Lights | 2022 | SC D | GWh | After Competition Groups | 13.0849 | 0 | 0 | 458.649 | 0.028529 | 10 | Industrial_2022_SC D_GWh_After Competition Groups_10 | Greenhouse Grow Lights | 2.853% | 0 | 13.0849 | Industrial_2022_SC D_GWh_After Competition Groups_Greenhouse Grow Lights
Industrial | Ind ¦ Material Handling Improvements | 2022 | SC D | GWh | After Competition Groups | 10.3171 | 0 | 0 | 458.649 | 0.022495 | 11 | Industrial_2022_SC D_GWh_After Competition Groups_11 | Material Handling Improvements | 2.249% | 0 | 10.3171 | Industrial_2022_SC D_GWh_After Competition Groups_Material Handling Improvements
Industrial | Ind ¦ Process Optimization (Elec) | 2022 | SC D | GWh | After Competition Groups | 6.6421 | 0 | 0 | 458.649 | 0.014482 | 12 | Industrial_2022_SC D_GWh_After Competition Groups_12 | Process Optimization (Elec) | 1.448% | 0 | 6.6421 | Industrial_2022_SC D_GWh_After Competition Groups_Process Optimization (Elec)
Industrial | Ind ¦ Refiner Plate Improvements | 2022 | SC D | GWh | After Competition Groups | 2.5713 | 0 | 0 | 458.649 | 0.0056063 | 13 | Industrial_2022_SC D_GWh_After Competition Groups_13 | Refiner Plate Improvements | 0.5606% | 0 | 2.5713 | Industrial_2022_SC D_GWh_After Competition Groups_Refiner Plate Improvements
Industrial | Ind ¦ Process Heat Recovery | 2022 | SC D | GWh | After Competition Groups | 2.2483 | 0 | 0 | 458.649 | 0.0049019 | 14 | Industrial_2022_SC D_GWh_After Competition Groups_14 | Process Heat Recovery | 0.4902% | 0 | 2.2483 | Industrial_2022_SC D_GWh_After Competition Groups_Process Heat Recovery
Industrial | Ind ¦ Ventilation Optimization | 2022 | SC D | GWh | After Competition Groups | 2.2432 | 0 | 0 | 458.649 | 0.0048909 | 15 | Industrial_2022_SC D_GWh_After Competition Groups_15 | Ventilation Optimization | 0.4891% | 0 | 2.2432 | Industrial_2022_SC D_GWh_After Competition Groups_Ventilation Optimization
Industrial | Ind ¦ Improved Controls - Process Cooling | 2022 | SC D | GWh | After Competition Groups | 1.7677 | 0 | 0 | 458.649 | 0.0038542 | 16 | Industrial_2022_SC D_GWh_After Competition Groups_16 | Improved Controls - Process Cooling | 0.3854% | 0 | 1.7677 | Industrial_2022_SC D_GWh_After Competition Groups_Improved Controls - Process Cooling
Industrial | Ind ¦ Cooling Tower Optimization | 2022 | SC D | GWh | After Competition Groups | 1.7645 | 0 | 0 | 458.649 | 0.0038472 | 17 | Industrial_2022_SC D_GWh_After Competition Groups_17 | Cooling Tower Optimization | 0.3847% | 0 | 1.7645 | Industrial_2022_SC D_GWh_After Competition Groups_Cooling Tower Optimization
Industrial | Ind ¦ VAV Conversion Project | 2022 | SC D | GWh | After Competition Groups | 1.5099 | 0 | 0 | 458.649 | 0.0032922 | 18 | Industrial_2022_SC D_GWh_After Competition Groups_18 | VAV Conversion Project | 0.3292% | 0 | 1.5099 | Industrial_2022_SC D_GWh_After Competition Groups_VAV Conversion Project
Industrial | Ind ¦ Process Improvements | 2022 | SC D | GWh | After Competition Groups | 1.2495 | 0 | 0 | 458.649 | 0.0027243 | 19 | Industrial_2022_SC D_GWh_After Competition Groups_19 | Process Improvements | 0.2724% | 0 | 1.2495 | Industrial_2022_SC D_GWh_After Competition Groups_Process Improvements
Industrial | Ind ¦ Refrigeration Compressor VFD | 2022 | SC D | GWh | After Competition Groups | 1.1116 | 0 | 0 | 458.649 | 0.0024236 | 20 | Industrial_2022_SC D_GWh_After Competition Groups_20 | Refrigeration Compressor VFD | 0.2424% | 0 | 1.1116 | Industrial_2022_SC D_GWh_After Competition Groups_Refrigeration Compressor VFD
Industrial | Ind ¦ High Efficiency Battery Charger | 2022 | SC D | GWh | After Competition Groups | 1.0229 | 0 | 0 | 458.649 | 0.0022302 | 21 | Industrial_2022_SC D_GWh_After Competition Groups_21 | High Efficiency Battery Charger | 0.223% | 0 | 1.0229 | Industrial_2022_SC D_GWh_After Competition Groups_High Efficiency Battery Charger
Industrial | Ind ¦ Improved Controls - Process Heating | 2022 | SC D | GWh | After Competition Groups | 0.78859 | 0 | 0 | 458.649 | 0.0017194 | 22 | Industrial_2022_SC D_GWh_After Competition Groups_22 | Improved Controls - Process Heating | 0.1719% | 0 | 0.78859 | Industrial_2022_SC D_GWh_After Competition Groups_Improved Controls - Process Heating
Industrial | Ind ¦ Pulp and Paper Process Improvements | 2022 | SC D | GWh | After Competition Groups | 0.65454 | 0 | 0 | 458.649 | 0.0014271 | 23 | Industrial_2022_SC D_GWh_After Competition Groups_23 | Pulp and Paper Process Improvements | 0.1427% | 0 | 0.65454 | Industrial_2022_SC D_GWh_After Competition Groups_Pulp and Paper Process Improvements
Industrial | Ind ¦ Engine Block Heater Timer | 2022 | SC D | GWh | After Competition Groups | 0.50573 | 0 | 0 | 458.649 | 0.0011027 | 24 | Industrial_2022_SC D_GWh_After Competition Groups_24 | Engine Block Heater Timer | 0.1103% | 0 | 0.50573 | Industrial_2022_SC D_GWh_After Competition Groups_Engine Block Heater Timer
Industrial | Ind ¦ HE Lighting | 2022 | SC D | GWh | After Competition Groups | 0.3337 | 0 | 0 | 458.649 | 0.00072758 | 25 | Industrial_2022_SC D_GWh_After Competition Groups_25 | HE Lighting | 0.07276% | 0 | 0.3337 | Industrial_2022_SC D_GWh_After Competition Groups_HE Lighting
Industrial | Ind ¦ Efficient Refrigeration Compressor | 2022 | SC D | GWh | After Competition Groups | 0.27014 | 0 | 0 | 458.649 | 0.00058899 | 26 | Industrial_2022_SC D_GWh_After Competition Groups_26 | Efficient Refrigeration Compressor | 0.0589% | 0 | 0.27014 | Industrial_2022_SC D_GWh_After Competition Groups_Efficient Refrigeration Compressor
Industrial | Ind ¦ Air Compressor Heat Recovery | 2022 | SC D | GWh | After Competition Groups | 0.22203 | 0 | 0 | 458.649 | 0.00048409 | 27 | Industrial_2022_SC D_GWh_After Competition Groups_27 | Air Compressor Heat Recovery | 0.04841% | 0 | 0.22203 | Industrial_2022_SC D_GWh_After Competition Groups_Air Compressor Heat Recovery
Industrial | Ind ¦ Dairy Pre-Cooler | 2022 | SC D | GWh | After Competition Groups | 0.20312 | 0 | 0 | 458.649 | 0.00044287 | 28 | Industrial_2022_SC D_GWh_After Competition Groups_28 | Dairy Pre-Cooler | 0.04429% | 0 | 0.20312 | Industrial_2022_SC D_GWh_After Competition Groups_Dairy Pre-Cooler
Industrial | Ind ¦ Free Cooling | 2022 | SC D | GWh | After Competition Groups | 0.069935 | 0 | 0 | 458.649 | 0.00015248 | 29 | Industrial_2022_SC D_GWh_After Competition Groups_29 | Free Cooling | 0.01525% | 0 | 0.069935 | Industrial_2022_SC D_GWh_After Competition Groups_Free Cooling
Industrial | Ind ¦ Efficient Irrigation | 2022 | SC D | GWh | After Competition Groups | 0.064794 | 0 | 0 | 458.649 | 0.00014127 | 30 | Industrial_2022_SC D_GWh_After Competition Groups_30 | Efficient Irrigation | 0.01413% | 0 | 0.064794 | Industrial_2022_SC D_GWh_After Competition Groups_Efficient Irrigation
Industrial | Ind ¦ Heat Lamps/Heat Pad | 2022 | SC D | GWh | After Competition Groups | 0 | 0 | 0 | 458.649 | 0 | 31 | Industrial_2022_SC D_GWh_After Competition Groups_31 | Heat Lamps/Heat Pad | 0% | 0 | 0 | Industrial_2022_SC D_GWh_After Competition Groups_Heat Lamps/Heat Pad
Industrial | Ind ¦ Air Leak Survey and Repair | 2022 | Technical | GWh | After Competition Groups | 617.7857 | 0 | 0 | 4933.1145 | 0.12523 | 1 | Industrial_2022_Technical_GWh_After Competition Groups_1 | Air Leak Survey and Repair | 12.52% | 0 | 617.7857 | Industrial_2022_Technical_GWh_After Competition Groups_Air Leak Survey and Repair
Industrial | Ind ¦ Pump System Optimization | 2022 | Technical | GWh | After Competition Groups | 606.3974 | 0 | 0 | 4933.1145 | 0.12292 | 2 | Industrial_2022_Technical_GWh_After Competition Groups_2 | Pump System Optimization | 12.29% | 0 | 606.3974 | Industrial_2022_Technical_GWh_After Competition Groups_Pump System Optimization
Industrial | Ind ¦ HE Lighting | 2022 | Technical | GWh | After Competition Groups | 515.4488 | 0 | 0 | 4933.1145 | 0.10449 | 3 | Industrial_2022_Technical_GWh_After Competition Groups_3 | HE Lighting | 10.45% | 0 | 515.4488 | Industrial_2022_Technical_GWh_After Competition Groups_HE Lighting
Industrial | Ind ¦ Recommissioning | 2022 | Technical | GWh | After Competition Groups | 447.4592 | 0 | 0 | 4933.1145 | 0.090705 | 4 | Industrial_2022_Technical_GWh_After Competition Groups_4 | Recommissioning | 9.071% | 0 | 447.4592 | Industrial_2022_Technical_GWh_After Competition Groups_Recommissioning
Industrial | Ind ¦ SEM | 2022 | Technical | GWh | After Competition Groups | 447.4592 | 0 | 0 | 4933.1145 | 0.090705 | 5 | Industrial_2022_Technical_GWh_After Competition Groups_5 | SEM | 9.071% | 0 | 447.4592 | Industrial_2022_Technical_GWh_After Competition Groups_SEM
Industrial | Ind ¦ Air Compressor Optimization | 2022 | Technical | GWh | After Competition Groups | 354.2948 | 0 | 0 | 4933.1145 | 0.07182 | 6 | Industrial_2022_Technical_GWh_After Competition Groups_6 | Air Compressor Optimization | 7.182% | 0 | 354.2948 | Industrial_2022_Technical_GWh_After Competition Groups_Air Compressor Optimization
Industrial | Ind ¦ Efficient Compressed Air Nozzles | 2022 | Technical | GWh | After Competition Groups | 333.9743 | 0 | 0 | 4933.1145 | 0.0677 | 7 | Industrial_2022_Technical_GWh_After Competition Groups_7 | Efficient Compressed Air Nozzles | 6.77% | 0 | 333.9743 | Industrial_2022_Technical_GWh_After Competition Groups_Efficient Compressed Air Nozzles
Industrial | Ind ¦ Pump Equipment Upgrade | 2022 | Technical | GWh | After Competition Groups | 288.5656 | 0 | 0 | 4933.1145 | 0.058496 | 8 | Industrial_2022_Technical_GWh_After Competition Groups_8 | Pump Equipment Upgrade | 5.85% | 0 | 288.5656 | Industrial_2022_Technical_GWh_After Competition Groups_Pump Equipment Upgrade
Industrial | Ind ¦ High Efficiency HVAC Fans | 2022 | Technical | GWh | After Competition Groups | 199.9362 | 0 | 0 | 4933.1145 | 0.040529 | 9 | Industrial_2022_Technical_GWh_After Competition Groups_9 | High Efficiency HVAC Fans | 4.053% | 0 | 199.9362 | Industrial_2022_Technical_GWh_After Competition Groups_High Efficiency HVAC Fans
Industrial | Ind ¦ Process Optimization (Elec) | 2022 | Technical | GWh | After Competition Groups | 182.7599 | 0 | 0 | 4933.1145 | 0.037048 | 10 | Industrial_2022_Technical_GWh_After Competition Groups_10 | Process Optimization (Elec) | 3.705% | 0 | 182.7599 | Industrial_2022_Technical_GWh_After Competition Groups_Process Optimization (Elec)
Industrial | Ind ¦ Premium Efficient Motors | 2022 | Technical | GWh | After Competition Groups | 148.5959 | 0 | 0 | 4933.1145 | 0.030122 | 11 | Industrial_2022_Technical_GWh_After Competition Groups_11 | Premium Efficient Motors | 3.012% | 0 | 148.5959 | Industrial_2022_Technical_GWh_After Competition Groups_Premium Efficient Motors
Industrial | Ind ¦ Greenhouse Grow Lights | 2022 | Technical | GWh | After Competition Groups | 133.2316 | 0 | 0 | 4933.1145 | 0.027008 | 12 | Industrial_2022_Technical_GWh_After Competition Groups_12 | Greenhouse Grow Lights | 2.701% | 0 | 133.2316 | Industrial_2022_Technical_GWh_After Competition Groups_Greenhouse Grow Lights
Industrial | Ind ¦ HE HVAC Controls | 2022 | Technical | GWh | After Competition Groups | 80.4933 | 0 | 0 | 4933.1145 | 0.016317 | 13 | Industrial_2022_Technical_GWh_After Competition Groups_13 | HE HVAC Controls | 1.632% | 0 | 80.4933 | Industrial_2022_Technical_GWh_After Competition Groups_HE HVAC Controls
Industrial | Ind ¦ Pulp and Paper Process Improvements | 2022 | Technical | GWh | After Competition Groups | 66.7229 | 0 | 0 | 4933.1145 | 0.013526 | 14 | Industrial_2022_Technical_GWh_After Competition Groups_14 | Pulp and Paper Process Improvements | 1.353% | 0 | 66.7229 | Industrial_2022_Technical_GWh_After Competition Groups_Pulp and Paper Process Improvements
Industrial | Ind ¦ Fan System Optimization | 2022 | Technical | GWh | After Competition Groups | 55.6394 | 0 | 0 | 4933.1145 | 0.011279 | 15 | Industrial_2022_Technical_GWh_After Competition Groups_15 | Fan System Optimization | 1.128% | 0 | 55.6394 | Industrial_2022_Technical_GWh_After Competition Groups_Fan System Optimization
Industrial | Ind ¦ Material Handling Improvements | 2022 | Technical | GWh | After Competition Groups | 54.5172 | 0 | 0 | 4933.1145 | 0.011051 | 16 | Industrial_2022_Technical_GWh_After Competition Groups_16 | Material Handling Improvements | 1.105% | 0 | 54.5172 | Industrial_2022_Technical_GWh_After Competition Groups_Material Handling Improvements
Industrial | Ind ¦ HE HVAC Units | 2022 | Technical | GWh | After Competition Groups | 44.1849 | 0 | 0 | 4933.1145 | 0.0089568 | 17 | Industrial_2022_Technical_GWh_After Competition Groups_17 | HE HVAC Units | 0.8957% | 0 | 44.1849 | Industrial_2022_Technical_GWh_After Competition Groups_HE HVAC Units
Industrial | Ind ¦ Refiner Plate Improvements | 2022 | Technical | GWh | After Competition Groups | 40.5636 | 0 | 0 | 4933.1145 | 0.0082227 | 18 | Industrial_2022_Technical_GWh_After Competition Groups_18 | Refiner Plate Improvements | 0.8223% | 0 | 40.5636 | Industrial_2022_Technical_GWh_After Competition Groups_Refiner Plate Improvements
Industrial | Ind ¦ Process Heat Recovery | 2022 | Technical | GWh | After Competition Groups | 38.8809 | 0 | 0 | 4933.1145 | 0.0078816 | 19 | Industrial_2022_Technical_GWh_After Competition Groups_19 | Process Heat Recovery | 0.7882% | 0 | 38.8809 | Industrial_2022_Technical_GWh_After Competition Groups_Process Heat Recovery
Industrial | Ind ¦ VAV Conversion Project | 2022 | Technical | GWh | After Competition Groups | 27.8988 | 0 | 0 | 4933.1145 | 0.0056554 | 20 | Industrial_2022_Technical_GWh_After Competition Groups_20 | VAV Conversion Project | 0.5655% | 0 | 27.8988 | Industrial_2022_Technical_GWh_After Competition Groups_VAV Conversion Project
Industrial | Ind ¦ Ventilation Optimization | 2022 | Technical | GWh | After Competition Groups | 26.3826 | 0 | 0 | 4933.1145 | 0.0053481 | 21 | Industrial_2022_Technical_GWh_After Competition Groups_21 | Ventilation Optimization | 0.5348% | 0 | 26.3826 | Industrial_2022_Technical_GWh_After Competition Groups_Ventilation Optimization
Industrial | Ind ¦ Cold Storage Retrofit | 2022 | Technical | GWh | After Competition Groups | 24.5993 | 0 | 0 | 4933.1145 | 0.0049866 | 22 | Industrial_2022_Technical_GWh_After Competition Groups_22 | Cold Storage Retrofit | 0.4987% | 0 | 24.5993 | Industrial_2022_Technical_GWh_After Competition Groups_Cold Storage Retrofit
Industrial | Ind ¦ Synchronous Belts | 2022 | Technical | GWh | After Competition Groups | 22.4399 | 0 | 0 | 4933.1145 | 0.0045488 | 23 | Industrial_2022_Technical_GWh_After Competition Groups_23 | Synchronous Belts | 0.4549% | 0 | 22.4399 | Industrial_2022_Technical_GWh_After Competition Groups_Synchronous Belts
Industrial | Ind ¦ Improved Controls - Process Cooling | 2022 | Technical | GWh | After Competition Groups | 22.2667 | 0 | 0 | 4933.1145 | 0.0045137 | 24 | Industrial_2022_Technical_GWh_After Competition Groups_24 | Improved Controls - Process Cooling | 0.4514% | 0 | 22.2667 | Industrial_2022_Technical_GWh_After Competition Groups_Improved Controls - Process Cooling
Industrial | Ind ¦ Process Improvements | 2022 | Technical | GWh | After Competition Groups | 18.1458 | 0 | 0 | 4933.1145 | 0.0036784 | 25 | Industrial_2022_Technical_GWh_After Competition Groups_25 | Process Improvements | 0.3678% | 0 | 18.1458 | Industrial_2022_Technical_GWh_After Competition Groups_Process Improvements
Industrial | Ind ¦ High Efficiency Battery Charger | 2022 | Technical | GWh | After Competition Groups | 17.642 | 0 | 0 | 4933.1145 | 0.0035762 | 26 | Industrial_2022_Technical_GWh_After Competition Groups_26 | High Efficiency Battery Charger | 0.3576% | 0 | 17.642 | Industrial_2022_Technical_GWh_After Competition Groups_High Efficiency Battery Charger
Industrial | Ind ¦ HVLS Fans | 2022 | Technical | GWh | After Competition Groups | 14.44 | 0 | 0 | 4933.1145 | 0.0029272 | 27 | Industrial_2022_Technical_GWh_After Competition Groups_27 | HVLS Fans | 0.2927% | 0 | 14.44 | Industrial_2022_Technical_GWh_After Competition Groups_HVLS Fans
Industrial | Ind ¦ Efficient Irrigation | 2022 | Technical | GWh | After Competition Groups | 14.3597 | 0 | 0 | 4933.1145 | 0.0029109 | 28 | Industrial_2022_Technical_GWh_After Competition Groups_28 | Efficient Irrigation | 0.2911% | 0 | 14.3597 | Industrial_2022_Technical_GWh_After Competition Groups_Efficient Irrigation
Industrial | Ind ¦ Chiller Optimization | 2022 | Technical | GWh | After Competition Groups | 11.7964 | 0 | 0 | 4933.1145 | 0.0023913 | 29 | Industrial_2022_Technical_GWh_After Competition Groups_29 | Chiller Optimization | 0.2391% | 0 | 11.7964 | Industrial_2022_Technical_GWh_After Competition Groups_Chiller Optimization
Industrial | Ind ¦ Improved Controls - Process Heating | 2022 | Technical | GWh | After Competition Groups | 10.8396 | 0 | 0 | 4933.1145 | 0.0021973 | 30 | Industrial_2022_Technical_GWh_After Competition Groups_30 | Improved Controls - Process Heating | 0.2197% | 0 | 10.8396 | Industrial_2022_Technical_GWh_After Competition Groups_Improved Controls - Process Heating
Industrial | Ind ¦ Refrigeration Compressor VFD | 2022 | Technical | GWh | After Competition Groups | 9.7492 | 0 | 0 | 4933.1145 | 0.0019763 | 31 | Industrial_2022_Technical_GWh_After Competition Groups_31 | Refrigeration Compressor VFD | 0.1976% | 0 | 9.7492 | Industrial_2022_Technical_GWh_After Competition Groups_Refrigeration Compressor VFD
Industrial | Ind ¦ Cooling Tower Optimization | 2022 | Technical | GWh | After Competition Groups | 9.189 | 0 | 0 | 4933.1145 | 0.0018627 | 32 | Industrial_2022_Technical_GWh_After Competition Groups_32 | Cooling Tower Optimization | 0.1863% | 0 | 9.189 | Industrial_2022_Technical_GWh_After Competition Groups_Cooling Tower Optimization
Industrial | Ind ¦ Efficient Transformer | 2022 | Technical | GWh | After Competition Groups | 8.821 | 0 | 0 | 4933.1145 | 0.0017881 | 33 | Industrial_2022_Technical_GWh_After Competition Groups_33 | Efficient Transformer | 0.1788% | 0 | 8.821 | Industrial_2022_Technical_GWh_After Competition Groups_Efficient Transformer
Industrial | Ind ¦ High Efficiency Welders | 2022 | Technical | GWh | After Competition Groups | 7.1841 | 0 | 0 | 4933.1145 | 0.0014563 | 34 | Industrial_2022_Technical_GWh_After Competition Groups_34 | High Efficiency Welders | 0.1456% | 0 | 7.1841 | Industrial_2022_Technical_GWh_After Competition Groups_High Efficiency Welders
Industrial | Ind ¦ Engine Block Heater Timer | 2022 | Technical | GWh | After Competition Groups | 6.9154 | 0 | 0 | 4933.1145 | 0.0014018 | 35 | Industrial_2022_Technical_GWh_After Competition Groups_35 | Engine Block Heater Timer | 0.1402% | 0 | 6.9154 | Industrial_2022_Technical_GWh_After Competition Groups_Engine Block Heater Timer
Industrial | Ind ¦ Free Cooling | 2022 | Technical | GWh | After Competition Groups | 5.5258 | 0 | 0 | 4933.1145 | 0.0011201 | 36 | Industrial_2022_Technical_GWh_After Competition Groups_36 | Free Cooling | 0.112% | 0 | 5.5258 | Industrial_2022_Technical_GWh_After Competition Groups_Free Cooling
Industrial | Ind ¦ Low Energy Livestock Waterers | 2022 | Technical | GWh | After Competition Groups | 5.3055 | 0 | 0 | 4933.1145 | 0.0010755 | 37 | Industrial_2022_Technical_GWh_After Competition Groups_37 | Low Energy Livestock Waterers | 0.1075% | 0 | 5.3055 | Industrial_2022_Technical_GWh_After Competition Groups_Low Energy Livestock Waterers
Industrial | Ind ¦ Dairy Pre-Cooler | 2022 | Technical | GWh | After Competition Groups | 3.8737 | 0 | 0 | 4933.1145 | 0.00078524 | 38 | Industrial_2022_Technical_GWh_After Competition Groups_38 | Dairy Pre-Cooler | 0.07852% | 0 | 3.8737 | Industrial_2022_Technical_GWh_After Competition Groups_Dairy Pre-Cooler
Industrial | Ind ¦ Air Compressor Heat Recovery | 2022 | Technical | GWh | After Competition Groups | 3.0524 | 0 | 0 | 4933.1145 | 0.00061877 | 39 | Industrial_2022_Technical_GWh_After Competition Groups_39 | Air Compressor Heat Recovery | 0.06188% | 0 | 3.0524 | Industrial_2022_Technical_GWh_After Competition Groups_Air Compressor Heat Recovery
Industrial | Ind ¦ Optimize Compressed Air Dryer | 2022 | Technical | GWh | After Competition Groups | 2.1832 | 0 | 0 | 4933.1145 | 0.00044256 | 40 | Industrial_2022_Technical_GWh_After Competition Groups_40 | Optimize Compressed Air Dryer | 0.04426% | 0 | 2.1832 | Industrial_2022_Technical_GWh_After Competition Groups_Optimize Compressed Air Dryer
Industrial | Ind ¦ Heat Lamps/Heat Pad | 2022 | Technical | GWh | After Competition Groups | 1.2967 | 0 | 0 | 4933.1145 | 0.00026286 | 41 | Industrial_2022_Technical_GWh_After Competition Groups_41 | Heat Lamps/Heat Pad | 0.02629% | 0 | 1.2967 | Industrial_2022_Technical_GWh_After Competition Groups_Heat Lamps/Heat Pad
Industrial | Ind ¦ Creep Heat Controller | 2022 | Technical | GWh | After Competition Groups | 0.92339 | 0 | 0 | 4933.1145 | 0.00018718 | 42 | Industrial_2022_Technical_GWh_After Competition Groups_42 | Creep Heat Controller | 0.01872% | 0 | 0.92339 | Industrial_2022_Technical_GWh_After Competition Groups_Creep Heat Controller
Industrial | Ind ¦ Efficient Refrigeration Compressor | 2022 | Technical | GWh | After Competition Groups | 0.83023 | 0 | 0 | 4933.1145 | 0.0001683 | 43 | Industrial_2022_Technical_GWh_After Competition Groups_43 | Efficient Refrigeration Compressor | 0.01683% | 0 | 0.83023 | Industrial_2022_Technical_GWh_After Competition Groups_Efficient Refrigeration Compressor
Industrial | Ind ¦ Dual and Natural Exhaust Ventilation Systems | 2022 | Technical | GWh | After Competition Groups | 0.30518 | 0 | 0 | 4933.1145 | 6.1864e-05 | 44 | Industrial_2022_Technical_GWh_After Competition Groups_44 | Dual and Natural Exhaust Ventilation Systems | 0.006186% | 0 | 0.30518 | Industrial_2022_Technical_GWh_After Competition Groups_Dual and Natural Exhaust Ventilation Systems
Industrial | Ind ¦ Dairy Water Heater | 2022 | Technical | GWh | After Competition Groups | 0.23817 | 0 | 0 | 4933.1145 | 4.8281e-05 | 45 | Industrial_2022_Technical_GWh_After Competition Groups_45 | Dairy Water Heater | 0.004828% | 0 | 0.23817 | Industrial_2022_Technical_GWh_After Competition Groups_Dairy Water Heater
Industrial | Ind ¦ Air Leak Survey and Repair | 2023 | Economic | GWh | After Competition Groups | 613.1255 | 0 | 0 | 3617.8451 | 0.16947 | 1 | Industrial_2023_Economic_GWh_After Competition Groups_1 | Air Leak Survey and Repair | 16.95% | 0 | 613.1255 | Industrial_2023_Economic_GWh_After Competition Groups_Air Leak Survey and Repair
Industrial | Ind ¦ Recommissioning | 2023 | Economic | GWh | After Competition Groups | 443.4113 | 0 | 0 | 3617.8451 | 0.12256 | 2 | Industrial_2023_Economic_GWh_After Competition Groups_2 | Recommissioning | 12.26% | 0 | 443.4113 | Industrial_2023_Economic_GWh_After Competition Groups_Recommissioning
Industrial | Ind ¦ SEM | 2023 | Economic | GWh | After Competition Groups | 443.4113 | 0 | 0 | 3617.8451 | 0.12256 | 3 | Industrial_2023_Economic_GWh_After Competition Groups_3 | SEM | 12.26% | 0 | 443.4113 | Industrial_2023_Economic_GWh_After Competition Groups_SEM
Industrial | Ind ¦ Air Compressor Optimization | 2023 | Economic | GWh | After Competition Groups | 367.0532 | 0 | 0 | 3617.8451 | 0.10146 | 4 | Industrial_2023_Economic_GWh_After Competition Groups_4 | Air Compressor Optimization | 10.15% | 0 | 367.0532 | Industrial_2023_Economic_GWh_After Competition Groups_Air Compressor Optimization
Industrial | Ind ¦ Efficient Compressed Air Nozzles | 2023 | Economic | GWh | After Competition Groups | 349.4674 | 0 | 0 | 3617.8451 | 0.096595 | 5 | Industrial_2023_Economic_GWh_After Competition Groups_5 | Efficient Compressed Air Nozzles | 9.66% | 0 | 349.4674 | Industrial_2023_Economic_GWh_After Competition Groups_Efficient Compressed Air Nozzles
Industrial | Ind ¦ Pump System Optimization | 2023 | Economic | GWh | After Competition Groups | 229.0845 | 0 | 0 | 3617.8451 | 0.063321 | 6 | Industrial_2023_Economic_GWh_After Competition Groups_6 | Pump System Optimization | 6.332% | 0 | 229.0845 | Industrial_2023_Economic_GWh_After Competition Groups_Pump System Optimization
Industrial | Ind ¦ High Efficiency HVAC Fans | 2023 | Economic | GWh | After Competition Groups | 204.8259 | 0 | 0 | 3617.8451 | 0.056615 | 7 | Industrial_2023_Economic_GWh_After Competition Groups_7 | High Efficiency HVAC Fans | 5.662% | 0 | 204.8259 | Industrial_2023_Economic_GWh_After Competition Groups_High Efficiency HVAC Fans
Industrial | Ind ¦ Process Optimization (Elec) | 2023 | Economic | GWh | After Competition Groups | 180.9652 | 0 | 0 | 3617.8451 | 0.05002 | 8 | Industrial_2023_Economic_GWh_After Competition Groups_8 | Process Optimization (Elec) | 5.002% | 0 | 180.9652 | Industrial_2023_Economic_GWh_After Competition Groups_Process Optimization (Elec)
Industrial | Ind ¦ HE Lighting | 2023 | Economic | GWh | After Competition Groups | 153.78 | 0 | 0 | 3617.8451 | 0.042506 | 9 | Industrial_2023_Economic_GWh_After Competition Groups_9 | HE Lighting | 4.251% | 0 | 153.78 | Industrial_2023_Economic_GWh_After Competition Groups_HE Lighting
Industrial | Ind ¦ Greenhouse Grow Lights | 2023 | Economic | GWh | After Competition Groups | 137.3683 | 0 | 0 | 3617.8451 | 0.03797 | 10 | Industrial_2023_Economic_GWh_After Competition Groups_10 | Greenhouse Grow Lights | 3.797% | 0 | 137.3683 | Industrial_2023_Economic_GWh_After Competition Groups_Greenhouse Grow Lights
Industrial | Ind ¦ Pump Equipment Upgrade | 2023 | Economic | GWh | After Competition Groups | 88.5208 | 0 | 0 | 3617.8451 | 0.024468 | 11 | Industrial_2023_Economic_GWh_After Competition Groups_11 | Pump Equipment Upgrade | 2.447% | 0 | 88.5208 | Industrial_2023_Economic_GWh_After Competition Groups_Pump Equipment Upgrade
Industrial | Ind ¦ Pulp and Paper Process Improvements | 2023 | Economic | GWh | After Competition Groups | 66.7909 | 0 | 0 | 3617.8451 | 0.018462 | 12 | Industrial_2023_Economic_GWh_After Competition Groups_12 | Pulp and Paper Process Improvements | 1.846% | 0 | 66.7909 | Industrial_2023_Economic_GWh_After Competition Groups_Pulp and Paper Process Improvements
Industrial | Ind ¦ Fan System Optimization | 2023 | Economic | GWh | After Competition Groups | 57.0287 | 0 | 0 | 3617.8451 | 0.015763 | 13 | Industrial_2023_Economic_GWh_After Competition Groups_13 | Fan System Optimization | 1.576% | 0 | 57.0287 | Industrial_2023_Economic_GWh_After Competition Groups_Fan System Optimization
Industrial | Ind ¦ Material Handling Improvements | 2023 | Economic | GWh | After Competition Groups | 56.9869 | 0 | 0 | 3617.8451 | 0.015752 | 14 | Industrial_2023_Economic_GWh_After Competition Groups_14 | Material Handling Improvements | 1.575% | 0 | 56.9869 | Industrial_2023_Economic_GWh_After Competition Groups_Material Handling Improvements
Industrial | Ind ¦ Refiner Plate Improvements | 2023 | Economic | GWh | After Competition Groups | 42.3767 | 0 | 0 | 3617.8451 | 0.011713 | 15 | Industrial_2023_Economic_GWh_After Competition Groups_15 | Refiner Plate Improvements | 1.171% | 0 | 42.3767 | Industrial_2023_Economic_GWh_After Competition Groups_Refiner Plate Improvements
Industrial | Ind ¦ Process Heat Recovery | 2023 | Economic | GWh | After Competition Groups | 38.3778 | 0 | 0 | 3617.8451 | 0.010608 | 16 | Industrial_2023_Economic_GWh_After Competition Groups_16 | Process Heat Recovery | 1.061% | 0 | 38.3778 | Industrial_2023_Economic_GWh_After Competition Groups_Process Heat Recovery
Industrial | Ind ¦ VAV Conversion Project | 2023 | Economic | GWh | After Competition Groups | 27.2326 | 0 | 0 | 3617.8451 | 0.0075273 | 17 | Industrial_2023_Economic_GWh_After Competition Groups_17 | VAV Conversion Project | 0.7527% | 0 | 27.2326 | Industrial_2023_Economic_GWh_After Competition Groups_VAV Conversion Project
Industrial | Ind ¦ Improved Controls - Process Cooling | 2023 | Economic | GWh | After Competition Groups | 21.9751 | 0 | 0 | 3617.8451 | 0.0060741 | 18 | Industrial_2023_Economic_GWh_After Competition Groups_18 | Improved Controls - Process Cooling | 0.6074% | 0 | 21.9751 | Industrial_2023_Economic_GWh_After Competition Groups_Improved Controls - Process Cooling
Industrial | Ind ¦ High Efficiency Battery Charger | 2023 | Economic | GWh | After Competition Groups | 18.1549 | 0 | 0 | 3617.8451 | 0.0050181 | 19 | Industrial_2023_Economic_GWh_After Competition Groups_19 | High Efficiency Battery Charger | 0.5018% | 0 | 18.1549 | Industrial_2023_Economic_GWh_After Competition Groups_High Efficiency Battery Charger
Industrial | Ind ¦ Process Improvements | 2023 | Economic | GWh | After Competition Groups | 17.9591 | 0 | 0 | 3617.8451 | 0.004964 | 20 | Industrial_2023_Economic_GWh_After Competition Groups_20 | Process Improvements | 0.4964% | 0 | 17.9591 | Industrial_2023_Economic_GWh_After Competition Groups_Process Improvements
Industrial | Ind ¦ Improved Controls - Process Heating | 2023 | Economic | GWh | After Competition Groups | 10.8117 | 0 | 0 | 3617.8451 | 0.0029884 | 21 | Industrial_2023_Economic_GWh_After Competition Groups_21 | Improved Controls - Process Heating | 0.2988% | 0 | 10.8117 | Industrial_2023_Economic_GWh_After Competition Groups_Improved Controls - Process Heating
Industrial | Ind ¦ Refrigeration Compressor VFD | 2023 | Economic | GWh | After Competition Groups | 10.0629 | 0 | 0 | 3617.8451 | 0.0027815 | 22 | Industrial_2023_Economic_GWh_After Competition Groups_22 | Refrigeration Compressor VFD | 0.2781% | 0 | 10.0629 | Industrial_2023_Economic_GWh_After Competition Groups_Refrigeration Compressor VFD
Industrial | Ind ¦ Cooling Tower Optimization | 2023 | Economic | GWh | After Competition Groups | 9.1019 | 0 | 0 | 3617.8451 | 0.0025158 | 23 | Industrial_2023_Economic_GWh_After Competition Groups_23 | Cooling Tower Optimization | 0.2516% | 0 | 9.1019 | Industrial_2023_Economic_GWh_After Competition Groups_Cooling Tower Optimization
Industrial | Ind ¦ Engine Block Heater Timer | 2023 | Economic | GWh | After Competition Groups | 6.8445 | 0 | 0 | 3617.8451 | 0.0018919 | 24 | Industrial_2023_Economic_GWh_After Competition Groups_24 | Engine Block Heater Timer | 0.1892% | 0 | 6.8445 | Industrial_2023_Economic_GWh_After Competition Groups_Engine Block Heater Timer
Industrial | Ind ¦ Ventilation Optimization | 2023 | Economic | GWh | After Competition Groups | 6.6369 | 0 | 0 | 3617.8451 | 0.0018345 | 25 | Industrial_2023_Economic_GWh_After Competition Groups_25 | Ventilation Optimization | 0.1834% | 0 | 6.6369 | Industrial_2023_Economic_GWh_After Competition Groups_Ventilation Optimization
Industrial | Ind ¦ Free Cooling | 2023 | Economic | GWh | After Competition Groups | 5.4961 | 0 | 0 | 3617.8451 | 0.0015192 | 26 | Industrial_2023_Economic_GWh_After Competition Groups_26 | Free Cooling | 0.1519% | 0 | 5.4961 | Industrial_2023_Economic_GWh_After Competition Groups_Free Cooling
Industrial | Ind ¦ Efficient Irrigation | 2023 | Economic | GWh | After Competition Groups | 5.372 | 0 | 0 | 3617.8451 | 0.0014849 | 27 | Industrial_2023_Economic_GWh_After Competition Groups_27 | Efficient Irrigation | 0.1485% | 0 | 5.372 | Industrial_2023_Economic_GWh_After Competition Groups_Efficient Irrigation
Industrial | Ind ¦ Air Compressor Heat Recovery | 2023 | Economic | GWh | After Competition Groups | 3.0235 | 0 | 0 | 3617.8451 | 0.00083571 | 28 | Industrial_2023_Economic_GWh_After Competition Groups_28 | Air Compressor Heat Recovery | 0.08357% | 0 | 3.0235 | Industrial_2023_Economic_GWh_After Competition Groups_Air Compressor Heat Recovery
Industrial | Ind ¦ Dairy Pre-Cooler | 2023 | Economic | GWh | After Competition Groups | 1.6521 | 0 | 0 | 3617.8451 | 0.00045666 | 29 | Industrial_2023_Economic_GWh_After Competition Groups_29 | Dairy Pre-Cooler | 0.04567% | 0 | 1.6521 | Industrial_2023_Economic_GWh_After Competition Groups_Dairy Pre-Cooler
Industrial | Ind ¦ Efficient Refrigeration Compressor | 2023 | Economic | GWh | After Competition Groups | 0.85893 | 0 | 0 | 3617.8451 | 0.00023741 | 30 | Industrial_2023_Economic_GWh_After Competition Groups_30 | Efficient Refrigeration Compressor | 0.02374% | 0 | 0.85893 | Industrial_2023_Economic_GWh_After Competition Groups_Efficient Refrigeration Compressor
Industrial | Ind ¦ Dairy Water Heater | 2023 | Economic | GWh | After Competition Groups | 0.08832 | 0 | 0 | 3617.8451 | 2.4412e-05 | 31 | Industrial_2023_Economic_GWh_After Competition Groups_31 | Dairy Water Heater | 0.002441% | 0 | 0.08832 | Industrial_2023_Economic_GWh_After Competition Groups_Dairy Water Heater
Industrial | Ind ¦ Heat Lamps/Heat Pad | 2023 | Economic | GWh | After Competition Groups | 0 | 0 | 0 | 3617.8451 | 0 | 32 | Industrial_2023_Economic_GWh_After Competition Groups_32 | Heat Lamps/Heat Pad | 0% | 0 | 0 | Industrial_2023_Economic_GWh_After Competition Groups_Heat Lamps/Heat Pad
Industrial | Ind ¦ Air Compressor Optimization | 2023 | SC A | GWh | After Competition Groups | 125.1032 | 1478426.5655 | 1.4784 | 597.7856 | 0.20928 | 1 | Industrial_2023_SC A_GWh_After Competition Groups_1 | Air Compressor Optimization | 20.93% | 1.4784 | 125.1032 | Industrial_2023_SC A_GWh_After Competition Groups_Air Compressor Optimization
Industrial | Ind ¦ Pump System Optimization | 2023 | SC A | GWh | After Competition Groups | 111.3185 | 3501193.5877 | 3.5012 | 597.7856 | 0.18622 | 2 | Industrial_2023_SC A_GWh_After Competition Groups_2 | Pump System Optimization | 18.62% | 3.5012 | 111.3185 | Industrial_2023_SC A_GWh_After Competition Groups_Pump System Optimization
Industrial | Ind ¦ Air Leak Survey and Repair | 2023 | SC A | GWh | After Competition Groups | 65.7094 | 281109.7353 | 0.28111 | 597.7856 | 0.10992 | 3 | Industrial_2023_SC A_GWh_After Competition Groups_3 | Air Leak Survey and Repair | 10.99% | 0.28111 | 65.7094 | Industrial_2023_SC A_GWh_After Competition Groups_Air Leak Survey and Repair
Industrial | Ind ¦ Pump Equipment Upgrade | 2023 | SC A | GWh | After Competition Groups | 54.9151 | 2517018.8807 | 2.517 | 597.7856 | 0.091864 | 4 | Industrial_2023_SC A_GWh_After Competition Groups_4 | Pump Equipment Upgrade | 9.186% | 2.517 | 54.9151 | Industrial_2023_SC A_GWh_After Competition Groups_Pump Equipment Upgrade
Industrial | Ind ¦ Recommissioning | 2023 | SC A | GWh | After Competition Groups | 46.5097 | 1204711.6428 | 1.2047 | 597.7856 | 0.077803 | 5 | Industrial_2023_SC A_GWh_After Competition Groups_5 | Recommissioning | 7.78% | 1.2047 | 46.5097 | Industrial_2023_SC A_GWh_After Competition Groups_Recommissioning
Industrial | Ind ¦ SEM | 2023 | SC A | GWh | After Competition Groups | 46.5097 | 1204711.6428 | 1.2047 | 597.7856 | 0.077803 | 6 | Industrial_2023_SC A_GWh_After Competition Groups_6 | SEM | 7.78% | 1.2047 | 46.5097 | Industrial_2023_SC A_GWh_After Competition Groups_SEM
Industrial | Ind ¦ High Efficiency HVAC Fans | 2023 | SC A | GWh | After Competition Groups | 34.0435 | 1204970.2672 | 1.205 | 597.7856 | 0.056949 | 7 | Industrial_2023_SC A_GWh_After Competition Groups_7 | High Efficiency HVAC Fans | 5.695% | 1.205 | 34.0435 | Industrial_2023_SC A_GWh_After Competition Groups_High Efficiency HVAC Fans
Industrial | Ind ¦ Efficient Compressed Air Nozzles | 2023 | SC A | GWh | After Competition Groups | 30.0373 | 201934.3718 | 0.20193 | 597.7856 | 0.050248 | 8 | Industrial_2023_SC A_GWh_After Competition Groups_8 | Efficient Compressed Air Nozzles | 5.025% | 0.20193 | 30.0373 | Industrial_2023_SC A_GWh_After Competition Groups_Efficient Compressed Air Nozzles
Industrial | Ind ¦ Greenhouse Grow Lights | 2023 | SC A | GWh | After Competition Groups | 18.3575 | 713493.6247 | 0.71349 | 597.7856 | 0.030709 | 9 | Industrial_2023_SC A_GWh_After Competition Groups_9 | Greenhouse Grow Lights | 3.071% | 0.71349 | 18.3575 | Industrial_2023_SC A_GWh_After Competition Groups_Greenhouse Grow Lights
Industrial | Ind ¦ Fan System Optimization | 2023 | SC A | GWh | After Competition Groups | 17.3096 | 827853.4914 | 0.82785 | 597.7856 | 0.028956 | 10 | Industrial_2023_SC A_GWh_After Competition Groups_10 | Fan System Optimization | 2.896% | 0.82785 | 17.3096 | Industrial_2023_SC A_GWh_After Competition Groups_Fan System Optimization
Industrial | Ind ¦ Material Handling Improvements | 2023 | SC A | GWh | After Competition Groups | 12.9428 | 112991.5772 | 0.11299 | 597.7856 | 0.021651 | 11 | Industrial_2023_SC A_GWh_After Competition Groups_11 | Material Handling Improvements | 2.165% | 0.11299 | 12.9428 | Industrial_2023_SC A_GWh_After Competition Groups_Material Handling Improvements
Industrial | Ind ¦ Process Optimization (Elec) | 2023 | SC A | GWh | After Competition Groups | 8.6622 | 215436.151 | 0.21544 | 597.7856 | 0.01449 | 12 | Industrial_2023_SC A_GWh_After Competition Groups_12 | Process Optimization (Elec) | 1.449% | 0.21544 | 8.6622 | Industrial_2023_SC A_GWh_After Competition Groups_Process Optimization (Elec)
Industrial | Ind ¦ Process Heat Recovery | 2023 | SC A | GWh | After Competition Groups | 3.9263 | 221896.262 | 0.2219 | 597.7856 | 0.0065681 | 13 | Industrial_2023_SC A_GWh_After Competition Groups_13 | Process Heat Recovery | 0.6568% | 0.2219 | 3.9263 | Industrial_2023_SC A_GWh_After Competition Groups_Process Heat Recovery
Industrial | Ind ¦ Refiner Plate Improvements | 2023 | SC A | GWh | After Competition Groups | 3.4823 | 79720.8418 | 0.079721 | 597.7856 | 0.0058253 | 14 | Industrial_2023_SC A_GWh_After Competition Groups_14 | Refiner Plate Improvements | 0.5825% | 0.079721 | 3.4823 | Industrial_2023_SC A_GWh_After Competition Groups_Refiner Plate Improvements
Industrial | Ind ¦ VAV Conversion Project | 2023 | SC A | GWh | After Competition Groups | 2.8464 | 218785.0651 | 0.21879 | 597.7856 | 0.0047616 | 15 | Industrial_2023_SC A_GWh_After Competition Groups_15 | VAV Conversion Project | 0.4762% | 0.21879 | 2.8464 | Industrial_2023_SC A_GWh_After Competition Groups_VAV Conversion Project
Industrial | Ind ¦ Pulp and Paper Process Improvements | 2023 | SC A | GWh | After Competition Groups | 2.657 | 172299.7265 | 0.1723 | 597.7856 | 0.0044447 | 16 | Industrial_2023_SC A_GWh_After Competition Groups_16 | Pulp and Paper Process Improvements | 0.4445% | 0.1723 | 2.657 | Industrial_2023_SC A_GWh_After Competition Groups_Pulp and Paper Process Improvements
Industrial | Ind ¦ Improved Controls - Process Cooling | 2023 | SC A | GWh | After Competition Groups | 2.3315 | 115792.0369 | 0.11579 | 597.7856 | 0.0039003 | 17 | Industrial_2023_SC A_GWh_After Competition Groups_17 | Improved Controls - Process Cooling | 0.39% | 0.11579 | 2.3315 | Industrial_2023_SC A_GWh_After Competition Groups_Improved Controls - Process Cooling
Industrial | Ind ¦ High Efficiency Battery Charger | 2023 | SC A | GWh | After Competition Groups | 1.8089 | 113164.8136 | 0.11316 | 597.7856 | 0.0030259 | 18 | Industrial_2023_SC A_GWh_After Competition Groups_18 | High Efficiency Battery Charger | 0.3026% | 0.11316 | 1.8089 | Industrial_2023_SC A_GWh_After Competition Groups_High Efficiency Battery Charger
Industrial | Ind ¦ Refrigeration Compressor VFD | 2023 | SC A | GWh | After Competition Groups | 1.8081 | 82720.8157 | 0.082721 | 597.7856 | 0.0030246 | 19 | Industrial_2023_SC A_GWh_After Competition Groups_19 | Refrigeration Compressor VFD | 0.3025% | 0.082721 | 1.8081 | Industrial_2023_SC A_GWh_After Competition Groups_Refrigeration Compressor VFD
Industrial | Ind ¦ Process Improvements | 2023 | SC A | GWh | After Competition Groups | 1.7844 | 50619.0538 | 0.050619 | 597.7856 | 0.002985 | 20 | Industrial_2023_SC A_GWh_After Competition Groups_20 | Process Improvements | 0.2985% | 0.050619 | 1.7844 | Industrial_2023_SC A_GWh_After Competition Groups_Process Improvements
Industrial | Ind ¦ Ventilation Optimization | 2023 | SC A | GWh | After Competition Groups | 1.297 | 96614.4613 | 0.096614 | 597.7856 | 0.0021697 | 21 | Industrial_2023_SC A_GWh_After Competition Groups_21 | Ventilation Optimization | 0.217% | 0.096614 | 1.297 | Industrial_2023_SC A_GWh_After Competition Groups_Ventilation Optimization
Industrial | Ind ¦ Improved Controls - Process Heating | 2023 | SC A | GWh | After Competition Groups | 1.1584 | 58058.8977 | 0.058059 | 597.7856 | 0.0019377 | 22 | Industrial_2023_SC A_GWh_After Competition Groups_22 | Improved Controls - Process Heating | 0.1938% | 0.058059 | 1.1584 | Industrial_2023_SC A_GWh_After Competition Groups_Improved Controls - Process Heating
Industrial | Ind ¦ HE Lighting | 2023 | SC A | GWh | After Competition Groups | 1.0271 | 119310.9015 | 0.11931 | 597.7856 | 0.0017182 | 23 | Industrial_2023_SC A_GWh_After Competition Groups_23 | HE Lighting | 0.1718% | 0.11931 | 1.0271 | Industrial_2023_SC A_GWh_After Competition Groups_HE Lighting
Industrial | Ind ¦ Engine Block Heater Timer | 2023 | SC A | GWh | After Competition Groups | 0.70073 | 19889.194 | 0.019889 | 597.7856 | 0.0011722 | 24 | Industrial_2023_SC A_GWh_After Competition Groups_24 | Engine Block Heater Timer | 0.1172% | 0.019889 | 0.70073 | Industrial_2023_SC A_GWh_After Competition Groups_Engine Block Heater Timer
Industrial | Ind ¦ Dairy Pre-Cooler | 2023 | SC A | GWh | After Competition Groups | 0.43913 | 17151.2535 | 0.017151 | 597.7856 | 0.00073459 | 25 | Industrial_2023_SC A_GWh_After Competition Groups_25 | Dairy Pre-Cooler | 0.07346% | 0.017151 | 0.43913 | Industrial_2023_SC A_GWh_After Competition Groups_Dairy Pre-Cooler
Industrial | Ind ¦ Air Compressor Heat Recovery | 2023 | SC A | GWh | After Competition Groups | 0.32074 | 18185.9962 | 0.018186 | 597.7856 | 0.00053654 | 26 | Industrial_2023_SC A_GWh_After Competition Groups_26 | Air Compressor Heat Recovery | 0.05365% | 0.018186 | 0.32074 | Industrial_2023_SC A_GWh_After Competition Groups_Air Compressor Heat Recovery
Industrial | Ind ¦ Efficient Refrigeration Compressor | 2023 | SC A | GWh | After Competition Groups | 0.31133 | 5277.5502 | 0.0052776 | 597.7856 | 0.00052081 | 27 | Industrial_2023_SC A_GWh_After Competition Groups_27 | Efficient Refrigeration Compressor | 0.05208% | 0.0052776 | 0.31133 | Industrial_2023_SC A_GWh_After Competition Groups_Efficient Refrigeration Compressor
Industrial | Ind ¦ Cooling Tower Optimization | 2023 | SC A | GWh | After Competition Groups | 0.27409 | 13859.253 | 0.013859 | 597.7856 | 0.00045851 | 28 | Industrial_2023_SC A_GWh_After Competition Groups_28 | Cooling Tower Optimization | 0.04585% | 0.013859 | 0.27409 | Industrial_2023_SC A_GWh_After Competition Groups_Cooling Tower Optimization
Industrial | Ind ¦ Efficient Irrigation | 2023 | SC A | GWh | After Competition Groups | 0.16371 | 17913.9115 | 0.017914 | 597.7856 | 0.00027386 | 29 | Industrial_2023_SC A_GWh_After Competition Groups_29 | Efficient Irrigation | 0.02739% | 0.017914 | 0.16371 | Industrial_2023_SC A_GWh_After Competition Groups_Efficient Irrigation
Industrial | Ind ¦ Dairy Water Heater | 2023 | SC A | GWh | After Competition Groups | 0.02532 | 1351.6208 | 0.0013516 | 597.7856 | 4.2356e-05 | 30 | Industrial_2023_SC A_GWh_After Competition Groups_30 | Dairy Water Heater | 0.004236% | 0.0013516 | 0.02532 | Industrial_2023_SC A_GWh_After Competition Groups_Dairy Water Heater
Industrial | Ind ¦ Free Cooling | 2023 | SC A | GWh | After Competition Groups | 0.0045574 | 346.7513 | 0.00034675 | 597.7856 | 7.6237e-06 | 31 | Industrial_2023_SC A_GWh_After Competition Groups_31 | Free Cooling | 0.0007624% | 0.00034675 | 0.0045574 | Industrial_2023_SC A_GWh_After Competition Groups_Free Cooling
Industrial | Ind ¦ Heat Lamps/Heat Pad | 2023 | SC A | GWh | After Competition Groups | 0 | 0 | 0 | 597.7856 | 0 | 32 | Industrial_2023_SC A_GWh_After Competition Groups_32 | Heat Lamps/Heat Pad | 0% | 0 | 0 | Industrial_2023_SC A_GWh_After Competition Groups_Heat Lamps/Heat Pad
Industrial | Ind ¦ Air Leak Survey and Repair | 2023 | SC B | GWh | After Competition Groups | 175.9998 | 747016.8884 | 0.74702 | 1033.7355 | 0.17026 | 1 | Industrial_2023_SC B_GWh_After Competition Groups_1 | Air Leak Survey and Repair | 17.03% | 0.74702 | 175.9998 | Industrial_2023_SC B_GWh_After Competition Groups_Air Leak Survey and Repair
Industrial | Ind ¦ Air Compressor Optimization | 2023 | SC B | GWh | After Competition Groups | 125.1032 | 1478278.7229 | 1.4783 | 1033.7355 | 0.12102 | 2 | Industrial_2023_SC B_GWh_After Competition Groups_2 | Air Compressor Optimization | 12.1% | 1.4783 | 125.1032 | Industrial_2023_SC B_GWh_After Competition Groups_Air Compressor Optimization
Industrial | Ind ¦ Recommissioning | 2023 | SC B | GWh | After Competition Groups | 124.5723 | 3201193.7644 | 3.2012 | 1033.7355 | 0.12051 | 3 | Industrial_2023_SC B_GWh_After Competition Groups_3 | Recommissioning | 12.05% | 3.2012 | 124.5723 | Industrial_2023_SC B_GWh_After Competition Groups_Recommissioning
Industrial | Ind ¦ SEM | 2023 | SC B | GWh | After Competition Groups | 124.5723 | 3201193.7644 | 3.2012 | 1033.7355 | 0.12051 | 4 | Industrial_2023_SC B_GWh_After Competition Groups_4 | SEM | 12.05% | 3.2012 | 124.5723 | Industrial_2023_SC B_GWh_After Competition Groups_SEM
Industrial | Ind ¦ Pump System Optimization | 2023 | SC B | GWh | After Competition Groups | 111.3185 | 3949448.7797 | 3.9494 | 1033.7355 | 0.10769 | 5 | Industrial_2023_SC B_GWh_After Competition Groups_5 | Pump System Optimization | 10.77% | 3.9494 | 111.3185 | Industrial_2023_SC B_GWh_After Competition Groups_Pump System Optimization
Industrial | Ind ¦ Efficient Compressed Air Nozzles | 2023 | SC B | GWh | After Competition Groups | 80.2079 | 536497.0284 | 0.5365 | 1033.7355 | 0.07759 | 6 | Industrial_2023_SC B_GWh_After Competition Groups_6 | Efficient Compressed Air Nozzles | 7.759% | 0.5365 | 80.2079 | Industrial_2023_SC B_GWh_After Competition Groups_Efficient Compressed Air Nozzles
Industrial | Ind ¦ High Efficiency HVAC Fans | 2023 | SC B | GWh | After Competition Groups | 61.88 | 2667445.4421 | 2.6674 | 1033.7355 | 0.059861 | 7 | Industrial_2023_SC B_GWh_After Competition Groups_7 | High Efficiency HVAC Fans | 5.986% | 2.6674 | 61.88 | Industrial_2023_SC B_GWh_After Competition Groups_High Efficiency HVAC Fans
Industrial | Ind ¦ Pump Equipment Upgrade | 2023 | SC B | GWh | After Competition Groups | 54.9151 | 3087244.4232 | 3.0872 | 1033.7355 | 0.053123 | 8 | Industrial_2023_SC B_GWh_After Competition Groups_8 | Pump Equipment Upgrade | 5.312% | 3.0872 | 54.9151 | Industrial_2023_SC B_GWh_After Competition Groups_Pump Equipment Upgrade
Industrial | Ind ¦ Greenhouse Grow Lights | 2023 | SC B | GWh | After Competition Groups | 33.3497 | 3981083.494 | 3.9811 | 1033.7355 | 0.032261 | 9 | Industrial_2023_SC B_GWh_After Competition Groups_9 | Greenhouse Grow Lights | 3.226% | 3.9811 | 33.3497 | Industrial_2023_SC B_GWh_After Competition Groups_Greenhouse Grow Lights
Industrial | Ind ¦ Material Handling Improvements | 2023 | SC B | GWh | After Competition Groups | 20.3437 | 220770.4948 | 0.22077 | 1033.7355 | 0.01968 | 10 | Industrial_2023_SC B_GWh_After Competition Groups_10 | Material Handling Improvements | 1.968% | 0.22077 | 20.3437 | Industrial_2023_SC B_GWh_After Competition Groups_Material Handling Improvements
Industrial | Ind ¦ Fan System Optimization | 2023 | SC B | GWh | After Competition Groups | 18.8365 | 1738058.3772 | 1.7381 | 1033.7355 | 0.018222 | 11 | Industrial_2023_SC B_GWh_After Competition Groups_11 | Fan System Optimization | 1.822% | 1.7381 | 18.8365 | Industrial_2023_SC B_GWh_After Competition Groups_Fan System Optimization
Industrial | Ind ¦ Pulp and Paper Process Improvements | 2023 | SC B | GWh | After Competition Groups | 17.4239 | 2012769.9238 | 2.0128 | 1033.7355 | 0.016855 | 12 | Industrial_2023_SC B_GWh_After Competition Groups_12 | Pulp and Paper Process Improvements | 1.686% | 2.0128 | 17.4239 | Industrial_2023_SC B_GWh_After Competition Groups_Pulp and Paper Process Improvements
Industrial | Ind ¦ HE Lighting | 2023 | SC B | GWh | After Competition Groups | 14.375 | 3346990.7108 | 3.347 | 1033.7355 | 0.013906 | 13 | Industrial_2023_SC B_GWh_After Competition Groups_13 | HE Lighting | 1.391% | 3.347 | 14.375 | Industrial_2023_SC B_GWh_After Competition Groups_HE Lighting
Industrial | Ind ¦ Process Heat Recovery | 2023 | SC B | GWh | After Competition Groups | 10.5231 | 591078.9601 | 0.59108 | 1033.7355 | 0.01018 | 14 | Industrial_2023_SC B_GWh_After Competition Groups_14 | Process Heat Recovery | 1.018% | 0.59108 | 10.5231 | Industrial_2023_SC B_GWh_After Competition Groups_Process Heat Recovery
Industrial | Ind ¦ Refiner Plate Improvements | 2023 | SC B | GWh | After Competition Groups | 9.3343 | 212948.8822 | 0.21295 | 1033.7355 | 0.0090296 | 15 | Industrial_2023_SC B_GWh_After Competition Groups_15 | Refiner Plate Improvements | 0.903% | 0.21295 | 9.3343 | Industrial_2023_SC B_GWh_After Competition Groups_Refiner Plate Improvements
Industrial | Ind ¦ Process Optimization (Elec) | 2023 | SC B | GWh | After Competition Groups | 8.6622 | 215414.6074 | 0.21541 | 1033.7355 | 0.0083795 | 16 | Industrial_2023_SC B_GWh_After Competition Groups_16 | Process Optimization (Elec) | 0.838% | 0.21541 | 8.6622 | Industrial_2023_SC B_GWh_After Competition Groups_Process Optimization (Elec)
Industrial | Ind ¦ VAV Conversion Project | 2023 | SC B | GWh | After Competition Groups | 7.7868 | 639121.6717 | 0.63912 | 1033.7355 | 0.0075327 | 17 | Industrial_2023_SC B_GWh_After Competition Groups_17 | VAV Conversion Project | 0.7533% | 0.63912 | 7.7868 | Industrial_2023_SC B_GWh_After Competition Groups_VAV Conversion Project
Industrial | Ind ¦ Improved Controls - Process Cooling | 2023 | SC B | GWh | After Competition Groups | 6.2558 | 311124.9614 | 0.31112 | 1033.7355 | 0.0060516 | 18 | Industrial_2023_SC B_GWh_After Competition Groups_18 | Improved Controls - Process Cooling | 0.6052% | 0.31112 | 6.2558 | Industrial_2023_SC B_GWh_After Competition Groups_Improved Controls - Process Cooling
Industrial | Ind ¦ High Efficiency Battery Charger | 2023 | SC B | GWh | After Competition Groups | 5.245 | 574977.4649 | 0.57498 | 1033.7355 | 0.0050739 | 19 | Industrial_2023_SC B_GWh_After Competition Groups_19 | High Efficiency Battery Charger | 0.5074% | 0.57498 | 5.245 | Industrial_2023_SC B_GWh_After Competition Groups_High Efficiency Battery Charger
Industrial | Ind ¦ Process Improvements | 2023 | SC B | GWh | After Competition Groups | 4.9968 | 195372.5341 | 0.19537 | 1033.7355 | 0.0048337 | 20 | Industrial_2023_SC B_GWh_After Competition Groups_20 | Process Improvements | 0.4834% | 0.19537 | 4.9968 | Industrial_2023_SC B_GWh_After Competition Groups_Process Improvements
Industrial | Ind ¦ Ventilation Optimization | 2023 | SC B | GWh | After Competition Groups | 3.3647 | 474433.2563 | 0.47443 | 1033.7355 | 0.0032549 | 21 | Industrial_2023_SC B_GWh_After Competition Groups_21 | Ventilation Optimization | 0.3255% | 0.47443 | 3.3647 | Industrial_2023_SC B_GWh_After Competition Groups_Ventilation Optimization
Industrial | Ind ¦ Improved Controls - Process Heating | 2023 | SC B | GWh | After Competition Groups | 3.1055 | 155535.4369 | 0.15554 | 1033.7355 | 0.0030042 | 22 | Industrial_2023_SC B_GWh_After Competition Groups_22 | Improved Controls - Process Heating | 0.3004% | 0.15554 | 3.1055 | Industrial_2023_SC B_GWh_After Competition Groups_Improved Controls - Process Heating
Industrial | Ind ¦ Refrigeration Compressor VFD | 2023 | SC B | GWh | After Competition Groups | 2.9813 | 355992.1165 | 0.35599 | 1033.7355 | 0.002884 | 23 | Industrial_2023_SC B_GWh_After Competition Groups_23 | Refrigeration Compressor VFD | 0.2884% | 0.35599 | 2.9813 | Industrial_2023_SC B_GWh_After Competition Groups_Refrigeration Compressor VFD
Industrial | Ind ¦ Cooling Tower Optimization | 2023 | SC B | GWh | After Competition Groups | 2.5938 | 421421.0803 | 0.42142 | 1033.7355 | 0.0025092 | 24 | Industrial_2023_SC B_GWh_After Competition Groups_24 | Cooling Tower Optimization | 0.2509% | 0.42142 | 2.5938 | Industrial_2023_SC B_GWh_After Competition Groups_Cooling Tower Optimization
Industrial | Ind ¦ Engine Block Heater Timer | 2023 | SC B | GWh | After Competition Groups | 1.8811 | 54010.9286 | 0.054011 | 1033.7355 | 0.0018197 | 25 | Industrial_2023_SC B_GWh_After Competition Groups_25 | Engine Block Heater Timer | 0.182% | 0.054011 | 1.8811 | Industrial_2023_SC B_GWh_After Competition Groups_Engine Block Heater Timer
Industrial | Ind ¦ Free Cooling | 2023 | SC B | GWh | After Competition Groups | 1.6954 | 483725.4191 | 0.48373 | 1033.7355 | 0.0016401 | 26 | Industrial_2023_SC B_GWh_After Competition Groups_26 | Free Cooling | 0.164% | 0.48373 | 1.6954 | Industrial_2023_SC B_GWh_After Competition Groups_Free Cooling
Industrial | Ind ¦ Air Compressor Heat Recovery | 2023 | SC B | GWh | After Competition Groups | 0.85889 | 48289.3094 | 0.048289 | 1033.7355 | 0.00083086 | 27 | Industrial_2023_SC B_GWh_After Competition Groups_27 | Air Compressor Heat Recovery | 0.08309% | 0.048289 | 0.85889 | Industrial_2023_SC B_GWh_After Competition Groups_Air Compressor Heat Recovery
Industrial | Ind ¦ Dairy Pre-Cooler | 2023 | SC B | GWh | After Competition Groups | 0.62872 | 44296.9251 | 0.044297 | 1033.7355 | 0.00060821 | 28 | Industrial_2023_SC B_GWh_After Competition Groups_28 | Dairy Pre-Cooler | 0.06082% | 0.044297 | 0.62872 | Industrial_2023_SC B_GWh_After Competition Groups_Dairy Pre-Cooler
Industrial | Ind ¦ Efficient Irrigation | 2023 | SC B | GWh | After Competition Groups | 0.46677 | 65182.5287 | 0.065183 | 1033.7355 | 0.00045153 | 29 | Industrial_2023_SC B_GWh_After Competition Groups_29 | Efficient Irrigation | 0.04515% | 0.065183 | 0.46677 | Industrial_2023_SC B_GWh_After Competition Groups_Efficient Irrigation
Industrial | Ind ¦ Efficient Refrigeration Compressor | 2023 | SC B | GWh | After Competition Groups | 0.41738 | 10113.7785 | 0.010114 | 1033.7355 | 0.00040376 | 30 | Industrial_2023_SC B_GWh_After Competition Groups_30 | Efficient Refrigeration Compressor | 0.04038% | 0.010114 | 0.41738 | Industrial_2023_SC B_GWh_After Competition Groups_Efficient Refrigeration Compressor
Industrial | Ind ¦ Dairy Water Heater | 2023 | SC B | GWh | After Competition Groups | 0.039941 | 3467.4406 | 0.0034674 | 1033.7355 | 3.8637e-05 | 31 | Industrial_2023_SC B_GWh_After Competition Groups_31 | Dairy Water Heater | 0.003864% | 0.0034674 | 0.039941 | Industrial_2023_SC B_GWh_After Competition Groups_Dairy Water Heater
Industrial | Ind ¦ Heat Lamps/Heat Pad | 2023 | SC B | GWh | After Competition Groups | 0 | 0 | 0 | 1033.7355 | 0 | 32 | Industrial_2023_SC B_GWh_After Competition Groups_32 | Heat Lamps/Heat Pad | 0% | 0 | 0 | Industrial_2023_SC B_GWh_After Competition Groups_Heat Lamps/Heat Pad
Industrial | Ind ¦ Air Compressor Optimization | 2023 | SC C | GWh | After Competition Groups | 125.1032 | 1478426.5655 | 1.4784 | 618.653 | 0.20222 | 1 | Industrial_2023_SC C_GWh_After Competition Groups_1 | Air Compressor Optimization | 20.22% | 1.4784 | 125.1032 | Industrial_2023_SC C_GWh_After Competition Groups_Air Compressor Optimization
Industrial | Ind ¦ Pump System Optimization | 2023 | SC C | GWh | After Competition Groups | 111.3185 | 3949843.7641 | 3.9498 | 618.653 | 0.17994 | 2 | Industrial_2023_SC C_GWh_After Competition Groups_2 | Pump System Optimization | 17.99% | 3.9498 | 111.3185 | Industrial_2023_SC C_GWh_After Competition Groups_Pump System Optimization
Industrial | Ind ¦ Air Leak Survey and Repair | 2023 | SC C | GWh | After Competition Groups | 65.7094 | 281109.7353 | 0.28111 | 618.653 | 0.10621 | 3 | Industrial_2023_SC C_GWh_After Competition Groups_3 | Air Leak Survey and Repair | 10.62% | 0.28111 | 65.7094 | Industrial_2023_SC C_GWh_After Competition Groups_Air Leak Survey and Repair
Industrial | Ind ¦ Pump Equipment Upgrade | 2023 | SC C | GWh | After Competition Groups | 54.9151 | 3087553.1785 | 3.0876 | 618.653 | 0.088766 | 4 | Industrial_2023_SC C_GWh_After Competition Groups_4 | Pump Equipment Upgrade | 8.877% | 3.0876 | 54.9151 | Industrial_2023_SC C_GWh_After Competition Groups_Pump Equipment Upgrade
Industrial | Ind ¦ Recommissioning | 2023 | SC C | GWh | After Competition Groups | 46.5097 | 1204711.6428 | 1.2047 | 618.653 | 0.075179 | 5 | Industrial_2023_SC C_GWh_After Competition Groups_5 | Recommissioning | 7.518% | 1.2047 | 46.5097 | Industrial_2023_SC C_GWh_After Competition Groups_Recommissioning
Industrial | Ind ¦ SEM | 2023 | SC C | GWh | After Competition Groups | 46.5097 | 1204711.6428 | 1.2047 | 618.653 | 0.075179 | 6 | Industrial_2023_SC C_GWh_After Competition Groups_6 | SEM | 7.518% | 1.2047 | 46.5097 | Industrial_2023_SC C_GWh_After Competition Groups_SEM
Industrial | Ind ¦ High Efficiency HVAC Fans | 2023 | SC C | GWh | After Competition Groups | 34.0435 | 1204970.2672 | 1.205 | 618.653 | 0.055028 | 7 | Industrial_2023_SC C_GWh_After Competition Groups_7 | High Efficiency HVAC Fans | 5.503% | 1.205 | 34.0435 | Industrial_2023_SC C_GWh_After Competition Groups_High Efficiency HVAC Fans
Industrial | Ind ¦ Efficient Compressed Air Nozzles | 2023 | SC C | GWh | After Competition Groups | 30.0373 | 201934.3718 | 0.20193 | 618.653 | 0.048553 | 8 | Industrial_2023_SC C_GWh_After Competition Groups_8 | Efficient Compressed Air Nozzles | 4.855% | 0.20193 | 30.0373 | Industrial_2023_SC C_GWh_After Competition Groups_Efficient Compressed Air Nozzles
Industrial | Ind ¦ Greenhouse Grow Lights | 2023 | SC C | GWh | After Competition Groups | 22.9567 | 1854334.0285 | 1.8543 | 618.653 | 0.037108 | 9 | Industrial_2023_SC C_GWh_After Competition Groups_9 | Greenhouse Grow Lights | 3.711% | 1.8543 | 22.9567 | Industrial_2023_SC C_GWh_After Competition Groups_Greenhouse Grow Lights
Industrial | Ind ¦ Fan System Optimization | 2023 | SC C | GWh | After Competition Groups | 18.8365 | 1738232.2004 | 1.7382 | 618.653 | 0.030448 | 10 | Industrial_2023_SC C_GWh_After Competition Groups_10 | Fan System Optimization | 3.045% | 1.7382 | 18.8365 | Industrial_2023_SC C_GWh_After Competition Groups_Fan System Optimization
Industrial | Ind ¦ Material Handling Improvements | 2023 | SC C | GWh | After Competition Groups | 12.9428 | 112991.5772 | 0.11299 | 618.653 | 0.020921 | 11 | Industrial_2023_SC C_GWh_After Competition Groups_11 | Material Handling Improvements | 2.092% | 0.11299 | 12.9428 | Industrial_2023_SC C_GWh_After Competition Groups_Material Handling Improvements
Industrial | Ind ¦ Process Optimization (Elec) | 2023 | SC C | GWh | After Competition Groups | 8.6622 | 215436.151 | 0.21544 | 618.653 | 0.014002 | 12 | Industrial_2023_SC C_GWh_After Competition Groups_12 | Process Optimization (Elec) | 1.4% | 0.21544 | 8.6622 | Industrial_2023_SC C_GWh_After Competition Groups_Process Optimization (Elec)
Industrial | Ind ¦ Pulp and Paper Process Improvements | 2023 | SC C | GWh | After Competition Groups | 6.4971 | 753717.0855 | 0.75372 | 618.653 | 0.010502 | 13 | Industrial_2023_SC C_GWh_After Competition Groups_13 | Pulp and Paper Process Improvements | 1.05% | 0.75372 | 6.4971 | Industrial_2023_SC C_GWh_After Competition Groups_Pulp and Paper Process Improvements
Industrial | Ind ¦ HE Lighting | 2023 | SC C | GWh | After Competition Groups | 5.3909 | 1251349.9201 | 1.2513 | 618.653 | 0.0087139 | 14 | Industrial_2023_SC C_GWh_After Competition Groups_14 | HE Lighting | 0.8714% | 1.2513 | 5.3909 | Industrial_2023_SC C_GWh_After Competition Groups_HE Lighting
Industrial | Ind ¦ Process Heat Recovery | 2023 | SC C | GWh | After Competition Groups | 3.9263 | 221896.262 | 0.2219 | 618.653 | 0.0063466 | 15 | Industrial_2023_SC C_GWh_After Competition Groups_15 | Process Heat Recovery | 0.6347% | 0.2219 | 3.9263 | Industrial_2023_SC C_GWh_After Competition Groups_Process Heat Recovery
Industrial | Ind ¦ Refiner Plate Improvements | 2023 | SC C | GWh | After Competition Groups | 3.4823 | 79720.8418 | 0.079721 | 618.653 | 0.0056288 | 16 | Industrial_2023_SC C_GWh_After Competition Groups_16 | Refiner Plate Improvements | 0.5629% | 0.079721 | 3.4823 | Industrial_2023_SC C_GWh_After Competition Groups_Refiner Plate Improvements
Industrial | Ind ¦ Ventilation Optimization | 2023 | SC C | GWh | After Competition Groups | 3.3647 | 474480.7044 | 0.47448 | 618.653 | 0.0054388 | 17 | Industrial_2023_SC C_GWh_After Competition Groups_17 | Ventilation Optimization | 0.5439% | 0.47448 | 3.3647 | Industrial_2023_SC C_GWh_After Competition Groups_Ventilation Optimization
Industrial | Ind ¦ VAV Conversion Project | 2023 | SC C | GWh | After Competition Groups | 2.907 | 240438.2607 | 0.24044 | 618.653 | 0.0046989 | 18 | Industrial_2023_SC C_GWh_After Competition Groups_18 | VAV Conversion Project | 0.4699% | 0.24044 | 2.907 | Industrial_2023_SC C_GWh_After Competition Groups_VAV Conversion Project
Industrial | Ind ¦ High Efficiency Battery Charger | 2023 | SC C | GWh | After Competition Groups | 2.6474 | 250901.5361 | 0.2509 | 618.653 | 0.0042793 | 19 | Industrial_2023_SC C_GWh_After Competition Groups_19 | High Efficiency Battery Charger | 0.4279% | 0.2509 | 2.6474 | Industrial_2023_SC C_GWh_After Competition Groups_High Efficiency Battery Charger
Industrial | Ind ¦ Cooling Tower Optimization | 2023 | SC C | GWh | After Competition Groups | 2.5938 | 421463.2266 | 0.42146 | 618.653 | 0.0041927 | 20 | Industrial_2023_SC C_GWh_After Competition Groups_20 | Cooling Tower Optimization | 0.4193% | 0.42146 | 2.5938 | Industrial_2023_SC C_GWh_After Competition Groups_Cooling Tower Optimization
Industrial | Ind ¦ Improved Controls - Process Cooling | 2023 | SC C | GWh | After Competition Groups | 2.3354 | 117044.1052 | 0.11704 | 618.653 | 0.0037749 | 21 | Industrial_2023_SC C_GWh_After Competition Groups_21 | Improved Controls - Process Cooling | 0.3775% | 0.11704 | 2.3354 | Industrial_2023_SC C_GWh_After Competition Groups_Improved Controls - Process Cooling
Industrial | Ind ¦ Refrigeration Compressor VFD | 2023 | SC C | GWh | After Competition Groups | 2.2258 | 187117.3175 | 0.18712 | 618.653 | 0.0035978 | 22 | Industrial_2023_SC C_GWh_After Competition Groups_22 | Refrigeration Compressor VFD | 0.3598% | 0.18712 | 2.2258 | Industrial_2023_SC C_GWh_After Competition Groups_Refrigeration Compressor VFD
Industrial | Ind ¦ Process Improvements | 2023 | SC C | GWh | After Competition Groups | 1.8656 | 73524.135 | 0.073524 | 618.653 | 0.0030155 | 23 | Industrial_2023_SC C_GWh_After Competition Groups_23 | Process Improvements | 0.3016% | 0.073524 | 1.8656 | Industrial_2023_SC C_GWh_After Competition Groups_Process Improvements
Industrial | Ind ¦ Improved Controls - Process Heating | 2023 | SC C | GWh | After Competition Groups | 1.1603 | 58687.3337 | 0.058687 | 618.653 | 0.0018755 | 24 | Industrial_2023_SC C_GWh_After Competition Groups_24 | Improved Controls - Process Heating | 0.1875% | 0.058687 | 1.1603 | Industrial_2023_SC C_GWh_After Competition Groups_Improved Controls - Process Heating
Industrial | Ind ¦ Engine Block Heater Timer | 2023 | SC C | GWh | After Competition Groups | 0.70209 | 20302.1403 | 0.020302 | 618.653 | 0.0011349 | 25 | Industrial_2023_SC C_GWh_After Competition Groups_25 | Engine Block Heater Timer | 0.1135% | 0.020302 | 0.70209 | Industrial_2023_SC C_GWh_After Competition Groups_Engine Block Heater Timer
Industrial | Ind ¦ Free Cooling | 2023 | SC C | GWh | After Competition Groups | 0.63396 | 183041.39 | 0.18304 | 618.653 | 0.0010247 | 26 | Industrial_2023_SC C_GWh_After Competition Groups_26 | Free Cooling | 0.1025% | 0.18304 | 0.63396 | Industrial_2023_SC C_GWh_After Competition Groups_Free Cooling
Industrial | Ind ¦ Dairy Pre-Cooler | 2023 | SC C | GWh | After Competition Groups | 0.53225 | 32629.9655 | 0.03263 | 618.653 | 0.00086033 | 27 | Industrial_2023_SC C_GWh_After Competition Groups_27 | Dairy Pre-Cooler | 0.08603% | 0.03263 | 0.53225 | Industrial_2023_SC C_GWh_After Competition Groups_Dairy Pre-Cooler
Industrial | Ind ¦ Air Compressor Heat Recovery | 2023 | SC C | GWh | After Competition Groups | 0.32074 | 18185.9962 | 0.018186 | 618.653 | 0.00051844 | 28 | Industrial_2023_SC C_GWh_After Competition Groups_28 | Air Compressor Heat Recovery | 0.05184% | 0.018186 | 0.32074 | Industrial_2023_SC C_GWh_After Competition Groups_Air Compressor Heat Recovery
Industrial | Ind ¦ Efficient Refrigeration Compressor | 2023 | SC C | GWh | After Competition Groups | 0.31133 | 5277.5502 | 0.0052776 | 618.653 | 0.00050324 | 29 | Industrial_2023_SC C_GWh_After Competition Groups_29 | Efficient Refrigeration Compressor | 0.05032% | 0.0052776 | 0.31133 | Industrial_2023_SC C_GWh_After Competition Groups_Efficient Refrigeration Compressor
Industrial | Ind ¦ Efficient Irrigation | 2023 | SC C | GWh | After Competition Groups | 0.17504 | 24369.0461 | 0.024369 | 618.653 | 0.00028293 | 30 | Industrial_2023_SC C_GWh_After Competition Groups_30 | Efficient Irrigation | 0.02829% | 0.024369 | 0.17504 | Industrial_2023_SC C_GWh_After Competition Groups_Efficient Irrigation
Industrial | Ind ¦ Dairy Water Heater | 2023 | SC C | GWh | After Competition Groups | 0.036189 | 3040.1679 | 0.0030402 | 618.653 | 5.8496e-05 | 31 | Industrial_2023_SC C_GWh_After Competition Groups_31 | Dairy Water Heater | 0.00585% | 0.0030402 | 0.036189 | Industrial_2023_SC C_GWh_After Competition Groups_Dairy Water Heater
Industrial | Ind ¦ Heat Lamps/Heat Pad | 2023 | SC C | GWh | After Competition Groups | 0 | 0 | 0 | 618.653 | 0 | 32 | Industrial_2023_SC C_GWh_After Competition Groups_32 | Heat Lamps/Heat Pad | 0% | 0 | 0 | Industrial_2023_SC C_GWh_After Competition Groups_Heat Lamps/Heat Pad
Industrial | Ind ¦ Air Compressor Optimization | 2023 | SC D | GWh | After Competition Groups | 125.1032 | 0 | 0 | 586.2532 | 0.21339 | 1 | Industrial_2023_SC D_GWh_After Competition Groups_1 | Air Compressor Optimization | 21.34% | 0 | 125.1032 | Industrial_2023_SC D_GWh_After Competition Groups_Air Compressor Optimization
Industrial | Ind ¦ Pump System Optimization | 2023 | SC D | GWh | After Competition Groups | 109.1314 | 0 | 0 | 586.2532 | 0.18615 | 2 | Industrial_2023_SC D_GWh_After Competition Groups_2 | Pump System Optimization | 18.62% | 0 | 109.1314 | Industrial_2023_SC D_GWh_After Competition Groups_Pump System Optimization
Industrial | Ind ¦ Air Leak Survey and Repair | 2023 | SC D | GWh | After Competition Groups | 65.5982 | 0 | 0 | 586.2532 | 0.11189 | 3 | Industrial_2023_SC D_GWh_After Competition Groups_3 | Air Leak Survey and Repair | 11.19% | 0 | 65.5982 | Industrial_2023_SC D_GWh_After Competition Groups_Air Leak Survey and Repair
Industrial | Ind ¦ Pump Equipment Upgrade | 2023 | SC D | GWh | After Competition Groups | 51.8664 | 0 | 0 | 586.2532 | 0.088471 | 4 | Industrial_2023_SC D_GWh_After Competition Groups_4 | Pump Equipment Upgrade | 8.847% | 0 | 51.8664 | Industrial_2023_SC D_GWh_After Competition Groups_Pump Equipment Upgrade
Industrial | Ind ¦ SEM | 2023 | SC D | GWh | After Competition Groups | 46.5097 | 0 | 0 | 586.2532 | 0.079334 | 5 | Industrial_2023_SC D_GWh_After Competition Groups_5 | SEM | 7.933% | 0 | 46.5097 | Industrial_2023_SC D_GWh_After Competition Groups_SEM
Industrial | Ind ¦ Recommissioning | 2023 | SC D | GWh | After Competition Groups | 45.0072 | 0 | 0 | 586.2532 | 0.076771 | 6 | Industrial_2023_SC D_GWh_After Competition Groups_6 | Recommissioning | 7.677% | 0 | 45.0072 | Industrial_2023_SC D_GWh_After Competition Groups_Recommissioning
Industrial | Ind ¦ High Efficiency HVAC Fans | 2023 | SC D | GWh | After Competition Groups | 32.6134 | 0 | 0 | 586.2532 | 0.05563 | 7 | Industrial_2023_SC D_GWh_After Competition Groups_7 | High Efficiency HVAC Fans | 5.563% | 0 | 32.6134 | Industrial_2023_SC D_GWh_After Competition Groups_High Efficiency HVAC Fans
Industrial | Ind ¦ Efficient Compressed Air Nozzles | 2023 | SC D | GWh | After Competition Groups | 30.0373 | 0 | 0 | 586.2532 | 0.051236 | 8 | Industrial_2023_SC D_GWh_After Competition Groups_8 | Efficient Compressed Air Nozzles | 5.124% | 0 | 30.0373 | Industrial_2023_SC D_GWh_After Competition Groups_Efficient Compressed Air Nozzles
Industrial | Ind ¦ Fan System Optimization | 2023 | SC D | GWh | After Competition Groups | 18.8365 | 0 | 0 | 586.2532 | 0.03213 | 9 | Industrial_2023_SC D_GWh_After Competition Groups_9 | Fan System Optimization | 3.213% | 0 | 18.8365 | Industrial_2023_SC D_GWh_After Competition Groups_Fan System Optimization
Industrial | Ind ¦ Greenhouse Grow Lights | 2023 | SC D | GWh | After Competition Groups | 15.4005 | 0 | 0 | 586.2532 | 0.026269 | 10 | Industrial_2023_SC D_GWh_After Competition Groups_10 | Greenhouse Grow Lights | 2.627% | 0 | 15.4005 | Industrial_2023_SC D_GWh_After Competition Groups_Greenhouse Grow Lights
Industrial | Ind ¦ Material Handling Improvements | 2023 | SC D | GWh | After Competition Groups | 12.9428 | 0 | 0 | 586.2532 | 0.022077 | 11 | Industrial_2023_SC D_GWh_After Competition Groups_11 | Material Handling Improvements | 2.208% | 0 | 12.9428 | Industrial_2023_SC D_GWh_After Competition Groups_Material Handling Improvements
Industrial | Ind ¦ Process Optimization (Elec) | 2023 | SC D | GWh | After Competition Groups | 8.6622 | 0 | 0 | 586.2532 | 0.014776 | 12 | Industrial_2023_SC D_GWh_After Competition Groups_12 | Process Optimization (Elec) | 1.478% | 0 | 8.6622 | Industrial_2023_SC D_GWh_After Competition Groups_Process Optimization (Elec)
Industrial | Ind ¦ Refiner Plate Improvements | 2023 | SC D | GWh | After Competition Groups | 3.4823 | 0 | 0 | 586.2532 | 0.0059399 | 13 | Industrial_2023_SC D_GWh_After Competition Groups_13 | Refiner Plate Improvements | 0.594% | 0 | 3.4823 | Industrial_2023_SC D_GWh_After Competition Groups_Refiner Plate Improvements
Industrial | Ind ¦ Process Heat Recovery | 2023 | SC D | GWh | After Competition Groups | 2.971 | 0 | 0 | 586.2532 | 0.0050677 | 14 | Industrial_2023_SC D_GWh_After Competition Groups_14 | Process Heat Recovery | 0.5068% | 0 | 2.971 | Industrial_2023_SC D_GWh_After Competition Groups_Process Heat Recovery
Industrial | Ind ¦ Ventilation Optimization | 2023 | SC D | GWh | After Competition Groups | 2.9186 | 0 | 0 | 586.2532 | 0.0049784 | 15 | Industrial_2023_SC D_GWh_After Competition Groups_15 | Ventilation Optimization | 0.4978% | 0 | 2.9186 | Industrial_2023_SC D_GWh_After Competition Groups_Ventilation Optimization
Industrial | Ind ¦ Improved Controls - Process Cooling | 2023 | SC D | GWh | After Competition Groups | 2.3354 | 0 | 0 | 586.2532 | 0.0039835 | 16 | Industrial_2023_SC D_GWh_After Competition Groups_16 | Improved Controls - Process Cooling | 0.3984% | 0 | 2.3354 | Industrial_2023_SC D_GWh_After Competition Groups_Improved Controls - Process Cooling
Industrial | Ind ¦ Cooling Tower Optimization | 2023 | SC D | GWh | After Competition Groups | 2.3321 | 0 | 0 | 586.2532 | 0.003978 | 17 | Industrial_2023_SC D_GWh_After Competition Groups_17 | Cooling Tower Optimization | 0.3978% | 0 | 2.3321 | Industrial_2023_SC D_GWh_After Competition Groups_Cooling Tower Optimization
Industrial | Ind ¦ VAV Conversion Project | 2023 | SC D | GWh | After Competition Groups | 1.9948 | 0 | 0 | 586.2532 | 0.0034026 | 18 | Industrial_2023_SC D_GWh_After Competition Groups_18 | VAV Conversion Project | 0.3403% | 0 | 1.9948 | Industrial_2023_SC D_GWh_After Competition Groups_VAV Conversion Project
Industrial | Ind ¦ Process Improvements | 2023 | SC D | GWh | After Competition Groups | 1.6455 | 0 | 0 | 586.2532 | 0.0028069 | 19 | Industrial_2023_SC D_GWh_After Competition Groups_19 | Process Improvements | 0.2807% | 0 | 1.6455 | Industrial_2023_SC D_GWh_After Competition Groups_Process Improvements
Industrial | Ind ¦ Refrigeration Compressor VFD | 2023 | SC D | GWh | After Competition Groups | 1.3548 | 0 | 0 | 586.2532 | 0.002311 | 20 | Industrial_2023_SC D_GWh_After Competition Groups_20 | Refrigeration Compressor VFD | 0.2311% | 0 | 1.3548 | Industrial_2023_SC D_GWh_After Competition Groups_Refrigeration Compressor VFD
Industrial | Ind ¦ High Efficiency Battery Charger | 2023 | SC D | GWh | After Competition Groups | 1.303 | 0 | 0 | 586.2532 | 0.0022227 | 21 | Industrial_2023_SC D_GWh_After Competition Groups_21 | High Efficiency Battery Charger | 0.2223% | 0 | 1.303 | Industrial_2023_SC D_GWh_After Competition Groups_High Efficiency Battery Charger
Industrial | Ind ¦ Improved Controls - Process Heating | 2023 | SC D | GWh | After Competition Groups | 1.0424 | 0 | 0 | 586.2532 | 0.0017781 | 22 | Industrial_2023_SC D_GWh_After Competition Groups_22 | Improved Controls - Process Heating | 0.1778% | 0 | 1.0424 | Industrial_2023_SC D_GWh_After Competition Groups_Improved Controls - Process Heating
Industrial | Ind ¦ Pulp and Paper Process Improvements | 2023 | SC D | GWh | After Competition Groups | 0.84988 | 0 | 0 | 586.2532 | 0.0014497 | 23 | Industrial_2023_SC D_GWh_After Competition Groups_23 | Pulp and Paper Process Improvements | 0.145% | 0 | 0.84988 | Industrial_2023_SC D_GWh_After Competition Groups_Pulp and Paper Process Improvements
Industrial | Ind ¦ Engine Block Heater Timer | 2023 | SC D | GWh | After Competition Groups | 0.66687 | 0 | 0 | 586.2532 | 0.0011375 | 24 | Industrial_2023_SC D_GWh_After Competition Groups_24 | Engine Block Heater Timer | 0.1138% | 0 | 0.66687 | Industrial_2023_SC D_GWh_After Competition Groups_Engine Block Heater Timer
Industrial | Ind ¦ HE Lighting | 2023 | SC D | GWh | After Competition Groups | 0.58577 | 0 | 0 | 586.2532 | 0.00099918 | 25 | Industrial_2023_SC D_GWh_After Competition Groups_25 | HE Lighting | 0.09992% | 0 | 0.58577 | Industrial_2023_SC D_GWh_After Competition Groups_HE Lighting
Industrial | Ind ¦ Efficient Refrigeration Compressor | 2023 | SC D | GWh | After Competition Groups | 0.30949 | 0 | 0 | 586.2532 | 0.00052791 | 26 | Industrial_2023_SC D_GWh_After Competition Groups_26 | Efficient Refrigeration Compressor | 0.05279% | 0 | 0.30949 | Industrial_2023_SC D_GWh_After Competition Groups_Efficient Refrigeration Compressor
Industrial | Ind ¦ Air Compressor Heat Recovery | 2023 | SC D | GWh | After Competition Groups | 0.29259 | 0 | 0 | 586.2532 | 0.00049908 | 27 | Industrial_2023_SC D_GWh_After Competition Groups_27 | Air Compressor Heat Recovery | 0.04991% | 0 | 0.29259 | Industrial_2023_SC D_GWh_After Competition Groups_Air Compressor Heat Recovery
Industrial | Ind ¦ Dairy Pre-Cooler | 2023 | SC D | GWh | After Competition Groups | 0.25677 | 0 | 0 | 586.2532 | 0.00043799 | 28 | Industrial_2023_SC D_GWh_After Competition Groups_28 | Dairy Pre-Cooler | 0.0438% | 0 | 0.25677 | Industrial_2023_SC D_GWh_After Competition Groups_Dairy Pre-Cooler
Industrial | Ind ¦ Efficient Irrigation | 2023 | SC D | GWh | After Competition Groups | 0.11217 | 0 | 0 | 586.2532 | 0.00019134 | 29 | Industrial_2023_SC D_GWh_After Competition Groups_29 | Efficient Irrigation | 0.01913% | 0 | 0.11217 | Industrial_2023_SC D_GWh_After Competition Groups_Efficient Irrigation
Industrial | Ind ¦ Free Cooling | 2023 | SC D | GWh | After Competition Groups | 0.090939 | 0 | 0 | 586.2532 | 0.00015512 | 30 | Industrial_2023_SC D_GWh_After Competition Groups_30 | Free Cooling | 0.01551% | 0 | 0.090939 | Industrial_2023_SC D_GWh_After Competition Groups_Free Cooling
Industrial | Ind ¦ Heat Lamps/Heat Pad | 2023 | SC D | GWh | After Competition Groups | 0 | 0 | 0 | 586.2532 | 0 | 31 | Industrial_2023_SC D_GWh_After Competition Groups_31 | Heat Lamps/Heat Pad | 0% | 0 | 0 | Industrial_2023_SC D_GWh_After Competition Groups_Heat Lamps/Heat Pad
Industrial | Ind ¦ Pump System Optimization | 2023 | Technical | GWh | After Competition Groups | 636.6916 | 0 | 0 | 5024.1647 | 0.12673 | 1 | Industrial_2023_Technical_GWh_After Competition Groups_1 | Pump System Optimization | 12.67% | 0 | 636.6916 | Industrial_2023_Technical_GWh_After Competition Groups_Pump System Optimization
Industrial | Ind ¦ Air Leak Survey and Repair | 2023 | Technical | GWh | After Competition Groups | 613.1255 | 0 | 0 | 5024.1647 | 0.12204 | 2 | Industrial_2023_Technical_GWh_After Competition Groups_2 | Air Leak Survey and Repair | 12.2% | 0 | 613.1255 | Industrial_2023_Technical_GWh_After Competition Groups_Air Leak Survey and Repair
Industrial | Ind ¦ HE Lighting | 2023 | Technical | GWh | After Competition Groups | 532.5193 | 0 | 0 | 5024.1647 | 0.10599 | 3 | Industrial_2023_Technical_GWh_After Competition Groups_3 | HE Lighting | 10.6% | 0 | 532.5193 | Industrial_2023_Technical_GWh_After Competition Groups_HE Lighting
Industrial | Ind ¦ Recommissioning | 2023 | Technical | GWh | After Competition Groups | 443.4113 | 0 | 0 | 5024.1647 | 0.088256 | 4 | Industrial_2023_Technical_GWh_After Competition Groups_4 | Recommissioning | 8.826% | 0 | 443.4113 | Industrial_2023_Technical_GWh_After Competition Groups_Recommissioning
Industrial | Ind ¦ SEM | 2023 | Technical | GWh | After Competition Groups | 443.4113 | 0 | 0 | 5024.1647 | 0.088256 | 5 | Industrial_2023_Technical_GWh_After Competition Groups_5 | SEM | 8.826% | 0 | 443.4113 | Industrial_2023_Technical_GWh_After Competition Groups_SEM
Industrial | Ind ¦ Air Compressor Optimization | 2023 | Technical | GWh | After Competition Groups | 367.0532 | 0 | 0 | 5024.1647 | 0.073058 | 6 | Industrial_2023_Technical_GWh_After Competition Groups_6 | Air Compressor Optimization | 7.306% | 0 | 367.0532 | Industrial_2023_Technical_GWh_After Competition Groups_Air Compressor Optimization
Industrial | Ind ¦ Efficient Compressed Air Nozzles | 2023 | Technical | GWh | After Competition Groups | 349.4674 | 0 | 0 | 5024.1647 | 0.069557 | 7 | Industrial_2023_Technical_GWh_After Competition Groups_7 | Efficient Compressed Air Nozzles | 6.956% | 0 | 349.4674 | Industrial_2023_Technical_GWh_After Competition Groups_Efficient Compressed Air Nozzles
Industrial | Ind ¦ Pump Equipment Upgrade | 2023 | Technical | GWh | After Competition Groups | 299.9612 | 0 | 0 | 5024.1647 | 0.059704 | 8 | Industrial_2023_Technical_GWh_After Competition Groups_8 | Pump Equipment Upgrade | 5.97% | 0 | 299.9612 | Industrial_2023_Technical_GWh_After Competition Groups_Pump Equipment Upgrade
Industrial | Ind ¦ High Efficiency HVAC Fans | 2023 | Technical | GWh | After Competition Groups | 204.8259 | 0 | 0 | 5024.1647 | 0.040768 | 9 | Industrial_2023_Technical_GWh_After Competition Groups_9 | High Efficiency HVAC Fans | 4.077% | 0 | 204.8259 | Industrial_2023_Technical_GWh_After Competition Groups_High Efficiency HVAC Fans
Industrial | Ind ¦ Process Optimization (Elec) | 2023 | Technical | GWh | After Competition Groups | 180.9652 | 0 | 0 | 5024.1647 | 0.036019 | 10 | Industrial_2023_Technical_GWh_After Competition Groups_10 | Process Optimization (Elec) | 3.602% | 0 | 180.9652 | Industrial_2023_Technical_GWh_After Competition Groups_Process Optimization (Elec)
Industrial | Ind ¦ Premium Efficient Motors | 2023 | Technical | GWh | After Competition Groups | 150.2516 | 0 | 0 | 5024.1647 | 0.029906 | 11 | Industrial_2023_Technical_GWh_After Competition Groups_11 | Premium Efficient Motors | 2.991% | 0 | 150.2516 | Industrial_2023_Technical_GWh_After Competition Groups_Premium Efficient Motors
Industrial | Ind ¦ Greenhouse Grow Lights | 2023 | Technical | GWh | After Competition Groups | 137.3683 | 0 | 0 | 5024.1647 | 0.027342 | 12 | Industrial_2023_Technical_GWh_After Competition Groups_12 | Greenhouse Grow Lights | 2.734% | 0 | 137.3683 | Industrial_2023_Technical_GWh_After Competition Groups_Greenhouse Grow Lights
Industrial | Ind ¦ HE HVAC Controls | 2023 | Technical | GWh | After Competition Groups | 80.0771 | 0 | 0 | 5024.1647 | 0.015938 | 13 | Industrial_2023_Technical_GWh_After Competition Groups_13 | HE HVAC Controls | 1.594% | 0 | 80.0771 | Industrial_2023_Technical_GWh_After Competition Groups_HE HVAC Controls
Industrial | Ind ¦ Pulp and Paper Process Improvements | 2023 | Technical | GWh | After Competition Groups | 66.7909 | 0 | 0 | 5024.1647 | 0.013294 | 14 | Industrial_2023_Technical_GWh_After Competition Groups_14 | Pulp and Paper Process Improvements | 1.329% | 0 | 66.7909 | Industrial_2023_Technical_GWh_After Competition Groups_Pulp and Paper Process Improvements
Industrial | Ind ¦ Fan System Optimization | 2023 | Technical | GWh | After Competition Groups | 57.0287 | 0 | 0 | 5024.1647 | 0.011351 | 15 | Industrial_2023_Technical_GWh_After Competition Groups_15 | Fan System Optimization | 1.135% | 0 | 57.0287 | Industrial_2023_Technical_GWh_After Competition Groups_Fan System Optimization
Industrial | Ind ¦ Material Handling Improvements | 2023 | Technical | GWh | After Competition Groups | 56.9869 | 0 | 0 | 5024.1647 | 0.011343 | 16 | Industrial_2023_Technical_GWh_After Competition Groups_16 | Material Handling Improvements | 1.134% | 0 | 56.9869 | Industrial_2023_Technical_GWh_After Competition Groups_Material Handling Improvements
Industrial | Ind ¦ HE HVAC Units | 2023 | Technical | GWh | After Competition Groups | 45.1078 | 0 | 0 | 5024.1647 | 0.0089782 | 17 | Industrial_2023_Technical_GWh_After Competition Groups_17 | HE HVAC Units | 0.8978% | 0 | 45.1078 | Industrial_2023_Technical_GWh_After Competition Groups_HE HVAC Units
Industrial | Ind ¦ Refiner Plate Improvements | 2023 | Technical | GWh | After Competition Groups | 42.3767 | 0 | 0 | 5024.1647 | 0.0084346 | 18 | Industrial_2023_Technical_GWh_After Competition Groups_18 | Refiner Plate Improvements | 0.8435% | 0 | 42.3767 | Industrial_2023_Technical_GWh_After Competition Groups_Refiner Plate Improvements
Industrial | Ind ¦ Process Heat Recovery | 2023 | Technical | GWh | After Competition Groups | 38.3778 | 0 | 0 | 5024.1647 | 0.0076386 | 19 | Industrial_2023_Technical_GWh_After Competition Groups_19 | Process Heat Recovery | 0.7639% | 0 | 38.3778 | Industrial_2023_Technical_GWh_After Competition Groups_Process Heat Recovery
Industrial | Ind ¦ Ventilation Optimization | 2023 | Technical | GWh | After Competition Groups | 27.3422 | 0 | 0 | 5024.1647 | 0.0054421 | 20 | Industrial_2023_Technical_GWh_After Competition Groups_20 | Ventilation Optimization | 0.5442% | 0 | 27.3422 | Industrial_2023_Technical_GWh_After Competition Groups_Ventilation Optimization
Industrial | Ind ¦ VAV Conversion Project | 2023 | Technical | GWh | After Competition Groups | 27.2326 | 0 | 0 | 5024.1647 | 0.0054203 | 21 | Industrial_2023_Technical_GWh_After Competition Groups_21 | VAV Conversion Project | 0.542% | 0 | 27.2326 | Industrial_2023_Technical_GWh_After Competition Groups_VAV Conversion Project
Industrial | Ind ¦ Cold Storage Retrofit | 2023 | Technical | GWh | After Competition Groups | 24.477 | 0 | 0 | 5024.1647 | 0.0048719 | 22 | Industrial_2023_Technical_GWh_After Competition Groups_22 | Cold Storage Retrofit | 0.4872% | 0 | 24.477 | Industrial_2023_Technical_GWh_After Competition Groups_Cold Storage Retrofit
Industrial | Ind ¦ Synchronous Belts | 2023 | Technical | GWh | After Competition Groups | 22.279 | 0 | 0 | 5024.1647 | 0.0044344 | 23 | Industrial_2023_Technical_GWh_After Competition Groups_23 | Synchronous Belts | 0.4434% | 0 | 22.279 | Industrial_2023_Technical_GWh_After Competition Groups_Synchronous Belts
Industrial | Ind ¦ Improved Controls - Process Cooling | 2023 | Technical | GWh | After Competition Groups | 21.9751 | 0 | 0 | 5024.1647 | 0.0043739 | 24 | Industrial_2023_Technical_GWh_After Competition Groups_24 | Improved Controls - Process Cooling | 0.4374% | 0 | 21.9751 | Industrial_2023_Technical_GWh_After Competition Groups_Improved Controls - Process Cooling
Industrial | Ind ¦ High Efficiency Battery Charger | 2023 | Technical | GWh | After Competition Groups | 18.1549 | 0 | 0 | 5024.1647 | 0.0036135 | 25 | Industrial_2023_Technical_GWh_After Competition Groups_25 | High Efficiency Battery Charger | 0.3614% | 0 | 18.1549 | Industrial_2023_Technical_GWh_After Competition Groups_High Efficiency Battery Charger
Industrial | Ind ¦ Process Improvements | 2023 | Technical | GWh | After Competition Groups | 17.9591 | 0 | 0 | 5024.1647 | 0.0035745 | 26 | Industrial_2023_Technical_GWh_After Competition Groups_26 | Process Improvements | 0.3575% | 0 | 17.9591 | Industrial_2023_Technical_GWh_After Competition Groups_Process Improvements
Industrial | Ind ¦ HVLS Fans | 2023 | Technical | GWh | After Competition Groups | 15.1092 | 0 | 0 | 5024.1647 | 0.0030073 | 27 | Industrial_2023_Technical_GWh_After Competition Groups_27 | HVLS Fans | 0.3007% | 0 | 15.1092 | Industrial_2023_Technical_GWh_After Competition Groups_HVLS Fans
Industrial | Ind ¦ Efficient Irrigation | 2023 | Technical | GWh | After Competition Groups | 14.9188 | 0 | 0 | 5024.1647 | 0.0029694 | 28 | Industrial_2023_Technical_GWh_After Competition Groups_28 | Efficient Irrigation | 0.2969% | 0 | 14.9188 | Industrial_2023_Technical_GWh_After Competition Groups_Efficient Irrigation
Industrial | Ind ¦ Chiller Optimization | 2023 | Technical | GWh | After Competition Groups | 11.6862 | 0 | 0 | 5024.1647 | 0.002326 | 29 | Industrial_2023_Technical_GWh_After Competition Groups_29 | Chiller Optimization | 0.2326% | 0 | 11.6862 | Industrial_2023_Technical_GWh_After Competition Groups_Chiller Optimization
Industrial | Ind ¦ Improved Controls - Process Heating | 2023 | Technical | GWh | After Competition Groups | 10.8117 | 0 | 0 | 5024.1647 | 0.0021519 | 30 | Industrial_2023_Technical_GWh_After Competition Groups_30 | Improved Controls - Process Heating | 0.2152% | 0 | 10.8117 | Industrial_2023_Technical_GWh_After Competition Groups_Improved Controls - Process Heating
Industrial | Ind ¦ Refrigeration Compressor VFD | 2023 | Technical | GWh | After Competition Groups | 10.0629 | 0 | 0 | 5024.1647 | 0.0020029 | 31 | Industrial_2023_Technical_GWh_After Competition Groups_31 | Refrigeration Compressor VFD | 0.2003% | 0 | 10.0629 | Industrial_2023_Technical_GWh_After Competition Groups_Refrigeration Compressor VFD
Industrial | Ind ¦ Cooling Tower Optimization | 2023 | Technical | GWh | After Competition Groups | 9.1019 | 0 | 0 | 5024.1647 | 0.0018116 | 32 | Industrial_2023_Technical_GWh_After Competition Groups_32 | Cooling Tower Optimization | 0.1812% | 0 | 9.1019 | Industrial_2023_Technical_GWh_After Competition Groups_Cooling Tower Optimization
Industrial | Ind ¦ Efficient Transformer | 2023 | Technical | GWh | After Competition Groups | 9.0774 | 0 | 0 | 5024.1647 | 0.0018068 | 33 | Industrial_2023_Technical_GWh_After Competition Groups_33 | Efficient Transformer | 0.1807% | 0 | 9.0774 | Industrial_2023_Technical_GWh_After Competition Groups_Efficient Transformer
Industrial | Ind ¦ High Efficiency Welders | 2023 | Technical | GWh | After Competition Groups | 7.3885 | 0 | 0 | 5024.1647 | 0.0014706 | 34 | Industrial_2023_Technical_GWh_After Competition Groups_34 | High Efficiency Welders | 0.1471% | 0 | 7.3885 | Industrial_2023_Technical_GWh_After Competition Groups_High Efficiency Welders
Industrial | Ind ¦ Engine Block Heater Timer | 2023 | Technical | GWh | After Competition Groups | 6.8445 | 0 | 0 | 5024.1647 | 0.0013623 | 35 | Industrial_2023_Technical_GWh_After Competition Groups_35 | Engine Block Heater Timer | 0.1362% | 0 | 6.8445 | Industrial_2023_Technical_GWh_After Competition Groups_Engine Block Heater Timer
Industrial | Ind ¦ Low Energy Livestock Waterers | 2023 | Technical | GWh | After Competition Groups | 5.525 | 0 | 0 | 5024.1647 | 0.0010997 | 36 | Industrial_2023_Technical_GWh_After Competition Groups_36 | Low Energy Livestock Waterers | 0.11% | 0 | 5.525 | Industrial_2023_Technical_GWh_After Competition Groups_Low Energy Livestock Waterers
Industrial | Ind ¦ Free Cooling | 2023 | Technical | GWh | After Competition Groups | 5.4961 | 0 | 0 | 5024.1647 | 0.0010939 | 37 | Industrial_2023_Technical_GWh_After Competition Groups_37 | Free Cooling | 0.1094% | 0 | 5.4961 | Industrial_2023_Technical_GWh_After Competition Groups_Free Cooling
Industrial | Ind ¦ Dairy Pre-Cooler | 2023 | Technical | GWh | After Competition Groups | 4.0527 | 0 | 0 | 5024.1647 | 0.00080664 | 38 | Industrial_2023_Technical_GWh_After Competition Groups_38 | Dairy Pre-Cooler | 0.08066% | 0 | 4.0527 | Industrial_2023_Technical_GWh_After Competition Groups_Dairy Pre-Cooler
Industrial | Ind ¦ Air Compressor Heat Recovery | 2023 | Technical | GWh | After Competition Groups | 3.0235 | 0 | 0 | 5024.1647 | 0.00060179 | 39 | Industrial_2023_Technical_GWh_After Competition Groups_39 | Air Compressor Heat Recovery | 0.06018% | 0 | 3.0235 | Industrial_2023_Technical_GWh_After Competition Groups_Air Compressor Heat Recovery
Industrial | Ind ¦ Optimize Compressed Air Dryer | 2023 | Technical | GWh | After Competition Groups | 2.1667 | 0 | 0 | 5024.1647 | 0.00043125 | 40 | Industrial_2023_Technical_GWh_After Competition Groups_40 | Optimize Compressed Air Dryer | 0.04312% | 0 | 2.1667 | Industrial_2023_Technical_GWh_After Competition Groups_Optimize Compressed Air Dryer
Industrial | Ind ¦ Heat Lamps/Heat Pad | 2023 | Technical | GWh | After Competition Groups | 1.3382 | 0 | 0 | 5024.1647 | 0.00026635 | 41 | Industrial_2023_Technical_GWh_After Competition Groups_41 | Heat Lamps/Heat Pad | 0.02663% | 0 | 1.3382 | Industrial_2023_Technical_GWh_After Competition Groups_Heat Lamps/Heat Pad
Industrial | Ind ¦ Creep Heat Controller | 2023 | Technical | GWh | After Competition Groups | 0.92356 | 0 | 0 | 5024.1647 | 0.00018382 | 42 | Industrial_2023_Technical_GWh_After Competition Groups_42 | Creep Heat Controller | 0.01838% | 0 | 0.92356 | Industrial_2023_Technical_GWh_After Competition Groups_Creep Heat Controller
Industrial | Ind ¦ Efficient Refrigeration Compressor | 2023 | Technical | GWh | After Competition Groups | 0.85893 | 0 | 0 | 5024.1647 | 0.00017096 | 43 | Industrial_2023_Technical_GWh_After Competition Groups_43 | Efficient Refrigeration Compressor | 0.0171% | 0 | 0.85893 | Industrial_2023_Technical_GWh_After Competition Groups_Efficient Refrigeration Compressor
Industrial | Ind ¦ Dual and Natural Exhaust Ventilation Systems | 2023 | Technical | GWh | After Competition Groups | 0.31707 | 0 | 0 | 5024.1647 | 6.3108e-05 | 44 | Industrial_2023_Technical_GWh_After Competition Groups_44 | Dual and Natural Exhaust Ventilation Systems | 0.006311% | 0 | 0.31707 | Industrial_2023_Technical_GWh_After Competition Groups_Dual and Natural Exhaust Ventilation Systems
Industrial | Ind ¦ Dairy Water Heater | 2023 | Technical | GWh | After Competition Groups | 0.24415 | 0 | 0 | 5024.1647 | 4.8596e-05 | 45 | Industrial_2023_Technical_GWh_After Competition Groups_45 | Dairy Water Heater | 0.00486% | 0 | 0.24415 | Industrial_2023_Technical_GWh_After Competition Groups_Dairy Water Heater
Industrial | Ind ¦ Pump System Optimization | 2024 | Economic | GWh | After Competition Groups | 652.958 | 0 | 0 | 4131.8268 | 0.15803 | 1 | Industrial_2024_Economic_GWh_After Competition Groups_1 | Pump System Optimization | 15.8% | 0 | 652.958 | Industrial_2024_Economic_GWh_After Competition Groups_Pump System Optimization
Industrial | Ind ¦ Air Leak Survey and Repair | 2024 | Economic | GWh | After Competition Groups | 613.2813 | 0 | 0 | 4131.8268 | 0.14843 | 2 | Industrial_2024_Economic_GWh_After Competition Groups_2 | Air Leak Survey and Repair | 14.84% | 0 | 613.2813 | Industrial_2024_Economic_GWh_After Competition Groups_Air Leak Survey and Repair
Industrial | Ind ¦ Recommissioning | 2024 | Economic | GWh | After Competition Groups | 442.5895 | 0 | 0 | 4131.8268 | 0.10712 | 3 | Industrial_2024_Economic_GWh_After Competition Groups_3 | Recommissioning | 10.71% | 0 | 442.5895 | Industrial_2024_Economic_GWh_After Competition Groups_Recommissioning
Industrial | Ind ¦ SEM | 2024 | Economic | GWh | After Competition Groups | 442.5895 | 0 | 0 | 4131.8268 | 0.10712 | 4 | Industrial_2024_Economic_GWh_After Competition Groups_4 | SEM | 10.71% | 0 | 442.5895 | Industrial_2024_Economic_GWh_After Competition Groups_SEM
Industrial | Ind ¦ Air Compressor Optimization | 2024 | Economic | GWh | After Competition Groups | 382.8404 | 0 | 0 | 4131.8268 | 0.092656 | 5 | Industrial_2024_Economic_GWh_After Competition Groups_5 | Air Compressor Optimization | 9.266% | 0 | 382.8404 | Industrial_2024_Economic_GWh_After Competition Groups_Air Compressor Optimization
Industrial | Ind ¦ Efficient Compressed Air Nozzles | 2024 | Economic | GWh | After Competition Groups | 366.5651 | 0 | 0 | 4131.8268 | 0.088717 | 6 | Industrial_2024_Economic_GWh_After Competition Groups_6 | Efficient Compressed Air Nozzles | 8.872% | 0 | 366.5651 | Industrial_2024_Economic_GWh_After Competition Groups_Efficient Compressed Air Nozzles
Industrial | Ind ¦ High Efficiency HVAC Fans | 2024 | Economic | GWh | After Competition Groups | 212.4838 | 0 | 0 | 4131.8268 | 0.051426 | 7 | Industrial_2024_Economic_GWh_After Competition Groups_7 | High Efficiency HVAC Fans | 5.143% | 0 | 212.4838 | Industrial_2024_Economic_GWh_After Competition Groups_High Efficiency HVAC Fans
Industrial | Ind ¦ Process Optimization (Elec) | 2024 | Economic | GWh | After Competition Groups | 180.6071 | 0 | 0 | 4131.8268 | 0.043711 | 8 | Industrial_2024_Economic_GWh_After Competition Groups_8 | Process Optimization (Elec) | 4.371% | 0 | 180.6071 | Industrial_2024_Economic_GWh_After Competition Groups_Process Optimization (Elec)
Industrial | Ind ¦ HE Lighting | 2024 | Economic | GWh | After Competition Groups | 178.4228 | 0 | 0 | 4131.8268 | 0.043183 | 9 | Industrial_2024_Economic_GWh_After Competition Groups_9 | HE Lighting | 4.318% | 0 | 178.4228 | Industrial_2024_Economic_GWh_After Competition Groups_HE Lighting
Industrial | Ind ¦ Greenhouse Grow Lights | 2024 | Economic | GWh | After Competition Groups | 142.2499 | 0 | 0 | 4131.8268 | 0.034428 | 10 | Industrial_2024_Economic_GWh_After Competition Groups_10 | Greenhouse Grow Lights | 3.443% | 0 | 142.2499 | Industrial_2024_Economic_GWh_After Competition Groups_Greenhouse Grow Lights
Industrial | Ind ¦ Pump Equipment Upgrade | 2024 | Economic | GWh | After Competition Groups | 101.4507 | 0 | 0 | 4131.8268 | 0.024553 | 11 | Industrial_2024_Economic_GWh_After Competition Groups_11 | Pump Equipment Upgrade | 2.455% | 0 | 101.4507 | Industrial_2024_Economic_GWh_After Competition Groups_Pump Equipment Upgrade
Industrial | Ind ¦ Pulp and Paper Process Improvements | 2024 | Economic | GWh | After Competition Groups | 66.7822 | 0 | 0 | 4131.8268 | 0.016163 | 12 | Industrial_2024_Economic_GWh_After Competition Groups_12 | Pulp and Paper Process Improvements | 1.616% | 0 | 66.7822 | Industrial_2024_Economic_GWh_After Competition Groups_Pulp and Paper Process Improvements
Industrial | Ind ¦ Material Handling Improvements | 2024 | Economic | GWh | After Competition Groups | 59.8874 | 0 | 0 | 4131.8268 | 0.014494 | 13 | Industrial_2024_Economic_GWh_After Competition Groups_13 | Material Handling Improvements | 1.449% | 0 | 59.8874 | Industrial_2024_Economic_GWh_After Competition Groups_Material Handling Improvements
Industrial | Ind ¦ Fan System Optimization | 2024 | Economic | GWh | After Competition Groups | 58.6226 | 0 | 0 | 4131.8268 | 0.014188 | 14 | Industrial_2024_Economic_GWh_After Competition Groups_14 | Fan System Optimization | 1.419% | 0 | 58.6226 | Industrial_2024_Economic_GWh_After Competition Groups_Fan System Optimization
Industrial | Ind ¦ Refiner Plate Improvements | 2024 | Economic | GWh | After Competition Groups | 44.2262 | 0 | 0 | 4131.8268 | 0.010704 | 15 | Industrial_2024_Economic_GWh_After Competition Groups_15 | Refiner Plate Improvements | 1.07% | 0 | 44.2262 | Industrial_2024_Economic_GWh_After Competition Groups_Refiner Plate Improvements
Industrial | Ind ¦ Process Heat Recovery | 2024 | Economic | GWh | After Competition Groups | 38.341 | 0 | 0 | 4131.8268 | 0.0092794 | 16 | Industrial_2024_Economic_GWh_After Competition Groups_16 | Process Heat Recovery | 0.9279% | 0 | 38.341 | Industrial_2024_Economic_GWh_After Competition Groups_Process Heat Recovery
Industrial | Ind ¦ VAV Conversion Project | 2024 | Economic | GWh | After Competition Groups | 26.8788 | 0 | 0 | 4131.8268 | 0.0065053 | 17 | Industrial_2024_Economic_GWh_After Competition Groups_17 | VAV Conversion Project | 0.6505% | 0 | 26.8788 | Industrial_2024_Economic_GWh_After Competition Groups_VAV Conversion Project
Industrial | Ind ¦ Improved Controls - Process Cooling | 2024 | Economic | GWh | After Competition Groups | 21.8075 | 0 | 0 | 4131.8268 | 0.0052779 | 18 | Industrial_2024_Economic_GWh_After Competition Groups_18 | Improved Controls - Process Cooling | 0.5278% | 0 | 21.8075 | Industrial_2024_Economic_GWh_After Competition Groups_Improved Controls - Process Cooling
Industrial | Ind ¦ High Efficiency Battery Charger | 2024 | Economic | GWh | After Competition Groups | 18.9633 | 0 | 0 | 4131.8268 | 0.0045896 | 19 | Industrial_2024_Economic_GWh_After Competition Groups_19 | High Efficiency Battery Charger | 0.459% | 0 | 18.9633 | Industrial_2024_Economic_GWh_After Competition Groups_High Efficiency Battery Charger
Industrial | Ind ¦ Process Improvements | 2024 | Economic | GWh | After Competition Groups | 17.9875 | 0 | 0 | 4131.8268 | 0.0043534 | 20 | Industrial_2024_Economic_GWh_After Competition Groups_20 | Process Improvements | 0.4353% | 0 | 17.9875 | Industrial_2024_Economic_GWh_After Competition Groups_Process Improvements
Industrial | Ind ¦ Improved Controls - Process Heating | 2024 | Economic | GWh | After Competition Groups | 10.8097 | 0 | 0 | 4131.8268 | 0.0026162 | 21 | Industrial_2024_Economic_GWh_After Competition Groups_21 | Improved Controls - Process Heating | 0.2616% | 0 | 10.8097 | Industrial_2024_Economic_GWh_After Competition Groups_Improved Controls - Process Heating
Industrial | Ind ¦ Refrigeration Compressor VFD | 2024 | Economic | GWh | After Competition Groups | 10.4633 | 0 | 0 | 4131.8268 | 0.0025324 | 22 | Industrial_2024_Economic_GWh_After Competition Groups_22 | Refrigeration Compressor VFD | 0.2532% | 0 | 10.4633 | Industrial_2024_Economic_GWh_After Competition Groups_Refrigeration Compressor VFD
Industrial | Ind ¦ Cooling Tower Optimization | 2024 | Economic | GWh | After Competition Groups | 9.0921 | 0 | 0 | 4131.8268 | 0.0022005 | 23 | Industrial_2024_Economic_GWh_After Competition Groups_23 | Cooling Tower Optimization | 0.22% | 0 | 9.0921 | Industrial_2024_Economic_GWh_After Competition Groups_Cooling Tower Optimization
Industrial | Ind ¦ Ventilation Optimization | 2024 | Economic | GWh | After Competition Groups | 7.8259 | 0 | 0 | 4131.8268 | 0.0018941 | 24 | Industrial_2024_Economic_GWh_After Competition Groups_24 | Ventilation Optimization | 0.1894% | 0 | 7.8259 | Industrial_2024_Economic_GWh_After Competition Groups_Ventilation Optimization
Industrial | Ind ¦ Engine Block Heater Timer | 2024 | Economic | GWh | After Competition Groups | 6.859 | 0 | 0 | 4131.8268 | 0.00166 | 25 | Industrial_2024_Economic_GWh_After Competition Groups_25 | Engine Block Heater Timer | 0.166% | 0 | 6.859 | Industrial_2024_Economic_GWh_After Competition Groups_Engine Block Heater Timer
Industrial | Ind ¦ Efficient Irrigation | 2024 | Economic | GWh | After Competition Groups | 5.9389 | 0 | 0 | 4131.8268 | 0.0014374 | 26 | Industrial_2024_Economic_GWh_After Competition Groups_26 | Efficient Irrigation | 0.1437% | 0 | 5.9389 | Industrial_2024_Economic_GWh_After Competition Groups_Efficient Irrigation
Industrial | Ind ¦ Free Cooling | 2024 | Economic | GWh | After Competition Groups | 5.4766 | 0 | 0 | 4131.8268 | 0.0013255 | 27 | Industrial_2024_Economic_GWh_After Competition Groups_27 | Free Cooling | 0.1325% | 0 | 5.4766 | Industrial_2024_Economic_GWh_After Competition Groups_Free Cooling
Industrial | Ind ¦ Air Compressor Heat Recovery | 2024 | Economic | GWh | After Competition Groups | 3.0153 | 0 | 0 | 4131.8268 | 0.00072976 | 28 | Industrial_2024_Economic_GWh_After Competition Groups_28 | Air Compressor Heat Recovery | 0.07298% | 0 | 3.0153 | Industrial_2024_Economic_GWh_After Competition Groups_Air Compressor Heat Recovery
Industrial | Ind ¦ Dairy Pre-Cooler | 2024 | Economic | GWh | After Competition Groups | 1.825 | 0 | 0 | 4131.8268 | 0.00044168 | 29 | Industrial_2024_Economic_GWh_After Competition Groups_29 | Dairy Pre-Cooler | 0.04417% | 0 | 1.825 | Industrial_2024_Economic_GWh_After Competition Groups_Dairy Pre-Cooler
Industrial | Ind ¦ Efficient Refrigeration Compressor | 2024 | Economic | GWh | After Competition Groups | 0.89011 | 0 | 0 | 4131.8268 | 0.00021543 | 30 | Industrial_2024_Economic_GWh_After Competition Groups_30 | Efficient Refrigeration Compressor | 0.02154% | 0 | 0.89011 | Industrial_2024_Economic_GWh_After Competition Groups_Efficient Refrigeration Compressor
Industrial | Ind ¦ Dairy Water Heater | 2024 | Economic | GWh | After Competition Groups | 0.096655 | 0 | 0 | 4131.8268 | 2.3393e-05 | 31 | Industrial_2024_Economic_GWh_After Competition Groups_31 | Dairy Water Heater | 0.002339% | 0 | 0.096655 | Industrial_2024_Economic_GWh_After Competition Groups_Dairy Water Heater
Industrial | Ind ¦ Heat Lamps/Heat Pad | 2024 | Economic | GWh | After Competition Groups | 0 | 0 | 0 | 4131.8268 | 0 | 32 | Industrial_2024_Economic_GWh_After Competition Groups_32 | Heat Lamps/Heat Pad | 0% | 0 | 0 | Industrial_2024_Economic_GWh_After Competition Groups_Heat Lamps/Heat Pad
Industrial | Ind ¦ Air Compressor Optimization | 2024 | SC A | GWh | After Competition Groups | 156.0142 | 1620210.4436 | 1.6202 | 750.7886 | 0.2078 | 1 | Industrial_2024_SC A_GWh_After Competition Groups_1 | Air Compressor Optimization | 20.78% | 1.6202 | 156.0142 | Industrial_2024_SC A_GWh_After Competition Groups_Air Compressor Optimization
Industrial | Ind ¦ Pump System Optimization | 2024 | SC A | GWh | After Competition Groups | 143.6252 | 6255921.141 | 6.2559 | 750.7886 | 0.1913 | 2 | Industrial_2024_SC A_GWh_After Competition Groups_2 | Pump System Optimization | 19.13% | 6.2559 | 143.6252 | Industrial_2024_SC A_GWh_After Competition Groups_Pump System Optimization
Industrial | Ind ¦ Air Leak Survey and Repair | 2024 | SC A | GWh | After Competition Groups | 83.1364 | 313280.5023 | 0.31328 | 750.7886 | 0.11073 | 3 | Industrial_2024_SC A_GWh_After Competition Groups_3 | Air Leak Survey and Repair | 11.07% | 0.31328 | 83.1364 | Industrial_2024_SC A_GWh_After Competition Groups_Air Leak Survey and Repair
Industrial | Ind ¦ Pump Equipment Upgrade | 2024 | SC A | GWh | After Competition Groups | 64.9499 | 2756260.2464 | 2.7563 | 750.7886 | 0.086509 | 4 | Industrial_2024_SC A_GWh_After Competition Groups_4 | Pump Equipment Upgrade | 8.651% | 2.7563 | 64.9499 | Industrial_2024_SC A_GWh_After Competition Groups_Pump Equipment Upgrade
Industrial | Ind ¦ Recommissioning | 2024 | SC A | GWh | After Competition Groups | 58.8735 | 1344897.9693 | 1.3449 | 750.7886 | 0.078416 | 5 | Industrial_2024_SC A_GWh_After Competition Groups_5 | Recommissioning | 7.842% | 1.3449 | 58.8735 | Industrial_2024_SC A_GWh_After Competition Groups_Recommissioning
Industrial | Ind ¦ SEM | 2024 | SC A | GWh | After Competition Groups | 58.8735 | 1344897.9693 | 1.3449 | 750.7886 | 0.078416 | 6 | Industrial_2024_SC A_GWh_After Competition Groups_6 | SEM | 7.842% | 1.3449 | 58.8735 | Industrial_2024_SC A_GWh_After Competition Groups_SEM
Industrial | Ind ¦ High Efficiency HVAC Fans | 2024 | SC A | GWh | After Competition Groups | 42.4419 | 1416836.9212 | 1.4168 | 750.7886 | 0.05653 | 7 | Industrial_2024_SC A_GWh_After Competition Groups_7 | High Efficiency HVAC Fans | 5.653% | 1.4168 | 42.4419 | Industrial_2024_SC A_GWh_After Competition Groups_High Efficiency HVAC Fans
Industrial | Ind ¦ Efficient Compressed Air Nozzles | 2024 | SC A | GWh | After Competition Groups | 39.3144 | 232213.8589 | 0.23221 | 750.7886 | 0.052364 | 8 | Industrial_2024_SC A_GWh_After Competition Groups_8 | Efficient Compressed Air Nozzles | 5.236% | 0.23221 | 39.3144 | Industrial_2024_SC A_GWh_After Competition Groups_Efficient Compressed Air Nozzles
Industrial | Ind ¦ Fan System Optimization | 2024 | SC A | GWh | After Competition Groups | 21.6041 | 895180.0613 | 0.89518 | 750.7886 | 0.028775 | 9 | Industrial_2024_SC A_GWh_After Competition Groups_9 | Fan System Optimization | 2.878% | 0.89518 | 21.6041 | Industrial_2024_SC A_GWh_After Competition Groups_Fan System Optimization
Industrial | Ind ¦ Greenhouse Grow Lights | 2024 | SC A | GWh | After Competition Groups | 21.5967 | 889716.5764 | 0.88972 | 750.7886 | 0.028765 | 10 | Industrial_2024_SC A_GWh_After Competition Groups_10 | Greenhouse Grow Lights | 2.877% | 0.88972 | 21.5967 | Industrial_2024_SC A_GWh_After Competition Groups_Greenhouse Grow Lights
Industrial | Ind ¦ Material Handling Improvements | 2024 | SC A | GWh | After Competition Groups | 15.8333 | 126647.2565 | 0.12665 | 750.7886 | 0.021089 | 11 | Industrial_2024_SC A_GWh_After Competition Groups_11 | Material Handling Improvements | 2.109% | 0.12665 | 15.8333 | Industrial_2024_SC A_GWh_After Competition Groups_Material Handling Improvements
Industrial | Ind ¦ Process Optimization (Elec) | 2024 | SC A | GWh | After Competition Groups | 10.8418 | 237096.3948 | 0.2371 | 750.7886 | 0.014441 | 12 | Industrial_2024_SC A_GWh_After Competition Groups_12 | Process Optimization (Elec) | 1.444% | 0.2371 | 10.8418 | Industrial_2024_SC A_GWh_After Competition Groups_Process Optimization (Elec)
Industrial | Ind ¦ Process Heat Recovery | 2024 | SC A | GWh | After Competition Groups | 4.9656 | 247731.7019 | 0.24773 | 750.7886 | 0.0066139 | 13 | Industrial_2024_SC A_GWh_After Competition Groups_13 | Process Heat Recovery | 0.6614% | 0.24773 | 4.9656 | Industrial_2024_SC A_GWh_After Competition Groups_Process Heat Recovery
Industrial | Ind ¦ Refiner Plate Improvements | 2024 | SC A | GWh | After Competition Groups | 4.5226 | 90766.7078 | 0.090767 | 750.7886 | 0.0060238 | 14 | Industrial_2024_SC A_GWh_After Competition Groups_14 | Refiner Plate Improvements | 0.6024% | 0.090767 | 4.5226 | Industrial_2024_SC A_GWh_After Competition Groups_Refiner Plate Improvements
Industrial | Ind ¦ VAV Conversion Project | 2024 | SC A | GWh | After Competition Groups | 3.6002 | 244197.1459 | 0.2442 | 750.7886 | 0.0047952 | 15 | Industrial_2024_SC A_GWh_After Competition Groups_15 | VAV Conversion Project | 0.4795% | 0.2442 | 3.6002 | Industrial_2024_SC A_GWh_After Competition Groups_VAV Conversion Project
Industrial | Ind ¦ Pulp and Paper Process Improvements | 2024 | SC A | GWh | After Competition Groups | 3.3086 | 178973.2622 | 0.17897 | 750.7886 | 0.0044068 | 16 | Industrial_2024_SC A_GWh_After Competition Groups_16 | Pulp and Paper Process Improvements | 0.4407% | 0.17897 | 3.3086 | Industrial_2024_SC A_GWh_After Competition Groups_Pulp and Paper Process Improvements
Industrial | Ind ¦ Improved Controls - Process Cooling | 2024 | SC A | GWh | After Competition Groups | 2.9518 | 129297.8258 | 0.1293 | 750.7886 | 0.0039316 | 17 | Industrial_2024_SC A_GWh_After Competition Groups_17 | Improved Controls - Process Cooling | 0.3932% | 0.1293 | 2.9518 | Industrial_2024_SC A_GWh_After Competition Groups_Improved Controls - Process Cooling
Industrial | Ind ¦ High Efficiency Battery Charger | 2024 | SC A | GWh | After Competition Groups | 2.2933 | 138942.6228 | 0.13894 | 750.7886 | 0.0030546 | 18 | Industrial_2024_SC A_GWh_After Competition Groups_18 | High Efficiency Battery Charger | 0.3055% | 0.13894 | 2.2933 | Industrial_2024_SC A_GWh_After Competition Groups_High Efficiency Battery Charger
Industrial | Ind ¦ Process Improvements | 2024 | SC A | GWh | After Competition Groups | 2.2568 | 56447.5166 | 0.056448 | 750.7886 | 0.0030059 | 19 | Industrial_2024_SC A_GWh_After Competition Groups_19 | Process Improvements | 0.3006% | 0.056448 | 2.2568 | Industrial_2024_SC A_GWh_After Competition Groups_Process Improvements
Industrial | Ind ¦ Refrigeration Compressor VFD | 2024 | SC A | GWh | After Competition Groups | 2.153 | 94742.9641 | 0.094743 | 750.7886 | 0.0028677 | 20 | Industrial_2024_SC A_GWh_After Competition Groups_20 | Refrigeration Compressor VFD | 0.2868% | 0.094743 | 2.153 | Industrial_2024_SC A_GWh_After Competition Groups_Refrigeration Compressor VFD
Industrial | Ind ¦ Ventilation Optimization | 2024 | SC A | GWh | After Competition Groups | 1.68 | 105190.2641 | 0.10519 | 750.7886 | 0.0022376 | 21 | Industrial_2024_SC A_GWh_After Competition Groups_21 | Ventilation Optimization | 0.2238% | 0.10519 | 1.68 | Industrial_2024_SC A_GWh_After Competition Groups_Ventilation Optimization
Industrial | Ind ¦ HE Lighting | 2024 | SC A | GWh | After Competition Groups | 1.6688 | 176251.9512 | 0.17625 | 750.7886 | 0.0022228 | 22 | Industrial_2024_SC A_GWh_After Competition Groups_22 | HE Lighting | 0.2223% | 0.17625 | 1.6688 | Industrial_2024_SC A_GWh_After Competition Groups_HE Lighting
Industrial | Ind ¦ Improved Controls - Process Heating | 2024 | SC A | GWh | After Competition Groups | 1.4708 | 65135.7046 | 0.065136 | 750.7886 | 0.0019591 | 23 | Industrial_2024_SC A_GWh_After Competition Groups_23 | Improved Controls - Process Heating | 0.1959% | 0.065136 | 1.4708 | Industrial_2024_SC A_GWh_After Competition Groups_Improved Controls - Process Heating
Industrial | Ind ¦ Engine Block Heater Timer | 2024 | SC A | GWh | After Competition Groups | 0.88671 | 22223.0919 | 0.022223 | 750.7886 | 0.001181 | 24 | Industrial_2024_SC A_GWh_After Competition Groups_24 | Engine Block Heater Timer | 0.1181% | 0.022223 | 0.88671 | Industrial_2024_SC A_GWh_After Competition Groups_Engine Block Heater Timer
Industrial | Ind ¦ Dairy Pre-Cooler | 2024 | SC A | GWh | After Competition Groups | 0.53144 | 19241.3365 | 0.019241 | 750.7886 | 0.00070784 | 25 | Industrial_2024_SC A_GWh_After Competition Groups_25 | Dairy Pre-Cooler | 0.07078% | 0.019241 | 0.53144 | Industrial_2024_SC A_GWh_After Competition Groups_Dairy Pre-Cooler
Industrial | Ind ¦ Air Compressor Heat Recovery | 2024 | SC A | GWh | After Competition Groups | 0.40567 | 20245.2071 | 0.020245 | 750.7886 | 0.00054032 | 26 | Industrial_2024_SC A_GWh_After Competition Groups_26 | Air Compressor Heat Recovery | 0.05403% | 0.020245 | 0.40567 | Industrial_2024_SC A_GWh_After Competition Groups_Air Compressor Heat Recovery
Industrial | Ind ¦ Efficient Refrigeration Compressor | 2024 | SC A | GWh | After Competition Groups | 0.35544 | 5956.1583 | 0.0059562 | 750.7886 | 0.00047343 | 27 | Industrial_2024_SC A_GWh_After Competition Groups_27 | Efficient Refrigeration Compressor | 0.04734% | 0.0059562 | 0.35544 | Industrial_2024_SC A_GWh_After Competition Groups_Efficient Refrigeration Compressor
Industrial | Ind ¦ Cooling Tower Optimization | 2024 | SC A | GWh | After Competition Groups | 0.33991 | 13719.245 | 0.013719 | 750.7886 | 0.00045273 | 28 | Industrial_2024_SC A_GWh_After Competition Groups_28 | Cooling Tower Optimization | 0.04527% | 0.013719 | 0.33991 | Industrial_2024_SC A_GWh_After Competition Groups_Cooling Tower Optimization
Industrial | Ind ¦ Efficient Irrigation | 2024 | SC A | GWh | After Competition Groups | 0.25533 | 25166.6402 | 0.025167 | 750.7886 | 0.00034009 | 29 | Industrial_2024_SC A_GWh_After Competition Groups_29 | Efficient Irrigation | 0.03401% | 0.025167 | 0.25533 | Industrial_2024_SC A_GWh_After Competition Groups_Efficient Irrigation
Industrial | Ind ¦ Dairy Water Heater | 2024 | SC A | GWh | After Competition Groups | 0.03196 | 1663.4143 | 0.0016634 | 750.7886 | 4.2569e-05 | 30 | Industrial_2024_SC A_GWh_After Competition Groups_30 | Dairy Water Heater | 0.004257% | 0.0016634 | 0.03196 | Industrial_2024_SC A_GWh_After Competition Groups_Dairy Water Heater
Industrial | Ind ¦ Free Cooling | 2024 | SC A | GWh | After Competition Groups | 0.0056464 | 325.6486 | 0.00032565 | 750.7886 | 7.5207e-06 | 31 | Industrial_2024_SC A_GWh_After Competition Groups_31 | Free Cooling | 0.0007521% | 0.00032565 | 0.0056464 | Industrial_2024_SC A_GWh_After Competition Groups_Free Cooling
Industrial | Ind ¦ Heat Lamps/Heat Pad | 2024 | SC A | GWh | After Competition Groups | 0 | 0 | 0 | 750.7886 | 0 | 32 | Industrial_2024_SC A_GWh_After Competition Groups_32 | Heat Lamps/Heat Pad | 0% | 0 | 0 | Industrial_2024_SC A_GWh_After Competition Groups_Heat Lamps/Heat Pad
Industrial | Ind ¦ Air Leak Survey and Repair | 2024 | SC B | GWh | After Competition Groups | 220.6111 | 801883.763 | 0.80188 | 1317.9489 | 0.16739 | 1 | Industrial_2024_SC B_GWh_After Competition Groups_1 | Air Leak Survey and Repair | 16.74% | 0.80188 | 220.6111 | Industrial_2024_SC B_GWh_After Competition Groups_Air Leak Survey and Repair
Industrial | Ind ¦ Pump System Optimization | 2024 | SC B | GWh | After Competition Groups | 156.3533 | 17931361.701 | 17.9314 | 1317.9489 | 0.11863 | 2 | Industrial_2024_SC B_GWh_After Competition Groups_2 | Pump System Optimization | 11.86% | 17.9314 | 156.3533 | Industrial_2024_SC B_GWh_After Competition Groups_Pump System Optimization
Industrial | Ind ¦ Recommissioning | 2024 | SC B | GWh | After Competition Groups | 156.2191 | 3442112.9276 | 3.4421 | 1317.9489 | 0.11853 | 3 | Industrial_2024_SC B_GWh_After Competition Groups_3 | Recommissioning | 11.85% | 3.4421 | 156.2191 | Industrial_2024_SC B_GWh_After Competition Groups_Recommissioning
Industrial | Ind ¦ SEM | 2024 | SC B | GWh | After Competition Groups | 156.2191 | 3442112.9276 | 3.4421 | 1317.9489 | 0.11853 | 4 | Industrial_2024_SC B_GWh_After Competition Groups_4 | SEM | 11.85% | 3.4421 | 156.2191 | Industrial_2024_SC B_GWh_After Competition Groups_SEM
Industrial | Ind ¦ Air Compressor Optimization | 2024 | SC B | GWh | After Competition Groups | 156.0142 | 1620048.4225 | 1.62 | 1317.9489 | 0.11838 | 5 | Industrial_2024_SC B_GWh_After Competition Groups_5 | Air Compressor Optimization | 11.84% | 1.62 | 156.0142 | Industrial_2024_SC B_GWh_After Competition Groups_Air Compressor Optimization
Industrial | Ind ¦ Efficient Compressed Air Nozzles | 2024 | SC B | GWh | After Competition Groups | 104.1073 | 596574.244 | 0.59657 | 1317.9489 | 0.078992 | 6 | Industrial_2024_SC B_GWh_After Competition Groups_6 | Efficient Compressed Air Nozzles | 7.899% | 0.59657 | 104.1073 | Industrial_2024_SC B_GWh_After Competition Groups_Efficient Compressed Air Nozzles
Industrial | Ind ¦ High Efficiency HVAC Fans | 2024 | SC B | GWh | After Competition Groups | 77.8796 | 2991846.0768 | 2.9918 | 1317.9489 | 0.059091 | 7 | Industrial_2024_SC B_GWh_After Competition Groups_7 | High Efficiency HVAC Fans | 5.909% | 2.9918 | 77.8796 | Industrial_2024_SC B_GWh_After Competition Groups_High Efficiency HVAC Fans
Industrial | Ind ¦ Pump Equipment Upgrade | 2024 | SC B | GWh | After Competition Groups | 64.9499 | 3380685.4369 | 3.3807 | 1317.9489 | 0.049281 | 8 | Industrial_2024_SC B_GWh_After Competition Groups_8 | Pump Equipment Upgrade | 4.928% | 3.3807 | 64.9499 | Industrial_2024_SC B_GWh_After Competition Groups_Pump Equipment Upgrade
Industrial | Ind ¦ Greenhouse Grow Lights | 2024 | SC B | GWh | After Competition Groups | 42.8198 | 4662472.1122 | 4.6625 | 1317.9489 | 0.03249 | 9 | Industrial_2024_SC B_GWh_After Competition Groups_9 | Greenhouse Grow Lights | 3.249% | 4.6625 | 42.8198 | Industrial_2024_SC B_GWh_After Competition Groups_Greenhouse Grow Lights
Industrial | Ind ¦ Material Handling Improvements | 2024 | SC B | GWh | After Competition Groups | 25.1352 | 240322.6032 | 0.24032 | 1317.9489 | 0.019071 | 10 | Industrial_2024_SC B_GWh_After Competition Groups_10 | Material Handling Improvements | 1.907% | 0.24032 | 25.1352 | Industrial_2024_SC B_GWh_After Competition Groups_Material Handling Improvements
Industrial | Ind ¦ Fan System Optimization | 2024 | SC B | GWh | After Competition Groups | 23.462 | 1880676.7182 | 1.8807 | 1317.9489 | 0.017802 | 11 | Industrial_2024_SC B_GWh_After Competition Groups_11 | Fan System Optimization | 1.78% | 1.8807 | 23.462 | Industrial_2024_SC B_GWh_After Competition Groups_Fan System Optimization
Industrial | Ind ¦ HE Lighting | 2024 | SC B | GWh | After Competition Groups | 22.9726 | 4982384.9767 | 4.9824 | 1317.9489 | 0.017431 | 12 | Industrial_2024_SC B_GWh_After Competition Groups_12 | HE Lighting | 1.743% | 4.9824 | 22.9726 | Industrial_2024_SC B_GWh_After Competition Groups_HE Lighting
Industrial | Ind ¦ Pulp and Paper Process Improvements | 2024 | SC B | GWh | After Competition Groups | 21.8195 | 2157009.0702 | 2.157 | 1317.9489 | 0.016556 | 13 | Industrial_2024_SC B_GWh_After Competition Groups_13 | Pulp and Paper Process Improvements | 1.656% | 2.157 | 21.8195 | Industrial_2024_SC B_GWh_After Competition Groups_Pulp and Paper Process Improvements
Industrial | Ind ¦ Process Heat Recovery | 2024 | SC B | GWh | After Competition Groups | 13.1971 | 637344.1849 | 0.63734 | 1317.9489 | 0.010013 | 14 | Industrial_2024_SC B_GWh_After Competition Groups_14 | Process Heat Recovery | 1.001% | 0.63734 | 13.1971 | Industrial_2024_SC B_GWh_After Competition Groups_Process Heat Recovery
Industrial | Ind ¦ Refiner Plate Improvements | 2024 | SC B | GWh | After Competition Groups | 12.0383 | 235409.8625 | 0.23541 | 1317.9489 | 0.0091341 | 15 | Industrial_2024_SC B_GWh_After Competition Groups_15 | Refiner Plate Improvements | 0.9134% | 0.23541 | 12.0383 | Industrial_2024_SC B_GWh_After Competition Groups_Refiner Plate Improvements
Industrial | Ind ¦ Process Optimization (Elec) | 2024 | SC B | GWh | After Competition Groups | 10.8418 | 237072.6852 | 0.23707 | 1317.9489 | 0.0082263 | 16 | Industrial_2024_SC B_GWh_After Competition Groups_16 | Process Optimization (Elec) | 0.8226% | 0.23707 | 10.8418 | Industrial_2024_SC B_GWh_After Competition Groups_Process Optimization (Elec)
Industrial | Ind ¦ VAV Conversion Project | 2024 | SC B | GWh | After Competition Groups | 9.7647 | 688240.9199 | 0.68824 | 1317.9489 | 0.007409 | 17 | Industrial_2024_SC B_GWh_After Competition Groups_17 | VAV Conversion Project | 0.7409% | 0.68824 | 9.7647 | Industrial_2024_SC B_GWh_After Competition Groups_VAV Conversion Project
Industrial | Ind ¦ Improved Controls - Process Cooling | 2024 | SC B | GWh | After Competition Groups | 7.8476 | 334778.1176 | 0.33478 | 1317.9489 | 0.0059544 | 18 | Industrial_2024_SC B_GWh_After Competition Groups_18 | Improved Controls - Process Cooling | 0.5954% | 0.33478 | 7.8476 | Industrial_2024_SC B_GWh_After Competition Groups_Improved Controls - Process Cooling
Industrial | Ind ¦ High Efficiency Battery Charger | 2024 | SC B | GWh | After Competition Groups | 6.6626 | 644640.5442 | 0.64464 | 1317.9489 | 0.0050553 | 19 | Industrial_2024_SC B_GWh_After Competition Groups_19 | High Efficiency Battery Charger | 0.5055% | 0.64464 | 6.6626 | Industrial_2024_SC B_GWh_After Competition Groups_High Efficiency Battery Charger
Industrial | Ind ¦ Process Improvements | 2024 | SC B | GWh | After Competition Groups | 6.2677 | 210457.3969 | 0.21046 | 1317.9489 | 0.0047557 | 20 | Industrial_2024_SC B_GWh_After Competition Groups_20 | Process Improvements | 0.4756% | 0.21046 | 6.2677 | Industrial_2024_SC B_GWh_After Competition Groups_Process Improvements
Industrial | Ind ¦ Ventilation Optimization | 2024 | SC B | GWh | After Competition Groups | 4.2129 | 542988.2994 | 0.54299 | 1317.9489 | 0.0031966 | 21 | Industrial_2024_SC B_GWh_After Competition Groups_21 | Ventilation Optimization | 0.3197% | 0.54299 | 4.2129 | Industrial_2024_SC B_GWh_After Competition Groups_Ventilation Optimization
Industrial | Ind ¦ Improved Controls - Process Heating | 2024 | SC B | GWh | After Competition Groups | 3.9025 | 167605.7136 | 0.16761 | 1317.9489 | 0.002961 | 22 | Industrial_2024_SC B_GWh_After Competition Groups_22 | Improved Controls - Process Heating | 0.2961% | 0.16761 | 3.9025 | Industrial_2024_SC B_GWh_After Competition Groups_Improved Controls - Process Heating
Industrial | Ind ¦ Refrigeration Compressor VFD | 2024 | SC B | GWh | After Competition Groups | 3.7961 | 403320.2108 | 0.40332 | 1317.9489 | 0.0028803 | 23 | Industrial_2024_SC B_GWh_After Competition Groups_23 | Refrigeration Compressor VFD | 0.288% | 0.40332 | 3.7961 | Industrial_2024_SC B_GWh_After Competition Groups_Refrigeration Compressor VFD
Industrial | Ind ¦ Cooling Tower Optimization | 2024 | SC B | GWh | After Competition Groups | 3.2512 | 451625.7127 | 0.45163 | 1317.9489 | 0.0024669 | 24 | Industrial_2024_SC B_GWh_After Competition Groups_24 | Cooling Tower Optimization | 0.2467% | 0.45163 | 3.2512 | Industrial_2024_SC B_GWh_After Competition Groups_Cooling Tower Optimization
Industrial | Ind ¦ Engine Block Heater Timer | 2024 | SC B | GWh | After Competition Groups | 2.3594 | 58210.0103 | 0.05821 | 1317.9489 | 0.0017902 | 25 | Industrial_2024_SC B_GWh_After Competition Groups_25 | Engine Block Heater Timer | 0.179% | 0.05821 | 2.3594 | Industrial_2024_SC B_GWh_After Competition Groups_Engine Block Heater Timer
Industrial | Ind ¦ Free Cooling | 2024 | SC B | GWh | After Competition Groups | 2.1302 | 519902.214 | 0.5199 | 1317.9489 | 0.0016163 | 26 | Industrial_2024_SC B_GWh_After Competition Groups_26 | Free Cooling | 0.1616% | 0.5199 | 2.1302 | Industrial_2024_SC B_GWh_After Competition Groups_Free Cooling
Industrial | Ind ¦ Air Compressor Heat Recovery | 2024 | SC B | GWh | After Competition Groups | 1.076 | 51735.3577 | 0.051735 | 1317.9489 | 0.00081638 | 27 | Industrial_2024_SC B_GWh_After Competition Groups_27 | Air Compressor Heat Recovery | 0.08164% | 0.051735 | 1.076 | Industrial_2024_SC B_GWh_After Competition Groups_Air Compressor Heat Recovery
Industrial | Ind ¦ Dairy Pre-Cooler | 2024 | SC B | GWh | After Competition Groups | 0.77504 | 50651.7599 | 0.050652 | 1317.9489 | 0.00058806 | 28 | Industrial_2024_SC B_GWh_After Competition Groups_28 | Dairy Pre-Cooler | 0.05881% | 0.050652 | 0.77504 | Industrial_2024_SC B_GWh_After Competition Groups_Dairy Pre-Cooler
Industrial | Ind ¦ Efficient Irrigation | 2024 | SC B | GWh | After Competition Groups | 0.72502 | 90520.3364 | 0.09052 | 1317.9489 | 0.00055011 | 29 | Industrial_2024_SC B_GWh_After Competition Groups_29 | Efficient Irrigation | 0.05501% | 0.09052 | 0.72502 | Industrial_2024_SC B_GWh_After Competition Groups_Efficient Irrigation
Industrial | Ind ¦ Efficient Refrigeration Compressor | 2024 | SC B | GWh | After Competition Groups | 0.48786 | 11002.7988 | 0.011003 | 1317.9489 | 0.00037017 | 30 | Industrial_2024_SC B_GWh_After Competition Groups_30 | Efficient Refrigeration Compressor | 0.03702% | 0.011003 | 0.48786 | Industrial_2024_SC B_GWh_After Competition Groups_Efficient Refrigeration Compressor
Industrial | Ind ¦ Dairy Water Heater | 2024 | SC B | GWh | After Competition Groups | 0.050221 | 4323.9363 | 0.0043239 | 1317.9489 | 3.8105e-05 | 31 | Industrial_2024_SC B_GWh_After Competition Groups_31 | Dairy Water Heater | 0.003811% | 0.0043239 | 0.050221 | Industrial_2024_SC B_GWh_After Competition Groups_Dairy Water Heater
Industrial | Ind ¦ Heat Lamps/Heat Pad | 2024 | SC B | GWh | After Competition Groups | 0 | 0 | 0 | 1317.9489 | 0 | 32 | Industrial_2024_SC B_GWh_After Competition Groups_32 | Heat Lamps/Heat Pad | 0% | 0 | 0 | Industrial_2024_SC B_GWh_After Competition Groups_Heat Lamps/Heat Pad
Industrial | Ind ¦ Pump System Optimization | 2024 | SC C | GWh | After Competition Groups | 156.3533 | 17933155.0165 | 17.9332 | 791.8855 | 0.19744 | 1 | Industrial_2024_SC C_GWh_After Competition Groups_1 | Pump System Optimization | 19.74% | 17.9332 | 156.3533 | Industrial_2024_SC C_GWh_After Competition Groups_Pump System Optimization
Industrial | Ind ¦ Air Compressor Optimization | 2024 | SC C | GWh | After Competition Groups | 156.0142 | 1620210.4436 | 1.6202 | 791.8855 | 0.19702 | 2 | Industrial_2024_SC C_GWh_After Competition Groups_2 | Air Compressor Optimization | 19.7% | 1.6202 | 156.0142 | Industrial_2024_SC C_GWh_After Competition Groups_Air Compressor Optimization
Industrial | Ind ¦ Air Leak Survey and Repair | 2024 | SC C | GWh | After Competition Groups | 83.1364 | 313280.5023 | 0.31328 | 791.8855 | 0.10499 | 3 | Industrial_2024_SC C_GWh_After Competition Groups_3 | Air Leak Survey and Repair | 10.5% | 0.31328 | 83.1364 | Industrial_2024_SC C_GWh_After Competition Groups_Air Leak Survey and Repair
Industrial | Ind ¦ Pump Equipment Upgrade | 2024 | SC C | GWh | After Competition Groups | 64.9499 | 3381023.5392 | 3.381 | 791.8855 | 0.082019 | 4 | Industrial_2024_SC C_GWh_After Competition Groups_4 | Pump Equipment Upgrade | 8.202% | 3.381 | 64.9499 | Industrial_2024_SC C_GWh_After Competition Groups_Pump Equipment Upgrade
Industrial | Ind ¦ Recommissioning | 2024 | SC C | GWh | After Competition Groups | 58.8735 | 1344897.9693 | 1.3449 | 791.8855 | 0.074346 | 5 | Industrial_2024_SC C_GWh_After Competition Groups_5 | Recommissioning | 7.435% | 1.3449 | 58.8735 | Industrial_2024_SC C_GWh_After Competition Groups_Recommissioning
Industrial | Ind ¦ SEM | 2024 | SC C | GWh | After Competition Groups | 58.8735 | 1344897.9693 | 1.3449 | 791.8855 | 0.074346 | 6 | Industrial_2024_SC C_GWh_After Competition Groups_6 | SEM | 7.435% | 1.3449 | 58.8735 | Industrial_2024_SC C_GWh_After Competition Groups_SEM
Industrial | Ind ¦ High Efficiency HVAC Fans | 2024 | SC C | GWh | After Competition Groups | 42.4419 | 1416836.9212 | 1.4168 | 791.8855 | 0.053596 | 7 | Industrial_2024_SC C_GWh_After Competition Groups_7 | High Efficiency HVAC Fans | 5.36% | 1.4168 | 42.4419 | Industrial_2024_SC C_GWh_After Competition Groups_High Efficiency HVAC Fans
Industrial | Ind ¦ Efficient Compressed Air Nozzles | 2024 | SC C | GWh | After Competition Groups | 39.3144 | 232213.8589 | 0.23221 | 791.8855 | 0.049647 | 8 | Industrial_2024_SC C_GWh_After Competition Groups_8 | Efficient Compressed Air Nozzles | 4.965% | 0.23221 | 39.3144 | Industrial_2024_SC C_GWh_After Competition Groups_Efficient Compressed Air Nozzles
Industrial | Ind ¦ Greenhouse Grow Lights | 2024 | SC C | GWh | After Competition Groups | 28.0165 | 2217236.8676 | 2.2172 | 791.8855 | 0.03538 | 9 | Industrial_2024_SC C_GWh_After Competition Groups_9 | Greenhouse Grow Lights | 3.538% | 2.2172 | 28.0165 | Industrial_2024_SC C_GWh_After Competition Groups_Greenhouse Grow Lights
Industrial | Ind ¦ Fan System Optimization | 2024 | SC C | GWh | After Competition Groups | 23.462 | 1880864.8047 | 1.8809 | 791.8855 | 0.029628 | 10 | Industrial_2024_SC C_GWh_After Competition Groups_10 | Fan System Optimization | 2.963% | 1.8809 | 23.462 | Industrial_2024_SC C_GWh_After Competition Groups_Fan System Optimization
Industrial | Ind ¦ Material Handling Improvements | 2024 | SC C | GWh | After Competition Groups | 15.8333 | 126647.2565 | 0.12665 | 791.8855 | 0.019994 | 11 | Industrial_2024_SC C_GWh_After Competition Groups_11 | Material Handling Improvements | 1.999% | 0.12665 | 15.8333 | Industrial_2024_SC C_GWh_After Competition Groups_Material Handling Improvements
Industrial | Ind ¦ Process Optimization (Elec) | 2024 | SC C | GWh | After Competition Groups | 10.8418 | 237096.3948 | 0.2371 | 791.8855 | 0.013691 | 12 | Industrial_2024_SC C_GWh_After Competition Groups_12 | Process Optimization (Elec) | 1.369% | 0.2371 | 10.8418 | Industrial_2024_SC C_GWh_After Competition Groups_Process Optimization (Elec)
Industrial | Ind ¦ HE Lighting | 2024 | SC C | GWh | After Competition Groups | 8.6458 | 1886415.3489 | 1.8864 | 791.8855 | 0.010918 | 13 | Industrial_2024_SC C_GWh_After Competition Groups_13 | HE Lighting | 1.092% | 1.8864 | 8.6458 | Industrial_2024_SC C_GWh_After Competition Groups_HE Lighting
Industrial | Ind ¦ Pulp and Paper Process Improvements | 2024 | SC C | GWh | After Competition Groups | 8.1965 | 833974.6465 | 0.83397 | 791.8855 | 0.010351 | 14 | Industrial_2024_SC C_GWh_After Competition Groups_14 | Pulp and Paper Process Improvements | 1.035% | 0.83397 | 8.1965 | Industrial_2024_SC C_GWh_After Competition Groups_Pulp and Paper Process Improvements
Industrial | Ind ¦ Process Heat Recovery | 2024 | SC C | GWh | After Competition Groups | 4.9656 | 247731.7019 | 0.24773 | 791.8855 | 0.0062706 | 15 | Industrial_2024_SC C_GWh_After Competition Groups_15 | Process Heat Recovery | 0.6271% | 0.24773 | 4.9656 | Industrial_2024_SC C_GWh_After Competition Groups_Process Heat Recovery
Industrial | Ind ¦ Refiner Plate Improvements | 2024 | SC C | GWh | After Competition Groups | 4.5226 | 90766.7078 | 0.090767 | 791.8855 | 0.0057112 | 16 | Industrial_2024_SC C_GWh_After Competition Groups_16 | Refiner Plate Improvements | 0.5711% | 0.090767 | 4.5226 | Industrial_2024_SC C_GWh_After Competition Groups_Refiner Plate Improvements
Industrial | Ind ¦ Ventilation Optimization | 2024 | SC C | GWh | After Competition Groups | 4.2129 | 543042.6036 | 0.54304 | 791.8855 | 0.0053201 | 17 | Industrial_2024_SC C_GWh_After Competition Groups_17 | Ventilation Optimization | 0.532% | 0.54304 | 4.2129 | Industrial_2024_SC C_GWh_After Competition Groups_Ventilation Optimization
Industrial | Ind ¦ VAV Conversion Project | 2024 | SC C | GWh | After Competition Groups | 3.6791 | 268699.711 | 0.2687 | 791.8855 | 0.004646 | 18 | Industrial_2024_SC C_GWh_After Competition Groups_18 | VAV Conversion Project | 0.4646% | 0.2687 | 3.6791 | Industrial_2024_SC C_GWh_After Competition Groups_VAV Conversion Project
Industrial | Ind ¦ High Efficiency Battery Charger | 2024 | SC C | GWh | After Competition Groups | 3.3639 | 295808.8105 | 0.29581 | 791.8855 | 0.004248 | 19 | Industrial_2024_SC C_GWh_After Competition Groups_19 | High Efficiency Battery Charger | 0.4248% | 0.29581 | 3.3639 | Industrial_2024_SC C_GWh_After Competition Groups_High Efficiency Battery Charger
Industrial | Ind ¦ Cooling Tower Optimization | 2024 | SC C | GWh | After Competition Groups | 3.2512 | 451670.8798 | 0.45167 | 791.8855 | 0.0041056 | 20 | Industrial_2024_SC C_GWh_After Competition Groups_20 | Cooling Tower Optimization | 0.4106% | 0.45167 | 3.2512 | Industrial_2024_SC C_GWh_After Competition Groups_Cooling Tower Optimization
Industrial | Ind ¦ Improved Controls - Process Cooling | 2024 | SC C | GWh | After Competition Groups | 2.9568 | 130708.5398 | 0.13071 | 791.8855 | 0.0037339 | 21 | Industrial_2024_SC C_GWh_After Competition Groups_21 | Improved Controls - Process Cooling | 0.3734% | 0.13071 | 2.9568 | Industrial_2024_SC C_GWh_After Competition Groups_Improved Controls - Process Cooling
Industrial | Ind ¦ Refrigeration Compressor VFD | 2024 | SC C | GWh | After Competition Groups | 2.732 | 213761.7571 | 0.21376 | 791.8855 | 0.00345 | 22 | Industrial_2024_SC C_GWh_After Competition Groups_22 | Refrigeration Compressor VFD | 0.345% | 0.21376 | 2.732 | Industrial_2024_SC C_GWh_After Competition Groups_Refrigeration Compressor VFD
Industrial | Ind ¦ Process Improvements | 2024 | SC C | GWh | After Competition Groups | 2.3621 | 82225.5572 | 0.082226 | 791.8855 | 0.0029828 | 23 | Industrial_2024_SC C_GWh_After Competition Groups_23 | Process Improvements | 0.2983% | 0.082226 | 2.3621 | Industrial_2024_SC C_GWh_After Competition Groups_Process Improvements
Industrial | Ind ¦ Improved Controls - Process Heating | 2024 | SC C | GWh | After Competition Groups | 1.4733 | 65847.0619 | 0.065847 | 791.8855 | 0.0018605 | 24 | Industrial_2024_SC C_GWh_After Competition Groups_24 | Improved Controls - Process Heating | 0.1861% | 0.065847 | 1.4733 | Industrial_2024_SC C_GWh_After Competition Groups_Improved Controls - Process Heating
Industrial | Ind ¦ Engine Block Heater Timer | 2024 | SC C | GWh | After Competition Groups | 0.88848 | 22687.0876 | 0.022687 | 791.8855 | 0.001122 | 25 | Industrial_2024_SC C_GWh_After Competition Groups_25 | Engine Block Heater Timer | 0.1122% | 0.022687 | 0.88848 | Industrial_2024_SC C_GWh_After Competition Groups_Engine Block Heater Timer
Industrial | Ind ¦ Free Cooling | 2024 | SC C | GWh | After Competition Groups | 0.80574 | 205466.9461 | 0.20547 | 791.8855 | 0.0010175 | 26 | Industrial_2024_SC C_GWh_After Competition Groups_26 | Free Cooling | 0.1018% | 0.20547 | 0.80574 | Industrial_2024_SC C_GWh_After Competition Groups_Free Cooling
Industrial | Ind ¦ Dairy Pre-Cooler | 2024 | SC C | GWh | After Competition Groups | 0.63948 | 37124.9844 | 0.037125 | 791.8855 | 0.00080754 | 27 | Industrial_2024_SC C_GWh_After Competition Groups_27 | Dairy Pre-Cooler | 0.08075% | 0.037125 | 0.63948 | Industrial_2024_SC C_GWh_After Competition Groups_Dairy Pre-Cooler
Industrial | Ind ¦ Air Compressor Heat Recovery | 2024 | SC C | GWh | After Competition Groups | 0.40567 | 20245.2071 | 0.020245 | 791.8855 | 0.00051228 | 28 | Industrial_2024_SC C_GWh_After Competition Groups_28 | Air Compressor Heat Recovery | 0.05123% | 0.020245 | 0.40567 | Industrial_2024_SC C_GWh_After Competition Groups_Air Compressor Heat Recovery
Industrial | Ind ¦ Efficient Refrigeration Compressor | 2024 | SC C | GWh | After Competition Groups | 0.35544 | 5956.1583 | 0.0059562 | 791.8855 | 0.00044886 | 29 | Industrial_2024_SC C_GWh_After Competition Groups_29 | Efficient Refrigeration Compressor | 0.04489% | 0.0059562 | 0.35544 | Industrial_2024_SC C_GWh_After Competition Groups_Efficient Refrigeration Compressor
Industrial | Ind ¦ Efficient Irrigation | 2024 | SC C | GWh | After Competition Groups | 0.27283 | 34279.402 | 0.034279 | 791.8855 | 0.00034453 | 30 | Industrial_2024_SC C_GWh_After Competition Groups_30 | Efficient Irrigation | 0.03445% | 0.034279 | 0.27283 | Industrial_2024_SC C_GWh_After Competition Groups_Efficient Irrigation
Industrial | Ind ¦ Dairy Water Heater | 2024 | SC C | GWh | After Competition Groups | 0.04523 | 3802.9365 | 0.0038029 | 791.8855 | 5.7116e-05 | 31 | Industrial_2024_SC C_GWh_After Competition Groups_31 | Dairy Water Heater | 0.005712% | 0.0038029 | 0.04523 | Industrial_2024_SC C_GWh_After Competition Groups_Dairy Water Heater
Industrial | Ind ¦ Heat Lamps/Heat Pad | 2024 | SC C | GWh | After Competition Groups | 0 | 0 | 0 | 791.8855 | 0 | 32 | Industrial_2024_SC C_GWh_After Competition Groups_32 | Heat Lamps/Heat Pad | 0% | 0 | 0 | Industrial_2024_SC C_GWh_After Competition Groups_Heat Lamps/Heat Pad
Industrial | Ind ¦ Air Compressor Optimization | 2024 | SC D | GWh | After Competition Groups | 156.0142 | 0 | 0 | 732.4917 | 0.21299 | 1 | Industrial_2024_SC D_GWh_After Competition Groups_1 | Air Compressor Optimization | 21.3% | 0 | 156.0142 | Industrial_2024_SC D_GWh_After Competition Groups_Air Compressor Optimization
Industrial | Ind ¦ Pump System Optimization | 2024 | SC D | GWh | After Competition Groups | 136.7796 | 0 | 0 | 732.4917 | 0.18673 | 2 | Industrial_2024_SC D_GWh_After Competition Groups_2 | Pump System Optimization | 18.67% | 0 | 136.7796 | Industrial_2024_SC D_GWh_After Competition Groups_Pump System Optimization
Industrial | Ind ¦ Air Leak Survey and Repair | 2024 | SC D | GWh | After Competition Groups | 82.9914 | 0 | 0 | 732.4917 | 0.1133 | 3 | Industrial_2024_SC D_GWh_After Competition Groups_3 | Air Leak Survey and Repair | 11.33% | 0 | 82.9914 | Industrial_2024_SC D_GWh_After Competition Groups_Air Leak Survey and Repair
Industrial | Ind ¦ Pump Equipment Upgrade | 2024 | SC D | GWh | After Competition Groups | 61.4887 | 0 | 0 | 732.4917 | 0.083945 | 4 | Industrial_2024_SC D_GWh_After Competition Groups_4 | Pump Equipment Upgrade | 8.394% | 0 | 61.4887 | Industrial_2024_SC D_GWh_After Competition Groups_Pump Equipment Upgrade
Industrial | Ind ¦ SEM | 2024 | SC D | GWh | After Competition Groups | 58.8735 | 0 | 0 | 732.4917 | 0.080374 | 5 | Industrial_2024_SC D_GWh_After Competition Groups_5 | SEM | 8.037% | 0 | 58.8735 | Industrial_2024_SC D_GWh_After Competition Groups_SEM
Industrial | Ind ¦ Recommissioning | 2024 | SC D | GWh | After Competition Groups | 56.9152 | 0 | 0 | 732.4917 | 0.077701 | 6 | Industrial_2024_SC D_GWh_After Competition Groups_6 | Recommissioning | 7.77% | 0 | 56.9152 | Industrial_2024_SC D_GWh_After Competition Groups_Recommissioning
Industrial | Ind ¦ High Efficiency HVAC Fans | 2024 | SC D | GWh | After Competition Groups | 40.586 | 0 | 0 | 732.4917 | 0.055408 | 7 | Industrial_2024_SC D_GWh_After Competition Groups_7 | High Efficiency HVAC Fans | 5.541% | 0 | 40.586 | Industrial_2024_SC D_GWh_After Competition Groups_High Efficiency HVAC Fans
Industrial | Ind ¦ Efficient Compressed Air Nozzles | 2024 | SC D | GWh | After Competition Groups | 39.3144 | 0 | 0 | 732.4917 | 0.053672 | 8 | Industrial_2024_SC D_GWh_After Competition Groups_8 | Efficient Compressed Air Nozzles | 5.367% | 0 | 39.3144 | Industrial_2024_SC D_GWh_After Competition Groups_Efficient Compressed Air Nozzles
Industrial | Ind ¦ Fan System Optimization | 2024 | SC D | GWh | After Competition Groups | 23.462 | 0 | 0 | 732.4917 | 0.03203 | 9 | Industrial_2024_SC D_GWh_After Competition Groups_9 | Fan System Optimization | 3.203% | 0 | 23.462 | Industrial_2024_SC D_GWh_After Competition Groups_Fan System Optimization
Industrial | Ind ¦ Greenhouse Grow Lights | 2024 | SC D | GWh | After Competition Groups | 18.2151 | 0 | 0 | 732.4917 | 0.024867 | 10 | Industrial_2024_SC D_GWh_After Competition Groups_10 | Greenhouse Grow Lights | 2.487% | 0 | 18.2151 | Industrial_2024_SC D_GWh_After Competition Groups_Greenhouse Grow Lights
Industrial | Ind ¦ Material Handling Improvements | 2024 | SC D | GWh | After Competition Groups | 15.8333 | 0 | 0 | 732.4917 | 0.021616 | 11 | Industrial_2024_SC D_GWh_After Competition Groups_11 | Material Handling Improvements | 2.162% | 0 | 15.8333 | Industrial_2024_SC D_GWh_After Competition Groups_Material Handling Improvements
Industrial | Ind ¦ Process Optimization (Elec) | 2024 | SC D | GWh | After Competition Groups | 10.8418 | 0 | 0 | 732.4917 | 0.014801 | 12 | Industrial_2024_SC D_GWh_After Competition Groups_12 | Process Optimization (Elec) | 1.48% | 0 | 10.8418 | Industrial_2024_SC D_GWh_After Competition Groups_Process Optimization (Elec)
Industrial | Ind ¦ Refiner Plate Improvements | 2024 | SC D | GWh | After Competition Groups | 4.5226 | 0 | 0 | 732.4917 | 0.0061742 | 13 | Industrial_2024_SC D_GWh_After Competition Groups_13 | Refiner Plate Improvements | 0.6174% | 0 | 4.5226 | Industrial_2024_SC D_GWh_After Competition Groups_Refiner Plate Improvements
Industrial | Ind ¦ Process Heat Recovery | 2024 | SC D | GWh | After Competition Groups | 3.7451 | 0 | 0 | 732.4917 | 0.0051128 | 14 | Industrial_2024_SC D_GWh_After Competition Groups_14 | Process Heat Recovery | 0.5113% | 0 | 3.7451 | Industrial_2024_SC D_GWh_After Competition Groups_Process Heat Recovery
Industrial | Ind ¦ Ventilation Optimization | 2024 | SC D | GWh | After Competition Groups | 3.6719 | 0 | 0 | 732.4917 | 0.0050129 | 15 | Industrial_2024_SC D_GWh_After Competition Groups_15 | Ventilation Optimization | 0.5013% | 0 | 3.6719 | Industrial_2024_SC D_GWh_After Competition Groups_Ventilation Optimization
Industrial | Ind ¦ Improved Controls - Process Cooling | 2024 | SC D | GWh | After Competition Groups | 2.9568 | 0 | 0 | 732.4917 | 0.0040366 | 16 | Industrial_2024_SC D_GWh_After Competition Groups_16 | Improved Controls - Process Cooling | 0.4037% | 0 | 2.9568 | Industrial_2024_SC D_GWh_After Competition Groups_Improved Controls - Process Cooling
Industrial | Ind ¦ Cooling Tower Optimization | 2024 | SC D | GWh | After Competition Groups | 2.9289 | 0 | 0 | 732.4917 | 0.0039986 | 17 | Industrial_2024_SC D_GWh_After Competition Groups_17 | Cooling Tower Optimization | 0.3999% | 0 | 2.9289 | Industrial_2024_SC D_GWh_After Competition Groups_Cooling Tower Optimization
Industrial | Ind ¦ VAV Conversion Project | 2024 | SC D | GWh | After Competition Groups | 2.5112 | 0 | 0 | 732.4917 | 0.0034283 | 18 | Industrial_2024_SC D_GWh_After Competition Groups_18 | VAV Conversion Project | 0.3428% | 0 | 2.5112 | Industrial_2024_SC D_GWh_After Competition Groups_VAV Conversion Project
Industrial | Ind ¦ Process Improvements | 2024 | SC D | GWh | After Competition Groups | 2.0764 | 0 | 0 | 732.4917 | 0.0028347 | 19 | Industrial_2024_SC D_GWh_After Competition Groups_19 | Process Improvements | 0.2835% | 0 | 2.0764 | Industrial_2024_SC D_GWh_After Competition Groups_Process Improvements
Industrial | Ind ¦ High Efficiency Battery Charger | 2024 | SC D | GWh | After Competition Groups | 1.6582 | 0 | 0 | 732.4917 | 0.0022638 | 20 | Industrial_2024_SC D_GWh_After Competition Groups_20 | High Efficiency Battery Charger | 0.2264% | 0 | 1.6582 | Industrial_2024_SC D_GWh_After Competition Groups_High Efficiency Battery Charger
Industrial | Ind ¦ Refrigeration Compressor VFD | 2024 | SC D | GWh | After Competition Groups | 1.6249 | 0 | 0 | 732.4917 | 0.0022184 | 21 | Industrial_2024_SC D_GWh_After Competition Groups_21 | Refrigeration Compressor VFD | 0.2218% | 0 | 1.6249 | Industrial_2024_SC D_GWh_After Competition Groups_Refrigeration Compressor VFD
Industrial | Ind ¦ Improved Controls - Process Heating | 2024 | SC D | GWh | After Competition Groups | 1.3198 | 0 | 0 | 732.4917 | 0.0018017 | 22 | Industrial_2024_SC D_GWh_After Competition Groups_22 | Improved Controls - Process Heating | 0.1802% | 0 | 1.3198 | Industrial_2024_SC D_GWh_After Competition Groups_Improved Controls - Process Heating
Industrial | Ind ¦ Pulp and Paper Process Improvements | 2024 | SC D | GWh | After Competition Groups | 1.0418 | 0 | 0 | 732.4917 | 0.0014222 | 23 | Industrial_2024_SC D_GWh_After Competition Groups_23 | Pulp and Paper Process Improvements | 0.1422% | 0 | 1.0418 | Industrial_2024_SC D_GWh_After Competition Groups_Pulp and Paper Process Improvements
Industrial | Ind ¦ HE Lighting | 2024 | SC D | GWh | After Competition Groups | 0.95121 | 0 | 0 | 732.4917 | 0.0012986 | 24 | Industrial_2024_SC D_GWh_After Competition Groups_24 | HE Lighting | 0.1299% | 0 | 0.95121 | Industrial_2024_SC D_GWh_After Competition Groups_HE Lighting
Industrial | Ind ¦ Engine Block Heater Timer | 2024 | SC D | GWh | After Competition Groups | 0.84283 | 0 | 0 | 732.4917 | 0.0011506 | 25 | Industrial_2024_SC D_GWh_After Competition Groups_25 | Engine Block Heater Timer | 0.1151% | 0 | 0.84283 | Industrial_2024_SC D_GWh_After Competition Groups_Engine Block Heater Timer
Industrial | Ind ¦ Air Compressor Heat Recovery | 2024 | SC D | GWh | After Competition Groups | 0.36916 | 0 | 0 | 732.4917 | 0.00050398 | 26 | Industrial_2024_SC D_GWh_After Competition Groups_26 | Air Compressor Heat Recovery | 0.0504% | 0 | 0.36916 | Industrial_2024_SC D_GWh_After Competition Groups_Air Compressor Heat Recovery
Industrial | Ind ¦ Efficient Refrigeration Compressor | 2024 | SC D | GWh | After Competition Groups | 0.35302 | 0 | 0 | 732.4917 | 0.00048195 | 27 | Industrial_2024_SC D_GWh_After Competition Groups_27 | Efficient Refrigeration Compressor | 0.0482% | 0 | 0.35302 | Industrial_2024_SC D_GWh_After Competition Groups_Efficient Refrigeration Compressor
Industrial | Ind ¦ Dairy Pre-Cooler | 2024 | SC D | GWh | After Competition Groups | 0.31457 | 0 | 0 | 732.4917 | 0.00042945 | 28 | Industrial_2024_SC D_GWh_After Competition Groups_28 | Dairy Pre-Cooler | 0.04294% | 0 | 0.31457 | Industrial_2024_SC D_GWh_After Competition Groups_Dairy Pre-Cooler
Industrial | Ind ¦ Efficient Irrigation | 2024 | SC D | GWh | After Competition Groups | 0.17637 | 0 | 0 | 732.4917 | 0.00024078 | 29 | Industrial_2024_SC D_GWh_After Competition Groups_29 | Efficient Irrigation | 0.02408% | 0 | 0.17637 | Industrial_2024_SC D_GWh_After Competition Groups_Efficient Irrigation
Industrial | Ind ¦ Free Cooling | 2024 | SC D | GWh | After Competition Groups | 0.11188 | 0 | 0 | 732.4917 | 0.00015274 | 30 | Industrial_2024_SC D_GWh_After Competition Groups_30 | Free Cooling | 0.01527% | 0 | 0.11188 | Industrial_2024_SC D_GWh_After Competition Groups_Free Cooling
Industrial | Ind ¦ Heat Lamps/Heat Pad | 2024 | SC D | GWh | After Competition Groups | 0 | 0 | 0 | 732.4917 | 0 | 31 | Industrial_2024_SC D_GWh_After Competition Groups_31 | Heat Lamps/Heat Pad | 0% | 0 | 0 | Industrial_2024_SC D_GWh_After Competition Groups_Heat Lamps/Heat Pad
Industrial | Ind ¦ Pump System Optimization | 2024 | Technical | GWh | After Competition Groups | 674.458 | 0 | 0 | 5157.8344 | 0.13076 | 1 | Industrial_2024_Technical_GWh_After Competition Groups_1 | Pump System Optimization | 13.08% | 0 | 674.458 | Industrial_2024_Technical_GWh_After Competition Groups_Pump System Optimization
Industrial | Ind ¦ Air Leak Survey and Repair | 2024 | Technical | GWh | After Competition Groups | 613.2813 | 0 | 0 | 5157.8344 | 0.1189 | 2 | Industrial_2024_Technical_GWh_After Competition Groups_2 | Air Leak Survey and Repair | 11.89% | 0 | 613.2813 | Industrial_2024_Technical_GWh_After Competition Groups_Air Leak Survey and Repair
Industrial | Ind ¦ HE Lighting | 2024 | Technical | GWh | After Competition Groups | 556.7153 | 0 | 0 | 5157.8344 | 0.10794 | 3 | Industrial_2024_Technical_GWh_After Competition Groups_3 | HE Lighting | 10.79% | 0 | 556.7153 | Industrial_2024_Technical_GWh_After Competition Groups_HE Lighting
Industrial | Ind ¦ Recommissioning | 2024 | Technical | GWh | After Competition Groups | 442.5895 | 0 | 0 | 5157.8344 | 0.085809 | 4 | Industrial_2024_Technical_GWh_After Competition Groups_4 | Recommissioning | 8.581% | 0 | 442.5895 | Industrial_2024_Technical_GWh_After Competition Groups_Recommissioning
Industrial | Ind ¦ SEM | 2024 | Technical | GWh | After Competition Groups | 442.5895 | 0 | 0 | 5157.8344 | 0.085809 | 5 | Industrial_2024_Technical_GWh_After Competition Groups_5 | SEM | 8.581% | 0 | 442.5895 | Industrial_2024_Technical_GWh_After Competition Groups_SEM
Industrial | Ind ¦ Air Compressor Optimization | 2024 | Technical | GWh | After Competition Groups | 382.8404 | 0 | 0 | 5157.8344 | 0.074225 | 6 | Industrial_2024_Technical_GWh_After Competition Groups_6 | Air Compressor Optimization | 7.423% | 0 | 382.8404 | Industrial_2024_Technical_GWh_After Competition Groups_Air Compressor Optimization
Industrial | Ind ¦ Efficient Compressed Air Nozzles | 2024 | Technical | GWh | After Competition Groups | 366.5651 | 0 | 0 | 5157.8344 | 0.07107 | 7 | Industrial_2024_Technical_GWh_After Competition Groups_7 | Efficient Compressed Air Nozzles | 7.107% | 0 | 366.5651 | Industrial_2024_Technical_GWh_After Competition Groups_Efficient Compressed Air Nozzles
Industrial | Ind ¦ Pump Equipment Upgrade | 2024 | Technical | GWh | After Competition Groups | 312.4198 | 0 | 0 | 5157.8344 | 0.060572 | 8 | Industrial_2024_Technical_GWh_After Competition Groups_8 | Pump Equipment Upgrade | 6.057% | 0 | 312.4198 | Industrial_2024_Technical_GWh_After Competition Groups_Pump Equipment Upgrade
Industrial | Ind ¦ High Efficiency HVAC Fans | 2024 | Technical | GWh | After Competition Groups | 212.4838 | 0 | 0 | 5157.8344 | 0.041196 | 9 | Industrial_2024_Technical_GWh_After Competition Groups_9 | High Efficiency HVAC Fans | 4.12% | 0 | 212.4838 | Industrial_2024_Technical_GWh_After Competition Groups_High Efficiency HVAC Fans
Industrial | Ind ¦ Process Optimization (Elec) | 2024 | Technical | GWh | After Competition Groups | 180.6071 | 0 | 0 | 5157.8344 | 0.035016 | 10 | Industrial_2024_Technical_GWh_After Competition Groups_10 | Process Optimization (Elec) | 3.502% | 0 | 180.6071 | Industrial_2024_Technical_GWh_After Competition Groups_Process Optimization (Elec)
Industrial | Ind ¦ Premium Efficient Motors | 2024 | Technical | GWh | After Competition Groups | 154.5281 | 0 | 0 | 5157.8344 | 0.02996 | 11 | Industrial_2024_Technical_GWh_After Competition Groups_11 | Premium Efficient Motors | 2.996% | 0 | 154.5281 | Industrial_2024_Technical_GWh_After Competition Groups_Premium Efficient Motors
Industrial | Ind ¦ Greenhouse Grow Lights | 2024 | Technical | GWh | After Competition Groups | 142.2499 | 0 | 0 | 5157.8344 | 0.027579 | 12 | Industrial_2024_Technical_GWh_After Competition Groups_12 | Greenhouse Grow Lights | 2.758% | 0 | 142.2499 | Industrial_2024_Technical_GWh_After Competition Groups_Greenhouse Grow Lights
Industrial | Ind ¦ HE HVAC Controls | 2024 | Technical | GWh | After Competition Groups | 79.9202 | 0 | 0 | 5157.8344 | 0.015495 | 13 | Industrial_2024_Technical_GWh_After Competition Groups_13 | HE HVAC Controls | 1.549% | 0 | 79.9202 | Industrial_2024_Technical_GWh_After Competition Groups_HE HVAC Controls
Industrial | Ind ¦ Pulp and Paper Process Improvements | 2024 | Technical | GWh | After Competition Groups | 66.7822 | 0 | 0 | 5157.8344 | 0.012948 | 14 | Industrial_2024_Technical_GWh_After Competition Groups_14 | Pulp and Paper Process Improvements | 1.295% | 0 | 66.7822 | Industrial_2024_Technical_GWh_After Competition Groups_Pulp and Paper Process Improvements
Industrial | Ind ¦ Material Handling Improvements | 2024 | Technical | GWh | After Competition Groups | 59.8874 | 0 | 0 | 5157.8344 | 0.011611 | 15 | Industrial_2024_Technical_GWh_After Competition Groups_15 | Material Handling Improvements | 1.161% | 0 | 59.8874 | Industrial_2024_Technical_GWh_After Competition Groups_Material Handling Improvements
Industrial | Ind ¦ Fan System Optimization | 2024 | Technical | GWh | After Competition Groups | 58.6226 | 0 | 0 | 5157.8344 | 0.011366 | 16 | Industrial_2024_Technical_GWh_After Competition Groups_16 | Fan System Optimization | 1.137% | 0 | 58.6226 | Industrial_2024_Technical_GWh_After Competition Groups_Fan System Optimization
Industrial | Ind ¦ HE HVAC Units | 2024 | Technical | GWh | After Competition Groups | 46.1727 | 0 | 0 | 5157.8344 | 0.008952 | 17 | Industrial_2024_Technical_GWh_After Competition Groups_17 | HE HVAC Units | 0.8952% | 0 | 46.1727 | Industrial_2024_Technical_GWh_After Competition Groups_HE HVAC Units
Industrial | Ind ¦ Refiner Plate Improvements | 2024 | Technical | GWh | After Competition Groups | 44.2262 | 0 | 0 | 5157.8344 | 0.0085746 | 18 | Industrial_2024_Technical_GWh_After Competition Groups_18 | Refiner Plate Improvements | 0.8575% | 0 | 44.2262 | Industrial_2024_Technical_GWh_After Competition Groups_Refiner Plate Improvements
Industrial | Ind ¦ Process Heat Recovery | 2024 | Technical | GWh | After Competition Groups | 38.341 | 0 | 0 | 5157.8344 | 0.0074336 | 19 | Industrial_2024_Technical_GWh_After Competition Groups_19 | Process Heat Recovery | 0.7434% | 0 | 38.341 | Industrial_2024_Technical_GWh_After Competition Groups_Process Heat Recovery
Industrial | Ind ¦ Ventilation Optimization | 2024 | Technical | GWh | After Competition Groups | 28.5071 | 0 | 0 | 5157.8344 | 0.005527 | 20 | Industrial_2024_Technical_GWh_After Competition Groups_20 | Ventilation Optimization | 0.5527% | 0 | 28.5071 | Industrial_2024_Technical_GWh_After Competition Groups_Ventilation Optimization
Industrial | Ind ¦ VAV Conversion Project | 2024 | Technical | GWh | After Competition Groups | 26.8788 | 0 | 0 | 5157.8344 | 0.0052113 | 21 | Industrial_2024_Technical_GWh_After Competition Groups_21 | VAV Conversion Project | 0.5211% | 0 | 26.8788 | Industrial_2024_Technical_GWh_After Competition Groups_VAV Conversion Project
Industrial | Ind ¦ Cold Storage Retrofit | 2024 | Technical | GWh | After Competition Groups | 24.4538 | 0 | 0 | 5157.8344 | 0.0047411 | 22 | Industrial_2024_Technical_GWh_After Competition Groups_22 | Cold Storage Retrofit | 0.4741% | 0 | 24.4538 | Industrial_2024_Technical_GWh_After Competition Groups_Cold Storage Retrofit
Industrial | Ind ¦ Synchronous Belts | 2024 | Technical | GWh | After Competition Groups | 22.2363 | 0 | 0 | 5157.8344 | 0.0043112 | 23 | Industrial_2024_Technical_GWh_After Competition Groups_23 | Synchronous Belts | 0.4311% | 0 | 22.2363 | Industrial_2024_Technical_GWh_After Competition Groups_Synchronous Belts
Industrial | Ind ¦ Improved Controls - Process Cooling | 2024 | Technical | GWh | After Competition Groups | 21.8075 | 0 | 0 | 5157.8344 | 0.004228 | 24 | Industrial_2024_Technical_GWh_After Competition Groups_24 | Improved Controls - Process Cooling | 0.4228% | 0 | 21.8075 | Industrial_2024_Technical_GWh_After Competition Groups_Improved Controls - Process Cooling
Industrial | Ind ¦ High Efficiency Battery Charger | 2024 | Technical | GWh | After Competition Groups | 18.9633 | 0 | 0 | 5157.8344 | 0.0036766 | 25 | Industrial_2024_Technical_GWh_After Competition Groups_25 | High Efficiency Battery Charger | 0.3677% | 0 | 18.9633 | Industrial_2024_Technical_GWh_After Competition Groups_High Efficiency Battery Charger
Industrial | Ind ¦ Process Improvements | 2024 | Technical | GWh | After Competition Groups | 17.9875 | 0 | 0 | 5157.8344 | 0.0034874 | 26 | Industrial_2024_Technical_GWh_After Competition Groups_26 | Process Improvements | 0.3487% | 0 | 17.9875 | Industrial_2024_Technical_GWh_After Competition Groups_Process Improvements
Industrial | Ind ¦ HVLS Fans | 2024 | Technical | GWh | After Competition Groups | 15.7914 | 0 | 0 | 5157.8344 | 0.0030616 | 27 | Industrial_2024_Technical_GWh_After Competition Groups_27 | HVLS Fans | 0.3062% | 0 | 15.7914 | Industrial_2024_Technical_GWh_After Competition Groups_HVLS Fans
Industrial | Ind ¦ Efficient Irrigation | 2024 | Technical | GWh | After Competition Groups | 15.4747 | 0 | 0 | 5157.8344 | 0.0030002 | 28 | Industrial_2024_Technical_GWh_After Competition Groups_28 | Efficient Irrigation | 0.3% | 0 | 15.4747 | Industrial_2024_Technical_GWh_After Competition Groups_Efficient Irrigation
Industrial | Ind ¦ Chiller Optimization | 2024 | Technical | GWh | After Competition Groups | 11.6665 | 0 | 0 | 5157.8344 | 0.0022619 | 29 | Industrial_2024_Technical_GWh_After Competition Groups_29 | Chiller Optimization | 0.2262% | 0 | 11.6665 | Industrial_2024_Technical_GWh_After Competition Groups_Chiller Optimization
Industrial | Ind ¦ Improved Controls - Process Heating | 2024 | Technical | GWh | After Competition Groups | 10.8097 | 0 | 0 | 5157.8344 | 0.0020958 | 30 | Industrial_2024_Technical_GWh_After Competition Groups_30 | Improved Controls - Process Heating | 0.2096% | 0 | 10.8097 | Industrial_2024_Technical_GWh_After Competition Groups_Improved Controls - Process Heating
Industrial | Ind ¦ Refrigeration Compressor VFD | 2024 | Technical | GWh | After Competition Groups | 10.4633 | 0 | 0 | 5157.8344 | 0.0020286 | 31 | Industrial_2024_Technical_GWh_After Competition Groups_31 | Refrigeration Compressor VFD | 0.2029% | 0 | 10.4633 | Industrial_2024_Technical_GWh_After Competition Groups_Refrigeration Compressor VFD
Industrial | Ind ¦ Efficient Transformer | 2024 | Technical | GWh | After Competition Groups | 9.4816 | 0 | 0 | 5157.8344 | 0.0018383 | 32 | Industrial_2024_Technical_GWh_After Competition Groups_32 | Efficient Transformer | 0.1838% | 0 | 9.4816 | Industrial_2024_Technical_GWh_After Competition Groups_Efficient Transformer
Industrial | Ind ¦ Cooling Tower Optimization | 2024 | Technical | GWh | After Competition Groups | 9.0921 | 0 | 0 | 5157.8344 | 0.0017628 | 33 | Industrial_2024_Technical_GWh_After Competition Groups_33 | Cooling Tower Optimization | 0.1763% | 0 | 9.0921 | Industrial_2024_Technical_GWh_After Competition Groups_Cooling Tower Optimization
Industrial | Ind ¦ High Efficiency Welders | 2024 | Technical | GWh | After Competition Groups | 7.672 | 0 | 0 | 5157.8344 | 0.0014874 | 34 | Industrial_2024_Technical_GWh_After Competition Groups_34 | High Efficiency Welders | 0.1487% | 0 | 7.672 | Industrial_2024_Technical_GWh_After Competition Groups_High Efficiency Welders
Industrial | Ind ¦ Engine Block Heater Timer | 2024 | Technical | GWh | After Competition Groups | 6.859 | 0 | 0 | 5157.8344 | 0.0013298 | 35 | Industrial_2024_Technical_GWh_After Competition Groups_35 | Engine Block Heater Timer | 0.133% | 0 | 6.859 | Industrial_2024_Technical_GWh_After Competition Groups_Engine Block Heater Timer
Industrial | Ind ¦ Low Energy Livestock Waterers | 2024 | Technical | GWh | After Competition Groups | 5.7495 | 0 | 0 | 5157.8344 | 0.0011147 | 36 | Industrial_2024_Technical_GWh_After Competition Groups_36 | Low Energy Livestock Waterers | 0.1115% | 0 | 5.7495 | Industrial_2024_Technical_GWh_After Competition Groups_Low Energy Livestock Waterers
Industrial | Ind ¦ Free Cooling | 2024 | Technical | GWh | After Competition Groups | 5.4766 | 0 | 0 | 5157.8344 | 0.0010618 | 37 | Industrial_2024_Technical_GWh_After Competition Groups_37 | Free Cooling | 0.1062% | 0 | 5.4766 | Industrial_2024_Technical_GWh_After Competition Groups_Free Cooling
Industrial | Ind ¦ Dairy Pre-Cooler | 2024 | Technical | GWh | After Competition Groups | 4.2228 | 0 | 0 | 5157.8344 | 0.00081871 | 38 | Industrial_2024_Technical_GWh_After Competition Groups_38 | Dairy Pre-Cooler | 0.08187% | 0 | 4.2228 | Industrial_2024_Technical_GWh_After Competition Groups_Dairy Pre-Cooler
Industrial | Ind ¦ Air Compressor Heat Recovery | 2024 | Technical | GWh | After Competition Groups | 3.0153 | 0 | 0 | 5157.8344 | 0.0005846 | 39 | Industrial_2024_Technical_GWh_After Competition Groups_39 | Air Compressor Heat Recovery | 0.05846% | 0 | 3.0153 | Industrial_2024_Technical_GWh_After Competition Groups_Air Compressor Heat Recovery
Industrial | Ind ¦ Optimize Compressed Air Dryer | 2024 | Technical | GWh | After Competition Groups | 2.1647 | 0 | 0 | 5157.8344 | 0.00041968 | 40 | Industrial_2024_Technical_GWh_After Competition Groups_40 | Optimize Compressed Air Dryer | 0.04197% | 0 | 2.1647 | Industrial_2024_Technical_GWh_After Competition Groups_Optimize Compressed Air Dryer
Industrial | Ind ¦ Heat Lamps/Heat Pad | 2024 | Technical | GWh | After Competition Groups | 1.3861 | 0 | 0 | 5157.8344 | 0.00026873 | 41 | Industrial_2024_Technical_GWh_After Competition Groups_41 | Heat Lamps/Heat Pad | 0.02687% | 0 | 1.3861 | Industrial_2024_Technical_GWh_After Competition Groups_Heat Lamps/Heat Pad
Industrial | Ind ¦ Creep Heat Controller | 2024 | Technical | GWh | After Competition Groups | 0.92313 | 0 | 0 | 5157.8344 | 0.00017898 | 42 | Industrial_2024_Technical_GWh_After Competition Groups_42 | Creep Heat Controller | 0.0179% | 0 | 0.92313 | Industrial_2024_Technical_GWh_After Competition Groups_Creep Heat Controller
Industrial | Ind ¦ Efficient Refrigeration Compressor | 2024 | Technical | GWh | After Competition Groups | 0.89011 | 0 | 0 | 5157.8344 | 0.00017258 | 43 | Industrial_2024_Technical_GWh_After Competition Groups_43 | Efficient Refrigeration Compressor | 0.01726% | 0 | 0.89011 | Industrial_2024_Technical_GWh_After Competition Groups_Efficient Refrigeration Compressor
Industrial | Ind ¦ Dual and Natural Exhaust Ventilation Systems | 2024 | Technical | GWh | After Competition Groups | 0.32888 | 0 | 0 | 5157.8344 | 6.3763e-05 | 44 | Industrial_2024_Technical_GWh_After Competition Groups_44 | Dual and Natural Exhaust Ventilation Systems | 0.006376% | 0 | 0.32888 | Industrial_2024_Technical_GWh_After Competition Groups_Dual and Natural Exhaust Ventilation Systems
Industrial | Ind ¦ Dairy Water Heater | 2024 | Technical | GWh | After Competition Groups | 0.25272 | 0 | 0 | 5157.8344 | 4.8997e-05 | 45 | Industrial_2024_Technical_GWh_After Competition Groups_45 | Dairy Water Heater | 0.0049% | 0 | 0.25272 | Industrial_2024_Technical_GWh_After Competition Groups_Dairy Water Heater
Industrial | Ind ¦ Pump System Optimization | 2025 | Economic | GWh | After Competition Groups | 679.1935 | 0 | 0 | 4430.1959 | 0.15331 | 1 | Industrial_2025_Economic_GWh_After Competition Groups_1 | Pump System Optimization | 15.33% | 0 | 679.1935 | Industrial_2025_Economic_GWh_After Competition Groups_Pump System Optimization
Industrial | Ind ¦ Air Leak Survey and Repair | 2025 | Economic | GWh | After Competition Groups | 611.9903 | 0 | 0 | 4430.1959 | 0.13814 | 2 | Industrial_2025_Economic_GWh_After Competition Groups_2 | Air Leak Survey and Repair | 13.81% | 0 | 611.9903 | Industrial_2025_Economic_GWh_After Competition Groups_Air Leak Survey and Repair
Industrial | Ind ¦ Recommissioning | 2025 | Economic | GWh | After Competition Groups | 440.2278 | 0 | 0 | 4430.1959 | 0.09937 | 3 | Industrial_2025_Economic_GWh_After Competition Groups_3 | Recommissioning | 9.937% | 0 | 440.2278 | Industrial_2025_Economic_GWh_After Competition Groups_Recommissioning
Industrial | Ind ¦ SEM | 2025 | Economic | GWh | After Competition Groups | 440.2278 | 0 | 0 | 4430.1959 | 0.09937 | 4 | Industrial_2025_Economic_GWh_After Competition Groups_4 | SEM | 9.937% | 0 | 440.2278 | Industrial_2025_Economic_GWh_After Competition Groups_SEM
Industrial | Ind ¦ Air Compressor Optimization | 2025 | Economic | GWh | After Competition Groups | 394.8304 | 0 | 0 | 4430.1959 | 0.089123 | 5 | Industrial_2025_Economic_GWh_After Competition Groups_5 | Air Compressor Optimization | 8.912% | 0 | 394.8304 | Industrial_2025_Economic_GWh_After Competition Groups_Air Compressor Optimization
Industrial | Ind ¦ Efficient Compressed Air Nozzles | 2025 | Economic | GWh | After Competition Groups | 380.3914 | 0 | 0 | 4430.1959 | 0.085863 | 6 | Industrial_2025_Economic_GWh_After Competition Groups_6 | Efficient Compressed Air Nozzles | 8.586% | 0 | 380.3914 | Industrial_2025_Economic_GWh_After Competition Groups_Efficient Compressed Air Nozzles
Industrial | Ind ¦ Pump Equipment Upgrade | 2025 | Economic | GWh | After Competition Groups | 322.3402 | 0 | 0 | 4430.1959 | 0.07276 | 7 | Industrial_2025_Economic_GWh_After Competition Groups_7 | Pump Equipment Upgrade | 7.276% | 0 | 322.3402 | Industrial_2025_Economic_GWh_After Competition Groups_Pump Equipment Upgrade
Industrial | Ind ¦ High Efficiency HVAC Fans | 2025 | Economic | GWh | After Competition Groups | 217.2208 | 0 | 0 | 4430.1959 | 0.049032 | 8 | Industrial_2025_Economic_GWh_After Competition Groups_8 | High Efficiency HVAC Fans | 4.903% | 0 | 217.2208 | Industrial_2025_Economic_GWh_After Competition Groups_High Efficiency HVAC Fans
Industrial | Ind ¦ HE Lighting | 2025 | Economic | GWh | After Competition Groups | 197.4574 | 0 | 0 | 4430.1959 | 0.044571 | 9 | Industrial_2025_Economic_GWh_After Competition Groups_9 | HE Lighting | 4.457% | 0 | 197.4574 | Industrial_2025_Economic_GWh_After Competition Groups_HE Lighting
Industrial | Ind ¦ Process Optimization (Elec) | 2025 | Economic | GWh | After Competition Groups | 179.6461 | 0 | 0 | 4430.1959 | 0.04055 | 10 | Industrial_2025_Economic_GWh_After Competition Groups_10 | Process Optimization (Elec) | 4.055% | 0 | 179.6461 | Industrial_2025_Economic_GWh_After Competition Groups_Process Optimization (Elec)
Industrial | Ind ¦ Greenhouse Grow Lights | 2025 | Economic | GWh | After Competition Groups | 145.6669 | 0 | 0 | 4430.1959 | 0.03288 | 11 | Industrial_2025_Economic_GWh_After Competition Groups_11 | Greenhouse Grow Lights | 3.288% | 0 | 145.6669 | Industrial_2025_Economic_GWh_After Competition Groups_Greenhouse Grow Lights
Industrial | Ind ¦ Pulp and Paper Process Improvements | 2025 | Economic | GWh | After Competition Groups | 66.0926 | 0 | 0 | 4430.1959 | 0.014919 | 12 | Industrial_2025_Economic_GWh_After Competition Groups_12 | Pulp and Paper Process Improvements | 1.492% | 0 | 66.0926 | Industrial_2025_Economic_GWh_After Competition Groups_Pulp and Paper Process Improvements
Industrial | Ind ¦ Material Handling Improvements | 2025 | Economic | GWh | After Competition Groups | 62.0552 | 0 | 0 | 4430.1959 | 0.014007 | 13 | Industrial_2025_Economic_GWh_After Competition Groups_13 | Material Handling Improvements | 1.401% | 0 | 62.0552 | Industrial_2025_Economic_GWh_After Competition Groups_Material Handling Improvements
Industrial | Ind ¦ Fan System Optimization | 2025 | Economic | GWh | After Competition Groups | 59.7966 | 0 | 0 | 4430.1959 | 0.013498 | 14 | Industrial_2025_Economic_GWh_After Competition Groups_14 | Fan System Optimization | 1.35% | 0 | 59.7966 | Industrial_2025_Economic_GWh_After Competition Groups_Fan System Optimization
Industrial | Ind ¦ Refiner Plate Improvements | 2025 | Economic | GWh | After Competition Groups | 45.3057 | 0 | 0 | 4430.1959 | 0.010227 | 15 | Industrial_2025_Economic_GWh_After Competition Groups_15 | Refiner Plate Improvements | 1.023% | 0 | 45.3057 | Industrial_2025_Economic_GWh_After Competition Groups_Refiner Plate Improvements
Industrial | Ind ¦ Process Heat Recovery | 2025 | Economic | GWh | After Competition Groups | 38.1971 | 0 | 0 | 4430.1959 | 0.008622 | 16 | Industrial_2025_Economic_GWh_After Competition Groups_16 | Process Heat Recovery | 0.8622% | 0 | 38.1971 | Industrial_2025_Economic_GWh_After Competition Groups_Process Heat Recovery
Industrial | Ind ¦ VAV Conversion Project | 2025 | Economic | GWh | After Competition Groups | 26.4112 | 0 | 0 | 4430.1959 | 0.0059616 | 17 | Industrial_2025_Economic_GWh_After Competition Groups_17 | VAV Conversion Project | 0.5962% | 0 | 26.4112 | Industrial_2025_Economic_GWh_After Competition Groups_VAV Conversion Project
Industrial | Ind ¦ Improved Controls - Process Cooling | 2025 | Economic | GWh | After Competition Groups | 21.5402 | 0 | 0 | 4430.1959 | 0.0048621 | 18 | Industrial_2025_Economic_GWh_After Competition Groups_18 | Improved Controls - Process Cooling | 0.4862% | 0 | 21.5402 | Industrial_2025_Economic_GWh_After Competition Groups_Improved Controls - Process Cooling
Industrial | Ind ¦ High Efficiency Battery Charger | 2025 | Economic | GWh | After Competition Groups | 19.5417 | 0 | 0 | 4430.1959 | 0.004411 | 19 | Industrial_2025_Economic_GWh_After Competition Groups_19 | High Efficiency Battery Charger | 0.4411% | 0 | 19.5417 | Industrial_2025_Economic_GWh_After Competition Groups_High Efficiency Battery Charger
Industrial | Ind ¦ Process Improvements | 2025 | Economic | GWh | After Competition Groups | 17.9619 | 0 | 0 | 4430.1959 | 0.0040544 | 20 | Industrial_2025_Economic_GWh_After Competition Groups_20 | Process Improvements | 0.4054% | 0 | 17.9619 | Industrial_2025_Economic_GWh_After Competition Groups_Process Improvements
Industrial | Ind ¦ Improved Controls - Process Heating | 2025 | Economic | GWh | After Competition Groups | 10.7912 | 0 | 0 | 4430.1959 | 0.0024358 | 21 | Industrial_2025_Economic_GWh_After Competition Groups_21 | Improved Controls - Process Heating | 0.2436% | 0 | 10.7912 | Industrial_2025_Economic_GWh_After Competition Groups_Improved Controls - Process Heating
Industrial | Ind ¦ Refrigeration Compressor VFD | 2025 | Economic | GWh | After Competition Groups | 10.7336 | 0 | 0 | 4430.1959 | 0.0024228 | 22 | Industrial_2025_Economic_GWh_After Competition Groups_22 | Refrigeration Compressor VFD | 0.2423% | 0 | 10.7336 | Industrial_2025_Economic_GWh_After Competition Groups_Refrigeration Compressor VFD
Industrial | Ind ¦ Cooling Tower Optimization | 2025 | Economic | GWh | After Competition Groups | 9.0174 | 0 | 0 | 4430.1959 | 0.0020354 | 23 | Industrial_2025_Economic_GWh_After Competition Groups_23 | Cooling Tower Optimization | 0.2035% | 0 | 9.0174 | Industrial_2025_Economic_GWh_After Competition Groups_Cooling Tower Optimization
Industrial | Ind ¦ Ventilation Optimization | 2025 | Economic | GWh | After Competition Groups | 8.8504 | 0 | 0 | 4430.1959 | 0.0019978 | 24 | Industrial_2025_Economic_GWh_After Competition Groups_24 | Ventilation Optimization | 0.1998% | 0 | 8.8504 | Industrial_2025_Economic_GWh_After Competition Groups_Ventilation Optimization
Industrial | Ind ¦ Engine Block Heater Timer | 2025 | Economic | GWh | After Competition Groups | 6.852 | 0 | 0 | 4430.1959 | 0.0015467 | 25 | Industrial_2025_Economic_GWh_After Competition Groups_25 | Engine Block Heater Timer | 0.1547% | 0 | 6.852 | Industrial_2025_Economic_GWh_After Competition Groups_Engine Block Heater Timer
Industrial | Ind ¦ Efficient Irrigation | 2025 | Economic | GWh | After Competition Groups | 6.4142 | 0 | 0 | 4430.1959 | 0.0014478 | 26 | Industrial_2025_Economic_GWh_After Competition Groups_26 | Efficient Irrigation | 0.1448% | 0 | 6.4142 | Industrial_2025_Economic_GWh_After Competition Groups_Efficient Irrigation
Industrial | Ind ¦ Free Cooling | 2025 | Economic | GWh | After Competition Groups | 5.4434 | 0 | 0 | 4430.1959 | 0.0012287 | 27 | Industrial_2025_Economic_GWh_After Competition Groups_27 | Free Cooling | 0.1229% | 0 | 5.4434 | Industrial_2025_Economic_GWh_After Competition Groups_Free Cooling
Industrial | Ind ¦ Air Compressor Heat Recovery | 2025 | Economic | GWh | After Competition Groups | 2.9894 | 0 | 0 | 4430.1959 | 0.00067477 | 28 | Industrial_2025_Economic_GWh_After Competition Groups_28 | Air Compressor Heat Recovery | 0.06748% | 0 | 2.9894 | Industrial_2025_Economic_GWh_After Competition Groups_Air Compressor Heat Recovery
Industrial | Ind ¦ Dairy Pre-Cooler | 2025 | Economic | GWh | After Competition Groups | 1.9677 | 0 | 0 | 4430.1959 | 0.00044416 | 29 | Industrial_2025_Economic_GWh_After Competition Groups_29 | Dairy Pre-Cooler | 0.04442% | 0 | 1.9677 | Industrial_2025_Economic_GWh_After Competition Groups_Dairy Pre-Cooler
Industrial | Ind ¦ Efficient Refrigeration Compressor | 2025 | Economic | GWh | After Competition Groups | 0.91428 | 0 | 0 | 4430.1959 | 0.00020638 | 30 | Industrial_2025_Economic_GWh_After Competition Groups_30 | Efficient Refrigeration Compressor | 0.02064% | 0 | 0.91428 | Industrial_2025_Economic_GWh_After Competition Groups_Efficient Refrigeration Compressor
Industrial | Ind ¦ Dairy Water Heater | 2025 | Economic | GWh | After Competition Groups | 0.10153 | 0 | 0 | 4430.1959 | 2.2919e-05 | 31 | Industrial_2025_Economic_GWh_After Competition Groups_31 | Dairy Water Heater | 0.002292% | 0 | 0.10153 | Industrial_2025_Economic_GWh_After Competition Groups_Dairy Water Heater
Industrial | Ind ¦ Heat Lamps/Heat Pad | 2025 | Economic | GWh | After Competition Groups | 0.025761 | 0 | 0 | 4430.1959 | 5.8148e-06 | 32 | Industrial_2025_Economic_GWh_After Competition Groups_32 | Heat Lamps/Heat Pad | 0.0005815% | 0 | 0.025761 | Industrial_2025_Economic_GWh_After Competition Groups_Heat Lamps/Heat Pad
Industrial | Ind ¦ Air Compressor Optimization | 2025 | SC A | GWh | After Competition Groups | 186.1904 | 1643942.1543 | 1.6439 | 907.6346 | 0.20514 | 1 | Industrial_2025_SC A_GWh_After Competition Groups_1 | Air Compressor Optimization | 20.51% | 1.6439 | 186.1904 | Industrial_2025_SC A_GWh_After Competition Groups_Air Compressor Optimization
Industrial | Ind ¦ Pump System Optimization | 2025 | SC A | GWh | After Competition Groups | 172.7991 | 6152518.2327 | 6.1525 | 907.6346 | 0.19038 | 2 | Industrial_2025_SC A_GWh_After Competition Groups_2 | Pump System Optimization | 19.04% | 6.1525 | 172.7991 | Industrial_2025_SC A_GWh_After Competition Groups_Pump System Optimization
Industrial | Ind ¦ Air Leak Survey and Repair | 2025 | SC A | GWh | After Competition Groups | 102.1124 | 347947.4661 | 0.34795 | 907.6346 | 0.1125 | 3 | Industrial_2025_SC A_GWh_After Competition Groups_3 | Air Leak Survey and Repair | 11.25% | 0.34795 | 102.1124 | Industrial_2025_SC A_GWh_After Competition Groups_Air Leak Survey and Repair
Industrial | Ind ¦ Pump Equipment Upgrade | 2025 | SC A | GWh | After Competition Groups | 77.5497 | 3529982.1253 | 3.53 | 907.6346 | 0.085442 | 4 | Industrial_2025_SC A_GWh_After Competition Groups_4 | Pump Equipment Upgrade | 8.544% | 3.53 | 77.5497 | Industrial_2025_SC A_GWh_After Competition Groups_Pump Equipment Upgrade
Industrial | Ind ¦ Recommissioning | 2025 | SC A | GWh | After Competition Groups | 72.3027 | 1490014.2539 | 1.49 | 907.6346 | 0.079661 | 5 | Industrial_2025_SC A_GWh_After Competition Groups_5 | Recommissioning | 7.966% | 1.49 | 72.3027 | Industrial_2025_SC A_GWh_After Competition Groups_Recommissioning
Industrial | Ind ¦ SEM | 2025 | SC A | GWh | After Competition Groups | 72.3027 | 1490014.2539 | 1.49 | 907.6346 | 0.079661 | 6 | Industrial_2025_SC A_GWh_After Competition Groups_6 | SEM | 7.966% | 1.49 | 72.3027 | Industrial_2025_SC A_GWh_After Competition Groups_SEM
Industrial | Ind ¦ High Efficiency HVAC Fans | 2025 | SC A | GWh | After Competition Groups | 50.6734 | 1461727.7299 | 1.4617 | 907.6346 | 0.05583 | 7 | Industrial_2025_SC A_GWh_After Competition Groups_7 | High Efficiency HVAC Fans | 5.583% | 1.4617 | 50.6734 | Industrial_2025_SC A_GWh_After Competition Groups_High Efficiency HVAC Fans
Industrial | Ind ¦ Efficient Compressed Air Nozzles | 2025 | SC A | GWh | After Competition Groups | 49.6731 | 261714.4193 | 0.26171 | 907.6346 | 0.054728 | 8 | Industrial_2025_SC A_GWh_After Competition Groups_8 | Efficient Compressed Air Nozzles | 5.473% | 0.26171 | 49.6731 | Industrial_2025_SC A_GWh_After Competition Groups_Efficient Compressed Air Nozzles
Industrial | Ind ¦ Fan System Optimization | 2025 | SC A | GWh | After Competition Groups | 25.9802 | 930422.8966 | 0.93042 | 907.6346 | 0.028624 | 9 | Industrial_2025_SC A_GWh_After Competition Groups_9 | Fan System Optimization | 2.862% | 0.93042 | 25.9802 | Industrial_2025_SC A_GWh_After Competition Groups_Fan System Optimization
Industrial | Ind ¦ Greenhouse Grow Lights | 2025 | SC A | GWh | After Competition Groups | 24.5769 | 834947.9532 | 0.83495 | 907.6346 | 0.027078 | 10 | Industrial_2025_SC A_GWh_After Competition Groups_10 | Greenhouse Grow Lights | 2.708% | 0.83495 | 24.5769 | Industrial_2025_SC A_GWh_After Competition Groups_Greenhouse Grow Lights
Industrial | Ind ¦ Material Handling Improvements | 2025 | SC A | GWh | After Competition Groups | 18.5739 | 127091.7564 | 0.12709 | 907.6346 | 0.020464 | 11 | Industrial_2025_SC A_GWh_After Competition Groups_11 | Material Handling Improvements | 2.046% | 0.12709 | 18.5739 | Industrial_2025_SC A_GWh_After Competition Groups_Material Handling Improvements
Industrial | Ind ¦ Process Optimization (Elec) | 2025 | SC A | GWh | After Competition Groups | 13.1847 | 259944.1366 | 0.25994 | 907.6346 | 0.014526 | 12 | Industrial_2025_SC A_GWh_After Competition Groups_12 | Process Optimization (Elec) | 1.453% | 0.25994 | 13.1847 | Industrial_2025_SC A_GWh_After Competition Groups_Process Optimization (Elec)
Industrial | Ind ¦ Process Heat Recovery | 2025 | SC A | GWh | After Competition Groups | 6.0889 | 273114.7859 | 0.27311 | 907.6346 | 0.0067085 | 13 | Industrial_2025_SC A_GWh_After Competition Groups_13 | Process Heat Recovery | 0.6709% | 0.27311 | 6.0889 | Industrial_2025_SC A_GWh_After Competition Groups_Process Heat Recovery
Industrial | Ind ¦ Refiner Plate Improvements | 2025 | SC A | GWh | After Competition Groups | 5.656 | 100740.1847 | 0.10074 | 907.6346 | 0.0062316 | 14 | Industrial_2025_SC A_GWh_After Competition Groups_14 | Refiner Plate Improvements | 0.6232% | 0.10074 | 5.656 | Industrial_2025_SC A_GWh_After Competition Groups_Refiner Plate Improvements
Industrial | Ind ¦ VAV Conversion Project | 2025 | SC A | GWh | After Competition Groups | 4.414 | 268900.6467 | 0.2689 | 907.6346 | 0.0048631 | 15 | Industrial_2025_SC A_GWh_After Competition Groups_15 | VAV Conversion Project | 0.4863% | 0.2689 | 4.414 | Industrial_2025_SC A_GWh_After Competition Groups_VAV Conversion Project
Industrial | Ind ¦ Pulp and Paper Process Improvements | 2025 | SC A | GWh | After Competition Groups | 4.0442 | 206104.6332 | 0.2061 | 907.6346 | 0.0044558 | 16 | Industrial_2025_SC A_GWh_After Competition Groups_16 | Pulp and Paper Process Improvements | 0.4456% | 0.2061 | 4.0442 | Industrial_2025_SC A_GWh_After Competition Groups_Pulp and Paper Process Improvements
Industrial | Ind ¦ Improved Controls - Process Cooling | 2025 | SC A | GWh | After Competition Groups | 3.6266 | 143469.786 | 0.14347 | 907.6346 | 0.0039957 | 17 | Industrial_2025_SC A_GWh_After Competition Groups_17 | Improved Controls - Process Cooling | 0.3996% | 0.14347 | 3.6266 | Industrial_2025_SC A_GWh_After Competition Groups_Improved Controls - Process Cooling
Industrial | Ind ¦ Process Improvements | 2025 | SC A | GWh | After Competition Groups | 2.7681 | 62321.9081 | 0.062322 | 907.6346 | 0.0030498 | 18 | Industrial_2025_SC A_GWh_After Competition Groups_18 | Process Improvements | 0.305% | 0.062322 | 2.7681 | Industrial_2025_SC A_GWh_After Competition Groups_Process Improvements
Industrial | Ind ¦ High Efficiency Battery Charger | 2025 | SC A | GWh | After Competition Groups | 2.7576 | 137019.8274 | 0.13702 | 907.6346 | 0.0030382 | 19 | Industrial_2025_SC A_GWh_After Competition Groups_19 | High Efficiency Battery Charger | 0.3038% | 0.13702 | 2.7576 | Industrial_2025_SC A_GWh_After Competition Groups_High Efficiency Battery Charger
Industrial | Ind ¦ HE Lighting | 2025 | SC A | GWh | After Competition Groups | 2.5199 | 238430.1292 | 0.23843 | 907.6346 | 0.0027763 | 20 | Industrial_2025_SC A_GWh_After Competition Groups_20 | HE Lighting | 0.2776% | 0.23843 | 2.5199 | Industrial_2025_SC A_GWh_After Competition Groups_HE Lighting
Industrial | Ind ¦ Refrigeration Compressor VFD | 2025 | SC A | GWh | After Competition Groups | 2.4394 | 80226.698 | 0.080227 | 907.6346 | 0.0026876 | 21 | Industrial_2025_SC A_GWh_After Competition Groups_21 | Refrigeration Compressor VFD | 0.2688% | 0.080227 | 2.4394 | Industrial_2025_SC A_GWh_After Competition Groups_Refrigeration Compressor VFD
Industrial | Ind ¦ Ventilation Optimization | 2025 | SC A | GWh | After Competition Groups | 2.0928 | 115675.1255 | 0.11568 | 907.6346 | 0.0023058 | 22 | Industrial_2025_SC A_GWh_After Competition Groups_22 | Ventilation Optimization | 0.2306% | 0.11568 | 2.0928 | Industrial_2025_SC A_GWh_After Competition Groups_Ventilation Optimization
Industrial | Ind ¦ Improved Controls - Process Heating | 2025 | SC A | GWh | After Competition Groups | 1.8125 | 72643.7135 | 0.072644 | 907.6346 | 0.001997 | 23 | Industrial_2025_SC A_GWh_After Competition Groups_23 | Improved Controls - Process Heating | 0.1997% | 0.072644 | 1.8125 | Industrial_2025_SC A_GWh_After Competition Groups_Improved Controls - Process Heating
Industrial | Ind ¦ Engine Block Heater Timer | 2025 | SC A | GWh | After Competition Groups | 1.0877 | 24500.3008 | 0.0245 | 907.6346 | 0.0011984 | 24 | Industrial_2025_SC A_GWh_After Competition Groups_24 | Engine Block Heater Timer | 0.1198% | 0.0245 | 1.0877 | Industrial_2025_SC A_GWh_After Competition Groups_Engine Block Heater Timer
Industrial | Ind ¦ Dairy Pre-Cooler | 2025 | SC A | GWh | After Competition Groups | 0.62618 | 20143.0233 | 0.020143 | 907.6346 | 0.0006899 | 25 | Industrial_2025_SC A_GWh_After Competition Groups_25 | Dairy Pre-Cooler | 0.06899% | 0.020143 | 0.62618 | Industrial_2025_SC A_GWh_After Competition Groups_Dairy Pre-Cooler
Industrial | Ind ¦ Air Compressor Heat Recovery | 2025 | SC A | GWh | After Competition Groups | 0.49808 | 22468.0439 | 0.022468 | 907.6346 | 0.00054876 | 26 | Industrial_2025_SC A_GWh_After Competition Groups_26 | Air Compressor Heat Recovery | 0.05488% | 0.022468 | 0.49808 | Industrial_2025_SC A_GWh_After Competition Groups_Air Compressor Heat Recovery
Industrial | Ind ¦ Cooling Tower Optimization | 2025 | SC A | GWh | After Competition Groups | 0.4158 | 16136.1869 | 0.016136 | 907.6346 | 0.00045812 | 27 | Industrial_2025_SC A_GWh_After Competition Groups_27 | Cooling Tower Optimization | 0.04581% | 0.016136 | 0.4158 | Industrial_2025_SC A_GWh_After Competition Groups_Cooling Tower Optimization
Industrial | Ind ¦ Efficient Refrigeration Compressor | 2025 | SC A | GWh | After Competition Groups | 0.39601 | 5878.2494 | 0.0058782 | 907.6346 | 0.00043631 | 28 | Industrial_2025_SC A_GWh_After Competition Groups_28 | Efficient Refrigeration Compressor | 0.04363% | 0.0058782 | 0.39601 | Industrial_2025_SC A_GWh_After Competition Groups_Efficient Refrigeration Compressor
Industrial | Ind ¦ Efficient Irrigation | 2025 | SC A | GWh | After Competition Groups | 0.36461 | 30615.1737 | 0.030615 | 907.6346 | 0.00040171 | 29 | Industrial_2025_SC A_GWh_After Competition Groups_29 | Efficient Irrigation | 0.04017% | 0.030615 | 0.36461 | Industrial_2025_SC A_GWh_After Competition Groups_Efficient Irrigation
Industrial | Ind ¦ Heat Lamps/Heat Pad | 2025 | SC A | GWh | After Competition Groups | 0.062446 | 7611.0189 | 0.007611 | 907.6346 | 6.8801e-05 | 30 | Industrial_2025_SC A_GWh_After Competition Groups_30 | Heat Lamps/Heat Pad | 0.00688% | 0.007611 | 0.062446 | Industrial_2025_SC A_GWh_After Competition Groups_Heat Lamps/Heat Pad
Industrial | Ind ¦ Dairy Water Heater | 2025 | SC A | GWh | After Competition Groups | 0.037439 | 1399.7577 | 0.0013998 | 907.6346 | 4.1249e-05 | 31 | Industrial_2025_SC A_GWh_After Competition Groups_31 | Dairy Water Heater | 0.004125% | 0.0013998 | 0.037439 | Industrial_2025_SC A_GWh_After Competition Groups_Dairy Water Heater
Industrial | Ind ¦ Free Cooling | 2025 | SC A | GWh | After Competition Groups | 0.0069944 | 411.114 | 0.00041111 | 907.6346 | 7.7061e-06 | 32 | Industrial_2025_SC A_GWh_After Competition Groups_32 | Free Cooling | 0.0007706% | 0.00041111 | 0.0069944 | Industrial_2025_SC A_GWh_After Competition Groups_Free Cooling
Industrial | Ind ¦ Air Leak Survey and Repair | 2025 | SC B | GWh | After Competition Groups | 266.4579 | 840574.2171 | 0.84057 | 1613.1446 | 0.16518 | 1 | Industrial_2025_SC B_GWh_After Competition Groups_1 | Air Leak Survey and Repair | 16.52% | 0.84057 | 266.4579 | Industrial_2025_SC B_GWh_After Competition Groups_Air Leak Survey and Repair
Industrial | Ind ¦ Pump System Optimization | 2025 | SC B | GWh | After Competition Groups | 199.4042 | 19456639.2499 | 19.4566 | 1613.1446 | 0.12361 | 2 | Industrial_2025_SC B_GWh_After Competition Groups_2 | Pump System Optimization | 12.36% | 19.4566 | 199.4042 | Industrial_2025_SC B_GWh_After Competition Groups_Pump System Optimization
Industrial | Ind ¦ Recommissioning | 2025 | SC B | GWh | After Competition Groups | 188.6581 | 3598839.3457 | 3.5988 | 1613.1446 | 0.11695 | 3 | Industrial_2025_SC B_GWh_After Competition Groups_3 | Recommissioning | 11.7% | 3.5988 | 188.6581 | Industrial_2025_SC B_GWh_After Competition Groups_Recommissioning
Industrial | Ind ¦ SEM | 2025 | SC B | GWh | After Competition Groups | 188.6581 | 3598839.3457 | 3.5988 | 1613.1446 | 0.11695 | 4 | Industrial_2025_SC B_GWh_After Competition Groups_4 | SEM | 11.7% | 3.5988 | 188.6581 | Industrial_2025_SC B_GWh_After Competition Groups_SEM
Industrial | Ind ¦ Air Compressor Optimization | 2025 | SC B | GWh | After Competition Groups | 186.1904 | 1643777.7601 | 1.6438 | 1613.1446 | 0.11542 | 5 | Industrial_2025_SC B_GWh_After Competition Groups_5 | Air Compressor Optimization | 11.54% | 1.6438 | 186.1904 | Industrial_2025_SC B_GWh_After Competition Groups_Air Compressor Optimization
Industrial | Ind ¦ Efficient Compressed Air Nozzles | 2025 | SC B | GWh | After Competition Groups | 129.5293 | 638091.6635 | 0.63809 | 1613.1446 | 0.080296 | 6 | Industrial_2025_SC B_GWh_After Competition Groups_6 | Efficient Compressed Air Nozzles | 8.03% | 0.63809 | 129.5293 | Industrial_2025_SC B_GWh_After Competition Groups_Efficient Compressed Air Nozzles
Industrial | Ind ¦ High Efficiency HVAC Fans | 2025 | SC B | GWh | After Competition Groups | 93.4018 | 3017971.4894 | 3.018 | 1613.1446 | 0.0579 | 7 | Industrial_2025_SC B_GWh_After Competition Groups_7 | High Efficiency HVAC Fans | 5.79% | 3.018 | 93.4018 | Industrial_2025_SC B_GWh_After Competition Groups_High Efficiency HVAC Fans
Industrial | Ind ¦ Pump Equipment Upgrade | 2025 | SC B | GWh | After Competition Groups | 83.6319 | 9776154.4127 | 9.7762 | 1613.1446 | 0.051844 | 8 | Industrial_2025_SC B_GWh_After Competition Groups_8 | Pump Equipment Upgrade | 5.184% | 9.7762 | 83.6319 | Industrial_2025_SC B_GWh_After Competition Groups_Pump Equipment Upgrade
Industrial | Ind ¦ Greenhouse Grow Lights | 2025 | SC B | GWh | After Competition Groups | 52.3033 | 4901464.5668 | 4.9015 | 1613.1446 | 0.032423 | 9 | Industrial_2025_SC B_GWh_After Competition Groups_9 | Greenhouse Grow Lights | 3.242% | 4.9015 | 52.3033 | Industrial_2025_SC B_GWh_After Competition Groups_Greenhouse Grow Lights
Industrial | Ind ¦ HE Lighting | 2025 | SC B | GWh | After Competition Groups | 32.3027 | 5515044.1944 | 5.515 | 1613.1446 | 0.020025 | 10 | Industrial_2025_SC B_GWh_After Competition Groups_10 | HE Lighting | 2.002% | 5.515 | 32.3027 | Industrial_2025_SC B_GWh_After Competition Groups_HE Lighting
Industrial | Ind ¦ Material Handling Improvements | 2025 | SC B | GWh | After Competition Groups | 29.6996 | 239803.9107 | 0.2398 | 1613.1446 | 0.018411 | 11 | Industrial_2025_SC B_GWh_After Competition Groups_11 | Material Handling Improvements | 1.841% | 0.2398 | 29.6996 | Industrial_2025_SC B_GWh_After Competition Groups_Material Handling Improvements
Industrial | Ind ¦ Fan System Optimization | 2025 | SC B | GWh | After Competition Groups | 28.0909 | 1919717.722 | 1.9197 | 1613.1446 | 0.017414 | 12 | Industrial_2025_SC B_GWh_After Competition Groups_12 | Fan System Optimization | 1.741% | 1.9197 | 28.0909 | Industrial_2025_SC B_GWh_After Competition Groups_Fan System Optimization
Industrial | Ind ¦ Pulp and Paper Process Improvements | 2025 | SC B | GWh | After Competition Groups | 26.3608 | 2273044.3949 | 2.273 | 1613.1446 | 0.016341 | 13 | Industrial_2025_SC B_GWh_After Competition Groups_13 | Pulp and Paper Process Improvements | 1.634% | 2.273 | 26.3608 | Industrial_2025_SC B_GWh_After Competition Groups_Pulp and Paper Process Improvements
Industrial | Ind ¦ Process Heat Recovery | 2025 | SC B | GWh | After Competition Groups | 15.935 | 665619.9183 | 0.66562 | 1613.1446 | 0.0098782 | 14 | Industrial_2025_SC B_GWh_After Competition Groups_14 | Process Heat Recovery | 0.9878% | 0.66562 | 15.935 | Industrial_2025_SC B_GWh_After Competition Groups_Process Heat Recovery
Industrial | Ind ¦ Refiner Plate Improvements | 2025 | SC B | GWh | After Competition Groups | 14.8546 | 249205.6089 | 0.24921 | 1613.1446 | 0.0092085 | 15 | Industrial_2025_SC B_GWh_After Competition Groups_15 | Refiner Plate Improvements | 0.9208% | 0.24921 | 14.8546 | Industrial_2025_SC B_GWh_After Competition Groups_Refiner Plate Improvements
Industrial | Ind ¦ Process Optimization (Elec) | 2025 | SC B | GWh | After Competition Groups | 13.1847 | 259918.1422 | 0.25992 | 1613.1446 | 0.0081733 | 16 | Industrial_2025_SC B_GWh_After Competition Groups_16 | Process Optimization (Elec) | 0.8173% | 0.25992 | 13.1847 | Industrial_2025_SC B_GWh_After Competition Groups_Process Optimization (Elec)
Industrial | Ind ¦ VAV Conversion Project | 2025 | SC B | GWh | After Competition Groups | 11.7809 | 715589.8765 | 0.71559 | 1613.1446 | 0.0073031 | 17 | Industrial_2025_SC B_GWh_After Competition Groups_17 | VAV Conversion Project | 0.7303% | 0.71559 | 11.7809 | Industrial_2025_SC B_GWh_After Competition Groups_VAV Conversion Project
Industrial | Ind ¦ Improved Controls - Process Cooling | 2025 | SC B | GWh | After Competition Groups | 9.4826 | 350732.0427 | 0.35073 | 1613.1446 | 0.0058784 | 18 | Industrial_2025_SC B_GWh_After Competition Groups_18 | Improved Controls - Process Cooling | 0.5878% | 0.35073 | 9.4826 | Industrial_2025_SC B_GWh_After Competition Groups_Improved Controls - Process Cooling
Industrial | Ind ¦ High Efficiency Battery Charger | 2025 | SC B | GWh | After Competition Groups | 8.0491 | 654715.9222 | 0.65472 | 1613.1446 | 0.0049897 | 19 | Industrial_2025_SC B_GWh_After Competition Groups_19 | High Efficiency Battery Charger | 0.499% | 0.65472 | 8.0491 | Industrial_2025_SC B_GWh_After Competition Groups_High Efficiency Battery Charger
Industrial | Ind ¦ Process Improvements | 2025 | SC B | GWh | After Competition Groups | 7.5645 | 219038.8434 | 0.21904 | 1613.1446 | 0.0046893 | 20 | Industrial_2025_SC B_GWh_After Competition Groups_20 | Process Improvements | 0.4689% | 0.21904 | 7.5645 | Industrial_2025_SC B_GWh_After Competition Groups_Process Improvements
Industrial | Ind ¦ Ventilation Optimization | 2025 | SC B | GWh | After Competition Groups | 5.002 | 515269.8964 | 0.51527 | 1613.1446 | 0.0031008 | 21 | Industrial_2025_SC B_GWh_After Competition Groups_21 | Ventilation Optimization | 0.3101% | 0.51527 | 5.002 | Industrial_2025_SC B_GWh_After Competition Groups_Ventilation Optimization
Industrial | Ind ¦ Improved Controls - Process Heating | 2025 | SC B | GWh | After Competition Groups | 4.7216 | 175712.7232 | 0.17571 | 1613.1446 | 0.002927 | 22 | Industrial_2025_SC B_GWh_After Competition Groups_22 | Improved Controls - Process Heating | 0.2927% | 0.17571 | 4.7216 | Industrial_2025_SC B_GWh_After Competition Groups_Improved Controls - Process Heating
Industrial | Ind ¦ Refrigeration Compressor VFD | 2025 | SC B | GWh | After Competition Groups | 4.5807 | 413610.2599 | 0.41361 | 1613.1446 | 0.0028396 | 23 | Industrial_2025_SC B_GWh_After Competition Groups_23 | Refrigeration Compressor VFD | 0.284% | 0.41361 | 4.5807 | Industrial_2025_SC B_GWh_After Competition Groups_Refrigeration Compressor VFD
Industrial | Ind ¦ Cooling Tower Optimization | 2025 | SC B | GWh | After Competition Groups | 3.9273 | 473747.4075 | 0.47375 | 1613.1446 | 0.0024345 | 24 | Industrial_2025_SC B_GWh_After Competition Groups_24 | Cooling Tower Optimization | 0.2435% | 0.47375 | 3.9273 | Industrial_2025_SC B_GWh_After Competition Groups_Cooling Tower Optimization
Industrial | Ind ¦ Engine Block Heater Timer | 2025 | SC B | GWh | After Competition Groups | 2.8481 | 60669.4339 | 0.060669 | 1613.1446 | 0.0017656 | 25 | Industrial_2025_SC B_GWh_After Competition Groups_25 | Engine Block Heater Timer | 0.1766% | 0.060669 | 2.8481 | Industrial_2025_SC B_GWh_After Competition Groups_Engine Block Heater Timer
Industrial | Ind ¦ Free Cooling | 2025 | SC B | GWh | After Competition Groups | 2.5755 | 543253.5879 | 0.54325 | 1613.1446 | 0.0015966 | 26 | Industrial_2025_SC B_GWh_After Competition Groups_26 | Free Cooling | 0.1597% | 0.54325 | 2.5755 | Industrial_2025_SC B_GWh_After Competition Groups_Free Cooling
Industrial | Ind ¦ Air Compressor Heat Recovery | 2025 | SC B | GWh | After Competition Groups | 1.2986 | 54124.3744 | 0.054124 | 1613.1446 | 0.000805 | 27 | Industrial_2025_SC B_GWh_After Competition Groups_27 | Air Compressor Heat Recovery | 0.0805% | 0.054124 | 1.2986 | Industrial_2025_SC B_GWh_After Competition Groups_Air Compressor Heat Recovery
Industrial | Ind ¦ Efficient Irrigation | 2025 | SC B | GWh | After Competition Groups | 1.0235 | 106728.1534 | 0.10673 | 1613.1446 | 0.0006345 | 28 | Industrial_2025_SC B_GWh_After Competition Groups_28 | Efficient Irrigation | 0.06345% | 0.10673 | 1.0235 | Industrial_2025_SC B_GWh_After Competition Groups_Efficient Irrigation
Industrial | Ind ¦ Dairy Pre-Cooler | 2025 | SC B | GWh | After Competition Groups | 0.91817 | 50539.9941 | 0.05054 | 1613.1446 | 0.00056918 | 29 | Industrial_2025_SC B_GWh_After Competition Groups_29 | Dairy Pre-Cooler | 0.05692% | 0.05054 | 0.91817 | Industrial_2025_SC B_GWh_After Competition Groups_Dairy Pre-Cooler
Industrial | Ind ¦ Efficient Refrigeration Compressor | 2025 | SC B | GWh | After Competition Groups | 0.55366 | 10835.4657 | 0.010835 | 1613.1446 | 0.00034322 | 30 | Industrial_2025_SC B_GWh_After Competition Groups_30 | Efficient Refrigeration Compressor | 0.03432% | 0.010835 | 0.55366 | Industrial_2025_SC B_GWh_After Competition Groups_Efficient Refrigeration Compressor
Industrial | Ind ¦ Heat Lamps/Heat Pad | 2025 | SC B | GWh | After Competition Groups | 0.096925 | 24510.5115 | 0.024511 | 1613.1446 | 6.0085e-05 | 31 | Industrial_2025_SC B_GWh_After Competition Groups_31 | Heat Lamps/Heat Pad | 0.006008% | 0.024511 | 0.096925 | Industrial_2025_SC B_GWh_After Competition Groups_Heat Lamps/Heat Pad
Industrial | Ind ¦ Dairy Water Heater | 2025 | SC B | GWh | After Competition Groups | 0.058161 | 3406.7677 | 0.0034068 | 1613.1446 | 3.6055e-05 | 32 | Industrial_2025_SC B_GWh_After Competition Groups_32 | Dairy Water Heater | 0.003605% | 0.0034068 | 0.058161 | Industrial_2025_SC B_GWh_After Competition Groups_Dairy Water Heater
Industrial | Ind ¦ Pump System Optimization | 2025 | SC C | GWh | After Competition Groups | 199.4042 | 19458585.1085 | 19.4586 | 976.4966 | 0.2042 | 1 | Industrial_2025_SC C_GWh_After Competition Groups_1 | Pump System Optimization | 20.42% | 19.4586 | 199.4042 | Industrial_2025_SC C_GWh_After Competition Groups_Pump System Optimization
Industrial | Ind ¦ Air Compressor Optimization | 2025 | SC C | GWh | After Competition Groups | 186.1904 | 1643942.1543 | 1.6439 | 976.4966 | 0.19067 | 2 | Industrial_2025_SC C_GWh_After Competition Groups_2 | Air Compressor Optimization | 19.07% | 1.6439 | 186.1904 | Industrial_2025_SC C_GWh_After Competition Groups_Air Compressor Optimization
Industrial | Ind ¦ Air Leak Survey and Repair | 2025 | SC C | GWh | After Competition Groups | 102.1124 | 347947.4661 | 0.34795 | 976.4966 | 0.10457 | 3 | Industrial_2025_SC C_GWh_After Competition Groups_3 | Air Leak Survey and Repair | 10.46% | 0.34795 | 102.1124 | Industrial_2025_SC C_GWh_After Competition Groups_Air Leak Survey and Repair
Industrial | Ind ¦ Pump Equipment Upgrade | 2025 | SC C | GWh | After Competition Groups | 83.6319 | 9777132.1259 | 9.7771 | 976.4966 | 0.085645 | 4 | Industrial_2025_SC C_GWh_After Competition Groups_4 | Pump Equipment Upgrade | 8.564% | 9.7771 | 83.6319 | Industrial_2025_SC C_GWh_After Competition Groups_Pump Equipment Upgrade
Industrial | Ind ¦ Recommissioning | 2025 | SC C | GWh | After Competition Groups | 72.3027 | 1490014.2539 | 1.49 | 976.4966 | 0.074043 | 5 | Industrial_2025_SC C_GWh_After Competition Groups_5 | Recommissioning | 7.404% | 1.49 | 72.3027 | Industrial_2025_SC C_GWh_After Competition Groups_Recommissioning
Industrial | Ind ¦ SEM | 2025 | SC C | GWh | After Competition Groups | 72.3027 | 1490014.2539 | 1.49 | 976.4966 | 0.074043 | 6 | Industrial_2025_SC C_GWh_After Competition Groups_6 | SEM | 7.404% | 1.49 | 72.3027 | Industrial_2025_SC C_GWh_After Competition Groups_SEM
Industrial | Ind ¦ High Efficiency HVAC Fans | 2025 | SC C | GWh | After Competition Groups | 50.6734 | 1461727.7299 | 1.4617 | 976.4966 | 0.051893 | 7 | Industrial_2025_SC C_GWh_After Competition Groups_7 | High Efficiency HVAC Fans | 5.189% | 1.4617 | 50.6734 | Industrial_2025_SC C_GWh_After Competition Groups_High Efficiency HVAC Fans
Industrial | Ind ¦ Efficient Compressed Air Nozzles | 2025 | SC C | GWh | After Competition Groups | 49.6731 | 261714.4193 | 0.26171 | 976.4966 | 0.050869 | 8 | Industrial_2025_SC C_GWh_After Competition Groups_8 | Efficient Compressed Air Nozzles | 5.087% | 0.26171 | 49.6731 | Industrial_2025_SC C_GWh_After Competition Groups_Efficient Compressed Air Nozzles
Industrial | Ind ¦ Greenhouse Grow Lights | 2025 | SC C | GWh | After Competition Groups | 32.9974 | 2307193.6115 | 2.3072 | 976.4966 | 0.033792 | 9 | Industrial_2025_SC C_GWh_After Competition Groups_9 | Greenhouse Grow Lights | 3.379% | 2.3072 | 32.9974 | Industrial_2025_SC C_GWh_After Competition Groups_Greenhouse Grow Lights
Industrial | Ind ¦ Fan System Optimization | 2025 | SC C | GWh | After Competition Groups | 28.0909 | 1919909.7129 | 1.9199 | 976.4966 | 0.028767 | 10 | Industrial_2025_SC C_GWh_After Competition Groups_10 | Fan System Optimization | 2.877% | 1.9199 | 28.0909 | Industrial_2025_SC C_GWh_After Competition Groups_Fan System Optimization
Industrial | Ind ¦ Material Handling Improvements | 2025 | SC C | GWh | After Competition Groups | 18.5739 | 127091.7564 | 0.12709 | 976.4966 | 0.019021 | 11 | Industrial_2025_SC C_GWh_After Competition Groups_11 | Material Handling Improvements | 1.902% | 0.12709 | 18.5739 | Industrial_2025_SC C_GWh_After Competition Groups_Material Handling Improvements
Industrial | Ind ¦ Process Optimization (Elec) | 2025 | SC C | GWh | After Competition Groups | 13.1847 | 259944.1366 | 0.25994 | 976.4966 | 0.013502 | 12 | Industrial_2025_SC C_GWh_After Competition Groups_12 | Process Optimization (Elec) | 1.35% | 0.25994 | 13.1847 | Industrial_2025_SC C_GWh_After Competition Groups_Process Optimization (Elec)
Industrial | Ind ¦ HE Lighting | 2025 | SC C | GWh | After Competition Groups | 12.2788 | 2147730.422 | 2.1477 | 976.4966 | 0.012574 | 13 | Industrial_2025_SC C_GWh_After Competition Groups_13 | HE Lighting | 1.257% | 2.1477 | 12.2788 | Industrial_2025_SC C_GWh_After Competition Groups_HE Lighting
Industrial | Ind ¦ Pulp and Paper Process Improvements | 2025 | SC C | GWh | After Competition Groups | 10.0424 | 924051.7663 | 0.92405 | 976.4966 | 0.010284 | 14 | Industrial_2025_SC C_GWh_After Competition Groups_14 | Pulp and Paper Process Improvements | 1.028% | 0.92405 | 10.0424 | Industrial_2025_SC C_GWh_After Competition Groups_Pulp and Paper Process Improvements
Industrial | Ind ¦ Process Heat Recovery | 2025 | SC C | GWh | After Competition Groups | 6.0889 | 273114.7859 | 0.27311 | 976.4966 | 0.0062355 | 15 | Industrial_2025_SC C_GWh_After Competition Groups_15 | Process Heat Recovery | 0.6235% | 0.27311 | 6.0889 | Industrial_2025_SC C_GWh_After Competition Groups_Process Heat Recovery
Industrial | Ind ¦ Refiner Plate Improvements | 2025 | SC C | GWh | After Competition Groups | 5.656 | 100740.1847 | 0.10074 | 976.4966 | 0.0057922 | 16 | Industrial_2025_SC C_GWh_After Competition Groups_16 | Refiner Plate Improvements | 0.5792% | 0.10074 | 5.656 | Industrial_2025_SC C_GWh_After Competition Groups_Refiner Plate Improvements
Industrial | Ind ¦ Ventilation Optimization | 2025 | SC C | GWh | After Competition Groups | 5.002 | 515321.4285 | 0.51532 | 976.4966 | 0.0051224 | 17 | Industrial_2025_SC C_GWh_After Competition Groups_17 | Ventilation Optimization | 0.5122% | 0.51532 | 5.002 | Industrial_2025_SC C_GWh_After Competition Groups_Ventilation Optimization
Industrial | Ind ¦ VAV Conversion Project | 2025 | SC C | GWh | After Competition Groups | 4.5127 | 295890.6573 | 0.29589 | 976.4966 | 0.0046214 | 18 | Industrial_2025_SC C_GWh_After Competition Groups_18 | VAV Conversion Project | 0.4621% | 0.29589 | 4.5127 | Industrial_2025_SC C_GWh_After Competition Groups_VAV Conversion Project
Industrial | Ind ¦ High Efficiency Battery Charger | 2025 | SC C | GWh | After Competition Groups | 4.0732 | 308078.4326 | 0.30808 | 976.4966 | 0.0041713 | 19 | Industrial_2025_SC C_GWh_After Competition Groups_19 | High Efficiency Battery Charger | 0.4171% | 0.30808 | 4.0732 | Industrial_2025_SC C_GWh_After Competition Groups_High Efficiency Battery Charger
Industrial | Ind ¦ Cooling Tower Optimization | 2025 | SC C | GWh | After Competition Groups | 3.9273 | 473794.787 | 0.47379 | 976.4966 | 0.0040218 | 20 | Industrial_2025_SC C_GWh_After Competition Groups_20 | Cooling Tower Optimization | 0.4022% | 0.47379 | 3.9273 | Industrial_2025_SC C_GWh_After Competition Groups_Cooling Tower Optimization
Industrial | Ind ¦ Improved Controls - Process Cooling | 2025 | SC C | GWh | After Competition Groups | 3.6329 | 145035.4401 | 0.14504 | 976.4966 | 0.0037203 | 21 | Industrial_2025_SC C_GWh_After Competition Groups_21 | Improved Controls - Process Cooling | 0.372% | 0.14504 | 3.6329 | Industrial_2025_SC C_GWh_After Competition Groups_Improved Controls - Process Cooling
Industrial | Ind ¦ Refrigeration Compressor VFD | 2025 | SC C | GWh | After Competition Groups | 3.1929 | 209038.569 | 0.20904 | 976.4966 | 0.0032697 | 22 | Industrial_2025_SC C_GWh_After Competition Groups_22 | Refrigeration Compressor VFD | 0.327% | 0.20904 | 3.1929 | Industrial_2025_SC C_GWh_After Competition Groups_Refrigeration Compressor VFD
Industrial | Ind ¦ Process Improvements | 2025 | SC C | GWh | After Competition Groups | 2.8989 | 90687.5857 | 0.090688 | 976.4966 | 0.0029687 | 23 | Industrial_2025_SC C_GWh_After Competition Groups_23 | Process Improvements | 0.2969% | 0.090688 | 2.8989 | Industrial_2025_SC C_GWh_After Competition Groups_Process Improvements
Industrial | Ind ¦ Improved Controls - Process Heating | 2025 | SC C | GWh | After Competition Groups | 1.8156 | 73437.0719 | 0.073437 | 976.4966 | 0.0018593 | 24 | Industrial_2025_SC C_GWh_After Competition Groups_24 | Improved Controls - Process Heating | 0.1859% | 0.073437 | 1.8156 | Industrial_2025_SC C_GWh_After Competition Groups_Improved Controls - Process Heating
Industrial | Ind ¦ Engine Block Heater Timer | 2025 | SC C | GWh | After Competition Groups | 1.0899 | 25011.9218 | 0.025012 | 976.4966 | 0.0011162 | 25 | Industrial_2025_SC C_GWh_After Competition Groups_25 | Engine Block Heater Timer | 0.1116% | 0.025012 | 1.0899 | Industrial_2025_SC C_GWh_After Competition Groups_Engine Block Heater Timer
Industrial | Ind ¦ Free Cooling | 2025 | SC C | GWh | After Competition Groups | 0.99377 | 229385.4296 | 0.22939 | 976.4966 | 0.0010177 | 26 | Industrial_2025_SC C_GWh_After Competition Groups_26 | Free Cooling | 0.1018% | 0.22939 | 0.99377 | Industrial_2025_SC C_GWh_After Competition Groups_Free Cooling
Industrial | Ind ¦ Dairy Pre-Cooler | 2025 | SC C | GWh | After Competition Groups | 0.74544 | 37419.0591 | 0.037419 | 976.4966 | 0.00076338 | 27 | Industrial_2025_SC C_GWh_After Competition Groups_27 | Dairy Pre-Cooler | 0.07634% | 0.037419 | 0.74544 | Industrial_2025_SC C_GWh_After Competition Groups_Dairy Pre-Cooler
Industrial | Ind ¦ Air Compressor Heat Recovery | 2025 | SC C | GWh | After Competition Groups | 0.49808 | 22468.0439 | 0.022468 | 976.4966 | 0.00051006 | 28 | Industrial_2025_SC C_GWh_After Competition Groups_28 | Air Compressor Heat Recovery | 0.05101% | 0.022468 | 0.49808 | Industrial_2025_SC C_GWh_After Competition Groups_Air Compressor Heat Recovery
Industrial | Ind ¦ Efficient Refrigeration Compressor | 2025 | SC C | GWh | After Competition Groups | 0.39601 | 5878.2494 | 0.0058782 | 976.4966 | 0.00040554 | 29 | Industrial_2025_SC C_GWh_After Competition Groups_29 | Efficient Refrigeration Compressor | 0.04055% | 0.0058782 | 0.39601 | Industrial_2025_SC C_GWh_After Competition Groups_Efficient Refrigeration Compressor
Industrial | Ind ¦ Efficient Irrigation | 2025 | SC C | GWh | After Competition Groups | 0.389 | 41540.0635 | 0.04154 | 976.4966 | 0.00039837 | 30 | Industrial_2025_SC C_GWh_After Competition Groups_30 | Efficient Irrigation | 0.03984% | 0.04154 | 0.389 | Industrial_2025_SC C_GWh_After Competition Groups_Efficient Irrigation
Industrial | Ind ¦ Heat Lamps/Heat Pad | 2025 | SC C | GWh | After Competition Groups | 0.07269 | 18383.7287 | 0.018384 | 976.4966 | 7.444e-05 | 31 | Industrial_2025_SC C_GWh_After Competition Groups_31 | Heat Lamps/Heat Pad | 0.007444% | 0.018384 | 0.07269 | Industrial_2025_SC C_GWh_After Competition Groups_Heat Lamps/Heat Pad
Industrial | Ind ¦ Dairy Water Heater | 2025 | SC C | GWh | After Competition Groups | 0.052285 | 3027.2758 | 0.0030273 | 976.4966 | 5.3543e-05 | 32 | Industrial_2025_SC C_GWh_After Competition Groups_32 | Dairy Water Heater | 0.005354% | 0.0030273 | 0.052285 | Industrial_2025_SC C_GWh_After Competition Groups_Dairy Water Heater
Industrial | Ind ¦ Air Compressor Optimization | 2025 | SC D | GWh | After Competition Groups | 186.1904 | 0 | 0 | 879.1288 | 0.21179 | 1 | Industrial_2025_SC D_GWh_After Competition Groups_1 | Air Compressor Optimization | 21.18% | 0 | 186.1904 | Industrial_2025_SC D_GWh_After Competition Groups_Air Compressor Optimization
Industrial | Ind ¦ Pump System Optimization | 2025 | SC D | GWh | After Competition Groups | 160.2311 | 0 | 0 | 879.1288 | 0.18226 | 2 | Industrial_2025_SC D_GWh_After Competition Groups_2 | Pump System Optimization | 18.23% | 0 | 160.2311 | Industrial_2025_SC D_GWh_After Competition Groups_Pump System Optimization
Industrial | Ind ¦ Air Leak Survey and Repair | 2025 | SC D | GWh | After Competition Groups | 101.9306 | 0 | 0 | 879.1288 | 0.11594 | 3 | Industrial_2025_SC D_GWh_After Competition Groups_3 | Air Leak Survey and Repair | 11.59% | 0 | 101.9306 | Industrial_2025_SC D_GWh_After Competition Groups_Air Leak Survey and Repair
Industrial | Ind ¦ SEM | 2025 | SC D | GWh | After Competition Groups | 72.3027 | 0 | 0 | 879.1288 | 0.082244 | 4 | Industrial_2025_SC D_GWh_After Competition Groups_4 | SEM | 8.224% | 0 | 72.3027 | Industrial_2025_SC D_GWh_After Competition Groups_SEM
Industrial | Ind ¦ Pump Equipment Upgrade | 2025 | SC D | GWh | After Competition Groups | 71.6181 | 0 | 0 | 879.1288 | 0.081465 | 5 | Industrial_2025_SC D_GWh_After Competition Groups_5 | Pump Equipment Upgrade | 8.146% | 0 | 71.6181 | Industrial_2025_SC D_GWh_After Competition Groups_Pump Equipment Upgrade
Industrial | Ind ¦ Recommissioning | 2025 | SC D | GWh | After Competition Groups | 69.849 | 0 | 0 | 879.1288 | 0.079452 | 6 | Industrial_2025_SC D_GWh_After Competition Groups_6 | Recommissioning | 7.945% | 0 | 69.849 | Industrial_2025_SC D_GWh_After Competition Groups_Recommissioning
Industrial | Ind ¦ Efficient Compressed Air Nozzles | 2025 | SC D | GWh | After Competition Groups | 49.6731 | 0 | 0 | 879.1288 | 0.056503 | 7 | Industrial_2025_SC D_GWh_After Competition Groups_7 | Efficient Compressed Air Nozzles | 5.65% | 0 | 49.6731 | Industrial_2025_SC D_GWh_After Competition Groups_Efficient Compressed Air Nozzles
Industrial | Ind ¦ High Efficiency HVAC Fans | 2025 | SC D | GWh | After Competition Groups | 48.3617 | 0 | 0 | 879.1288 | 0.055011 | 8 | Industrial_2025_SC D_GWh_After Competition Groups_8 | High Efficiency HVAC Fans | 5.501% | 0 | 48.3617 | Industrial_2025_SC D_GWh_After Competition Groups_High Efficiency HVAC Fans
Industrial | Ind ¦ Fan System Optimization | 2025 | SC D | GWh | After Competition Groups | 28.0909 | 0 | 0 | 879.1288 | 0.031953 | 9 | Industrial_2025_SC D_GWh_After Competition Groups_9 | Fan System Optimization | 3.195% | 0 | 28.0909 | Industrial_2025_SC D_GWh_After Competition Groups_Fan System Optimization
Industrial | Ind ¦ Greenhouse Grow Lights | 2025 | SC D | GWh | After Competition Groups | 20.8707 | 0 | 0 | 879.1288 | 0.02374 | 10 | Industrial_2025_SC D_GWh_After Competition Groups_10 | Greenhouse Grow Lights | 2.374% | 0 | 20.8707 | Industrial_2025_SC D_GWh_After Competition Groups_Greenhouse Grow Lights
Industrial | Ind ¦ Material Handling Improvements | 2025 | SC D | GWh | After Competition Groups | 18.5739 | 0 | 0 | 879.1288 | 0.021128 | 11 | Industrial_2025_SC D_GWh_After Competition Groups_11 | Material Handling Improvements | 2.113% | 0 | 18.5739 | Industrial_2025_SC D_GWh_After Competition Groups_Material Handling Improvements
Industrial | Ind ¦ Process Optimization (Elec) | 2025 | SC D | GWh | After Competition Groups | 13.1847 | 0 | 0 | 879.1288 | 0.014997 | 12 | Industrial_2025_SC D_GWh_After Competition Groups_12 | Process Optimization (Elec) | 1.5% | 0 | 13.1847 | Industrial_2025_SC D_GWh_After Competition Groups_Process Optimization (Elec)
Industrial | Ind ¦ Refiner Plate Improvements | 2025 | SC D | GWh | After Competition Groups | 5.656 | 0 | 0 | 879.1288 | 0.0064337 | 13 | Industrial_2025_SC D_GWh_After Competition Groups_13 | Refiner Plate Improvements | 0.6434% | 0 | 5.656 | Industrial_2025_SC D_GWh_After Competition Groups_Refiner Plate Improvements
Industrial | Ind ¦ Process Heat Recovery | 2025 | SC D | GWh | After Competition Groups | 4.5989 | 0 | 0 | 879.1288 | 0.0052312 | 14 | Industrial_2025_SC D_GWh_After Competition Groups_14 | Process Heat Recovery | 0.5231% | 0 | 4.5989 | Industrial_2025_SC D_GWh_After Competition Groups_Process Heat Recovery
Industrial | Ind ¦ Ventilation Optimization | 2025 | SC D | GWh | After Competition Groups | 4.3857 | 0 | 0 | 879.1288 | 0.0049887 | 15 | Industrial_2025_SC D_GWh_After Competition Groups_15 | Ventilation Optimization | 0.4989% | 0 | 4.3857 | Industrial_2025_SC D_GWh_After Competition Groups_Ventilation Optimization
Industrial | Ind ¦ Improved Controls - Process Cooling | 2025 | SC D | GWh | After Competition Groups | 3.6329 | 0 | 0 | 879.1288 | 0.0041323 | 16 | Industrial_2025_SC D_GWh_After Competition Groups_16 | Improved Controls - Process Cooling | 0.4132% | 0 | 3.6329 | Industrial_2025_SC D_GWh_After Competition Groups_Improved Controls - Process Cooling
Industrial | Ind ¦ Cooling Tower Optimization | 2025 | SC D | GWh | After Competition Groups | 3.5562 | 0 | 0 | 879.1288 | 0.0040452 | 17 | Industrial_2025_SC D_GWh_After Competition Groups_17 | Cooling Tower Optimization | 0.4045% | 0 | 3.5562 | Industrial_2025_SC D_GWh_After Competition Groups_Cooling Tower Optimization
Industrial | Ind ¦ VAV Conversion Project | 2025 | SC D | GWh | After Competition Groups | 3.0813 | 0 | 0 | 879.1288 | 0.0035049 | 18 | Industrial_2025_SC D_GWh_After Competition Groups_18 | VAV Conversion Project | 0.3505% | 0 | 3.0813 | Industrial_2025_SC D_GWh_After Competition Groups_VAV Conversion Project
Industrial | Ind ¦ Process Improvements | 2025 | SC D | GWh | After Competition Groups | 2.5428 | 0 | 0 | 879.1288 | 0.0028924 | 19 | Industrial_2025_SC D_GWh_After Competition Groups_19 | Process Improvements | 0.2892% | 0 | 2.5428 | Industrial_2025_SC D_GWh_After Competition Groups_Process Improvements
Industrial | Ind ¦ High Efficiency Battery Charger | 2025 | SC D | GWh | After Competition Groups | 1.984 | 0 | 0 | 879.1288 | 0.0022568 | 20 | Industrial_2025_SC D_GWh_After Competition Groups_20 | High Efficiency Battery Charger | 0.2257% | 0 | 1.984 | Industrial_2025_SC D_GWh_After Competition Groups_High Efficiency Battery Charger
Industrial | Ind ¦ Refrigeration Compressor VFD | 2025 | SC D | GWh | After Competition Groups | 1.858 | 0 | 0 | 879.1288 | 0.0021134 | 21 | Industrial_2025_SC D_GWh_After Competition Groups_21 | Refrigeration Compressor VFD | 0.2113% | 0 | 1.858 | Industrial_2025_SC D_GWh_After Competition Groups_Refrigeration Compressor VFD
Industrial | Ind ¦ Improved Controls - Process Heating | 2025 | SC D | GWh | After Competition Groups | 1.6233 | 0 | 0 | 879.1288 | 0.0018465 | 22 | Industrial_2025_SC D_GWh_After Competition Groups_22 | Improved Controls - Process Heating | 0.1847% | 0 | 1.6233 | Industrial_2025_SC D_GWh_After Competition Groups_Improved Controls - Process Heating
Industrial | Ind ¦ HE Lighting | 2025 | SC D | GWh | After Competition Groups | 1.3897 | 0 | 0 | 879.1288 | 0.0015807 | 23 | Industrial_2025_SC D_GWh_After Competition Groups_23 | HE Lighting | 0.1581% | 0 | 1.3897 | Industrial_2025_SC D_GWh_After Competition Groups_HE Lighting
Industrial | Ind ¦ Pulp and Paper Process Improvements | 2025 | SC D | GWh | After Competition Groups | 1.2518 | 0 | 0 | 879.1288 | 0.0014239 | 24 | Industrial_2025_SC D_GWh_After Competition Groups_24 | Pulp and Paper Process Improvements | 0.1424% | 0 | 1.2518 | Industrial_2025_SC D_GWh_After Competition Groups_Pulp and Paper Process Improvements
Industrial | Ind ¦ Engine Block Heater Timer | 2025 | SC D | GWh | After Competition Groups | 1.0332 | 0 | 0 | 879.1288 | 0.0011753 | 25 | Industrial_2025_SC D_GWh_After Competition Groups_25 | Engine Block Heater Timer | 0.1175% | 0 | 1.0332 | Industrial_2025_SC D_GWh_After Competition Groups_Engine Block Heater Timer
Industrial | Ind ¦ Air Compressor Heat Recovery | 2025 | SC D | GWh | After Competition Groups | 0.45256 | 0 | 0 | 879.1288 | 0.00051478 | 26 | Industrial_2025_SC D_GWh_After Competition Groups_26 | Air Compressor Heat Recovery | 0.05148% | 0 | 0.45256 | Industrial_2025_SC D_GWh_After Competition Groups_Air Compressor Heat Recovery
Industrial | Ind ¦ Efficient Refrigeration Compressor | 2025 | SC D | GWh | After Competition Groups | 0.39296 | 0 | 0 | 879.1288 | 0.00044698 | 27 | Industrial_2025_SC D_GWh_After Competition Groups_27 | Efficient Refrigeration Compressor | 0.0447% | 0 | 0.39296 | Industrial_2025_SC D_GWh_After Competition Groups_Efficient Refrigeration Compressor
Industrial | Ind ¦ Dairy Pre-Cooler | 2025 | SC D | GWh | After Competition Groups | 0.37731 | 0 | 0 | 879.1288 | 0.00042919 | 28 | Industrial_2025_SC D_GWh_After Competition Groups_28 | Dairy Pre-Cooler | 0.04292% | 0 | 0.37731 | Industrial_2025_SC D_GWh_After Competition Groups_Dairy Pre-Cooler
Industrial | Ind ¦ Efficient Irrigation | 2025 | SC D | GWh | After Competition Groups | 0.25662 | 0 | 0 | 879.1288 | 0.0002919 | 29 | Industrial_2025_SC D_GWh_After Competition Groups_29 | Efficient Irrigation | 0.02919% | 0 | 0.25662 | Industrial_2025_SC D_GWh_After Competition Groups_Efficient Irrigation
Industrial | Ind ¦ Free Cooling | 2025 | SC D | GWh | After Competition Groups | 0.13484 | 0 | 0 | 879.1288 | 0.00015338 | 30 | Industrial_2025_SC D_GWh_After Competition Groups_30 | Free Cooling | 0.01534% | 0 | 0.13484 | Industrial_2025_SC D_GWh_After Competition Groups_Free Cooling
Industrial | Ind ¦ Heat Lamps/Heat Pad | 2025 | SC D | GWh | After Competition Groups | 0.043976 | 0 | 0 | 879.1288 | 5.0023e-05 | 31 | Industrial_2025_SC D_GWh_After Competition Groups_31 | Heat Lamps/Heat Pad | 0.005002% | 0 | 0.043976 | Industrial_2025_SC D_GWh_After Competition Groups_Heat Lamps/Heat Pad
Industrial | Ind ¦ Pump System Optimization | 2025 | Technical | GWh | After Competition Groups | 701.3823 | 0 | 0 | 5248.5858 | 0.13363 | 1 | Industrial_2025_Technical_GWh_After Competition Groups_1 | Pump System Optimization | 13.36% | 0 | 701.3823 | Industrial_2025_Technical_GWh_After Competition Groups_Pump System Optimization
Industrial | Ind ¦ Air Leak Survey and Repair | 2025 | Technical | GWh | After Competition Groups | 611.9903 | 0 | 0 | 5248.5858 | 0.1166 | 2 | Industrial_2025_Technical_GWh_After Competition Groups_2 | Air Leak Survey and Repair | 11.66% | 0 | 611.9903 | Industrial_2025_Technical_GWh_After Competition Groups_Air Leak Survey and Repair
Industrial | Ind ¦ HE Lighting | 2025 | Technical | GWh | After Competition Groups | 574.298 | 0 | 0 | 5248.5858 | 0.10942 | 3 | Industrial_2025_Technical_GWh_After Competition Groups_3 | HE Lighting | 10.94% | 0 | 574.298 | Industrial_2025_Technical_GWh_After Competition Groups_HE Lighting
Industrial | Ind ¦ Recommissioning | 2025 | Technical | GWh | After Competition Groups | 440.2278 | 0 | 0 | 5248.5858 | 0.083876 | 4 | Industrial_2025_Technical_GWh_After Competition Groups_4 | Recommissioning | 8.388% | 0 | 440.2278 | Industrial_2025_Technical_GWh_After Competition Groups_Recommissioning
Industrial | Ind ¦ SEM | 2025 | Technical | GWh | After Competition Groups | 440.2278 | 0 | 0 | 5248.5858 | 0.083876 | 5 | Industrial_2025_Technical_GWh_After Competition Groups_5 | SEM | 8.388% | 0 | 440.2278 | Industrial_2025_Technical_GWh_After Competition Groups_SEM
Industrial | Ind ¦ Air Compressor Optimization | 2025 | Technical | GWh | After Competition Groups | 394.8304 | 0 | 0 | 5248.5858 | 0.075226 | 6 | Industrial_2025_Technical_GWh_After Competition Groups_6 | Air Compressor Optimization | 7.523% | 0 | 394.8304 | Industrial_2025_Technical_GWh_After Competition Groups_Air Compressor Optimization
Industrial | Ind ¦ Efficient Compressed Air Nozzles | 2025 | Technical | GWh | After Competition Groups | 380.3914 | 0 | 0 | 5248.5858 | 0.072475 | 7 | Industrial_2025_Technical_GWh_After Competition Groups_7 | Efficient Compressed Air Nozzles | 7.248% | 0 | 380.3914 | Industrial_2025_Technical_GWh_After Competition Groups_Efficient Compressed Air Nozzles
Industrial | Ind ¦ Pump Equipment Upgrade | 2025 | Technical | GWh | After Competition Groups | 322.3402 | 0 | 0 | 5248.5858 | 0.061415 | 8 | Industrial_2025_Technical_GWh_After Competition Groups_8 | Pump Equipment Upgrade | 6.141% | 0 | 322.3402 | Industrial_2025_Technical_GWh_After Competition Groups_Pump Equipment Upgrade
Industrial | Ind ¦ High Efficiency HVAC Fans | 2025 | Technical | GWh | After Competition Groups | 217.2208 | 0 | 0 | 5248.5858 | 0.041387 | 9 | Industrial_2025_Technical_GWh_After Competition Groups_9 | High Efficiency HVAC Fans | 4.139% | 0 | 217.2208 | Industrial_2025_Technical_GWh_After Competition Groups_High Efficiency HVAC Fans
Industrial | Ind ¦ Process Optimization (Elec) | 2025 | Technical | GWh | After Competition Groups | 179.6461 | 0 | 0 | 5248.5858 | 0.034228 | 10 | Industrial_2025_Technical_GWh_After Competition Groups_10 | Process Optimization (Elec) | 3.423% | 0 | 179.6461 | Industrial_2025_Technical_GWh_After Competition Groups_Process Optimization (Elec)
Industrial | Ind ¦ Premium Efficient Motors | 2025 | Technical | GWh | After Competition Groups | 157.4179 | 0 | 0 | 5248.5858 | 0.029992 | 11 | Industrial_2025_Technical_GWh_After Competition Groups_11 | Premium Efficient Motors | 2.999% | 0 | 157.4179 | Industrial_2025_Technical_GWh_After Competition Groups_Premium Efficient Motors
Industrial | Ind ¦ Greenhouse Grow Lights | 2025 | Technical | GWh | After Competition Groups | 145.6669 | 0 | 0 | 5248.5858 | 0.027754 | 12 | Industrial_2025_Technical_GWh_After Competition Groups_12 | Greenhouse Grow Lights | 2.775% | 0 | 145.6669 | Industrial_2025_Technical_GWh_After Competition Groups_Greenhouse Grow Lights
Industrial | Ind ¦ HE HVAC Controls | 2025 | Technical | GWh | After Competition Groups | 79.578 | 0 | 0 | 5248.5858 | 0.015162 | 13 | Industrial_2025_Technical_GWh_After Competition Groups_13 | HE HVAC Controls | 1.516% | 0 | 79.578 | Industrial_2025_Technical_GWh_After Competition Groups_HE HVAC Controls
Industrial | Ind ¦ Pulp and Paper Process Improvements | 2025 | Technical | GWh | After Competition Groups | 66.0926 | 0 | 0 | 5248.5858 | 0.012592 | 14 | Industrial_2025_Technical_GWh_After Competition Groups_14 | Pulp and Paper Process Improvements | 1.259% | 0 | 66.0926 | Industrial_2025_Technical_GWh_After Competition Groups_Pulp and Paper Process Improvements
Industrial | Ind ¦ Material Handling Improvements | 2025 | Technical | GWh | After Competition Groups | 62.0552 | 0 | 0 | 5248.5858 | 0.011823 | 15 | Industrial_2025_Technical_GWh_After Competition Groups_15 | Material Handling Improvements | 1.182% | 0 | 62.0552 | Industrial_2025_Technical_GWh_After Competition Groups_Material Handling Improvements
Industrial | Ind ¦ Fan System Optimization | 2025 | Technical | GWh | After Competition Groups | 59.7966 | 0 | 0 | 5248.5858 | 0.011393 | 16 | Industrial_2025_Technical_GWh_After Competition Groups_16 | Fan System Optimization | 1.139% | 0 | 59.7966 | Industrial_2025_Technical_GWh_After Competition Groups_Fan System Optimization
Industrial | Ind ¦ HE HVAC Units | 2025 | Technical | GWh | After Competition Groups | 47.0257 | 0 | 0 | 5248.5858 | 0.0089597 | 17 | Industrial_2025_Technical_GWh_After Competition Groups_17 | HE HVAC Units | 0.896% | 0 | 47.0257 | Industrial_2025_Technical_GWh_After Competition Groups_HE HVAC Units
Industrial | Ind ¦ Refiner Plate Improvements | 2025 | Technical | GWh | After Competition Groups | 45.3057 | 0 | 0 | 5248.5858 | 0.008632 | 18 | Industrial_2025_Technical_GWh_After Competition Groups_18 | Refiner Plate Improvements | 0.8632% | 0 | 45.3057 | Industrial_2025_Technical_GWh_After Competition Groups_Refiner Plate Improvements
Industrial | Ind ¦ Process Heat Recovery | 2025 | Technical | GWh | After Competition Groups | 38.1971 | 0 | 0 | 5248.5858 | 0.0072776 | 19 | Industrial_2025_Technical_GWh_After Competition Groups_19 | Process Heat Recovery | 0.7278% | 0 | 38.1971 | Industrial_2025_Technical_GWh_After Competition Groups_Process Heat Recovery
Industrial | Ind ¦ Ventilation Optimization | 2025 | Technical | GWh | After Competition Groups | 29.3869 | 0 | 0 | 5248.5858 | 0.005599 | 20 | Industrial_2025_Technical_GWh_After Competition Groups_20 | Ventilation Optimization | 0.5599% | 0 | 29.3869 | Industrial_2025_Technical_GWh_After Competition Groups_Ventilation Optimization
Industrial | Ind ¦ VAV Conversion Project | 2025 | Technical | GWh | After Competition Groups | 26.4112 | 0 | 0 | 5248.5858 | 0.0050321 | 21 | Industrial_2025_Technical_GWh_After Competition Groups_21 | VAV Conversion Project | 0.5032% | 0 | 26.4112 | Industrial_2025_Technical_GWh_After Competition Groups_VAV Conversion Project
Industrial | Ind ¦ Cold Storage Retrofit | 2025 | Technical | GWh | After Competition Groups | 24.3488 | 0 | 0 | 5248.5858 | 0.0046391 | 22 | Industrial_2025_Technical_GWh_After Competition Groups_22 | Cold Storage Retrofit | 0.4639% | 0 | 24.3488 | Industrial_2025_Technical_GWh_After Competition Groups_Cold Storage Retrofit
Industrial | Ind ¦ Synchronous Belts | 2025 | Technical | GWh | After Competition Groups | 22.0726 | 0 | 0 | 5248.5858 | 0.0042054 | 23 | Industrial_2025_Technical_GWh_After Competition Groups_23 | Synchronous Belts | 0.4205% | 0 | 22.0726 | Industrial_2025_Technical_GWh_After Competition Groups_Synchronous Belts
Industrial | Ind ¦ Improved Controls - Process Cooling | 2025 | Technical | GWh | After Competition Groups | 21.5402 | 0 | 0 | 5248.5858 | 0.004104 | 24 | Industrial_2025_Technical_GWh_After Competition Groups_24 | Improved Controls - Process Cooling | 0.4104% | 0 | 21.5402 | Industrial_2025_Technical_GWh_After Competition Groups_Improved Controls - Process Cooling
Industrial | Ind ¦ High Efficiency Battery Charger | 2025 | Technical | GWh | After Competition Groups | 19.5417 | 0 | 0 | 5248.5858 | 0.0037232 | 25 | Industrial_2025_Technical_GWh_After Competition Groups_25 | High Efficiency Battery Charger | 0.3723% | 0 | 19.5417 | Industrial_2025_Technical_GWh_After Competition Groups_High Efficiency Battery Charger
Industrial | Ind ¦ Process Improvements | 2025 | Technical | GWh | After Competition Groups | 17.9619 | 0 | 0 | 5248.5858 | 0.0034222 | 26 | Industrial_2025_Technical_GWh_After Competition Groups_26 | Process Improvements | 0.3422% | 0 | 17.9619 | Industrial_2025_Technical_GWh_After Competition Groups_Process Improvements
Industrial | Ind ¦ HVLS Fans | 2025 | Technical | GWh | After Competition Groups | 16.3408 | 0 | 0 | 5248.5858 | 0.0031134 | 27 | Industrial_2025_Technical_GWh_After Competition Groups_27 | HVLS Fans | 0.3113% | 0 | 16.3408 | Industrial_2025_Technical_GWh_After Competition Groups_HVLS Fans
Industrial | Ind ¦ Efficient Irrigation | 2025 | Technical | GWh | After Competition Groups | 15.9546 | 0 | 0 | 5248.5858 | 0.0030398 | 28 | Industrial_2025_Technical_GWh_After Competition Groups_28 | Efficient Irrigation | 0.304% | 0 | 15.9546 | Industrial_2025_Technical_GWh_After Competition Groups_Efficient Irrigation
Industrial | Ind ¦ Chiller Optimization | 2025 | Technical | GWh | After Competition Groups | 11.568 | 0 | 0 | 5248.5858 | 0.002204 | 29 | Industrial_2025_Technical_GWh_After Competition Groups_29 | Chiller Optimization | 0.2204% | 0 | 11.568 | Industrial_2025_Technical_GWh_After Competition Groups_Chiller Optimization
Industrial | Ind ¦ Improved Controls - Process Heating | 2025 | Technical | GWh | After Competition Groups | 10.7912 | 0 | 0 | 5248.5858 | 0.002056 | 30 | Industrial_2025_Technical_GWh_After Competition Groups_30 | Improved Controls - Process Heating | 0.2056% | 0 | 10.7912 | Industrial_2025_Technical_GWh_After Competition Groups_Improved Controls - Process Heating
Industrial | Ind ¦ Refrigeration Compressor VFD | 2025 | Technical | GWh | After Competition Groups | 10.7336 | 0 | 0 | 5248.5858 | 0.0020451 | 31 | Industrial_2025_Technical_GWh_After Competition Groups_31 | Refrigeration Compressor VFD | 0.2045% | 0 | 10.7336 | Industrial_2025_Technical_GWh_After Competition Groups_Refrigeration Compressor VFD
Industrial | Ind ¦ Efficient Transformer | 2025 | Technical | GWh | After Competition Groups | 9.7709 | 0 | 0 | 5248.5858 | 0.0018616 | 32 | Industrial_2025_Technical_GWh_After Competition Groups_32 | Efficient Transformer | 0.1862% | 0 | 9.7709 | Industrial_2025_Technical_GWh_After Competition Groups_Efficient Transformer
Industrial | Ind ¦ Cooling Tower Optimization | 2025 | Technical | GWh | After Competition Groups | 9.0174 | 0 | 0 | 5248.5858 | 0.0017181 | 33 | Industrial_2025_Technical_GWh_After Competition Groups_33 | Cooling Tower Optimization | 0.1718% | 0 | 9.0174 | Industrial_2025_Technical_GWh_After Competition Groups_Cooling Tower Optimization
Industrial | Ind ¦ High Efficiency Welders | 2025 | Technical | GWh | After Competition Groups | 7.8853 | 0 | 0 | 5248.5858 | 0.0015024 | 34 | Industrial_2025_Technical_GWh_After Competition Groups_34 | High Efficiency Welders | 0.1502% | 0 | 7.8853 | Industrial_2025_Technical_GWh_After Competition Groups_High Efficiency Welders
Industrial | Ind ¦ Engine Block Heater Timer | 2025 | Technical | GWh | After Competition Groups | 6.852 | 0 | 0 | 5248.5858 | 0.0013055 | 35 | Industrial_2025_Technical_GWh_After Competition Groups_35 | Engine Block Heater Timer | 0.1306% | 0 | 6.852 | Industrial_2025_Technical_GWh_After Competition Groups_Engine Block Heater Timer
Industrial | Ind ¦ Low Energy Livestock Waterers | 2025 | Technical | GWh | After Competition Groups | 5.9231 | 0 | 0 | 5248.5858 | 0.0011285 | 36 | Industrial_2025_Technical_GWh_After Competition Groups_36 | Low Energy Livestock Waterers | 0.1129% | 0 | 5.9231 | Industrial_2025_Technical_GWh_After Competition Groups_Low Energy Livestock Waterers
Industrial | Ind ¦ Free Cooling | 2025 | Technical | GWh | After Competition Groups | 5.4434 | 0 | 0 | 5248.5858 | 0.0010371 | 37 | Industrial_2025_Technical_GWh_After Competition Groups_37 | Free Cooling | 0.1037% | 0 | 5.4434 | Industrial_2025_Technical_GWh_After Competition Groups_Free Cooling
Industrial | Ind ¦ Dairy Pre-Cooler | 2025 | Technical | GWh | After Competition Groups | 4.3666 | 0 | 0 | 5248.5858 | 0.00083197 | 38 | Industrial_2025_Technical_GWh_After Competition Groups_38 | Dairy Pre-Cooler | 0.0832% | 0 | 4.3666 | Industrial_2025_Technical_GWh_After Competition Groups_Dairy Pre-Cooler
Industrial | Ind ¦ Air Compressor Heat Recovery | 2025 | Technical | GWh | After Competition Groups | 2.9894 | 0 | 0 | 5248.5858 | 0.00056956 | 39 | Industrial_2025_Technical_GWh_After Competition Groups_39 | Air Compressor Heat Recovery | 0.05696% | 0 | 2.9894 | Industrial_2025_Technical_GWh_After Competition Groups_Air Compressor Heat Recovery
Industrial | Ind ¦ Optimize Compressed Air Dryer | 2025 | Technical | GWh | After Competition Groups | 2.1512 | 0 | 0 | 5248.5858 | 0.00040987 | 40 | Industrial_2025_Technical_GWh_After Competition Groups_40 | Optimize Compressed Air Dryer | 0.04099% | 0 | 2.1512 | Industrial_2025_Technical_GWh_After Competition Groups_Optimize Compressed Air Dryer
Industrial | Ind ¦ Heat Lamps/Heat Pad | 2025 | Technical | GWh | After Competition Groups | 1.4103 | 0 | 0 | 5248.5858 | 0.0002687 | 41 | Industrial_2025_Technical_GWh_After Competition Groups_41 | Heat Lamps/Heat Pad | 0.02687% | 0 | 1.4103 | Industrial_2025_Technical_GWh_After Competition Groups_Heat Lamps/Heat Pad
Industrial | Ind ¦ Creep Heat Controller | 2025 | Technical | GWh | After Competition Groups | 0.92291 | 0 | 0 | 5248.5858 | 0.00017584 | 42 | Industrial_2025_Technical_GWh_After Competition Groups_42 | Creep Heat Controller | 0.01758% | 0 | 0.92291 | Industrial_2025_Technical_GWh_After Competition Groups_Creep Heat Controller
Industrial | Ind ¦ Efficient Refrigeration Compressor | 2025 | Technical | GWh | After Competition Groups | 0.91428 | 0 | 0 | 5248.5858 | 0.0001742 | 43 | Industrial_2025_Technical_GWh_After Competition Groups_43 | Efficient Refrigeration Compressor | 0.01742% | 0 | 0.91428 | Industrial_2025_Technical_GWh_After Competition Groups_Efficient Refrigeration Compressor
Industrial | Ind ¦ Dual and Natural Exhaust Ventilation Systems | 2025 | Technical | GWh | After Competition Groups | 0.33908 | 0 | 0 | 5248.5858 | 6.4604e-05 | 44 | Industrial_2025_Technical_GWh_After Competition Groups_44 | Dual and Natural Exhaust Ventilation Systems | 0.00646% | 0 | 0.33908 | Industrial_2025_Technical_GWh_After Competition Groups_Dual and Natural Exhaust Ventilation Systems
Industrial | Ind ¦ Dairy Water Heater | 2025 | Technical | GWh | After Competition Groups | 0.25728 | 0 | 0 | 5248.5858 | 4.9018e-05 | 45 | Industrial_2025_Technical_GWh_After Competition Groups_45 | Dairy Water Heater | 0.004902% | 0 | 0.25728 | Industrial_2025_Technical_GWh_After Competition Groups_Dairy Water Heater
Industrial | Ind ¦ Pump System Optimization | 2026 | Economic | GWh | After Competition Groups | 701.6631 | 0 | 0 | 4511.0983 | 0.15554 | 1 | Industrial_2026_Economic_GWh_After Competition Groups_1 | Pump System Optimization | 15.55% | 0 | 701.6631 | Industrial_2026_Economic_GWh_After Competition Groups_Pump System Optimization
Industrial | Ind ¦ Air Leak Survey and Repair | 2026 | Economic | GWh | After Competition Groups | 612.9279 | 0 | 0 | 4511.0983 | 0.13587 | 2 | Industrial_2026_Economic_GWh_After Competition Groups_2 | Air Leak Survey and Repair | 13.59% | 0 | 612.9279 | Industrial_2026_Economic_GWh_After Competition Groups_Air Leak Survey and Repair
Industrial | Ind ¦ Recommissioning | 2026 | Economic | GWh | After Competition Groups | 437.5636 | 0 | 0 | 4511.0983 | 0.096997 | 3 | Industrial_2026_Economic_GWh_After Competition Groups_3 | Recommissioning | 9.7% | 0 | 437.5636 | Industrial_2026_Economic_GWh_After Competition Groups_Recommissioning
Industrial | Ind ¦ SEM | 2026 | Economic | GWh | After Competition Groups | 437.5636 | 0 | 0 | 4511.0983 | 0.096997 | 4 | Industrial_2026_Economic_GWh_After Competition Groups_4 | SEM | 9.7% | 0 | 437.5636 | Industrial_2026_Economic_GWh_After Competition Groups_SEM
Industrial | Ind ¦ Air Compressor Optimization | 2026 | Economic | GWh | After Competition Groups | 406.1893 | 0 | 0 | 4511.0983 | 0.090042 | 5 | Industrial_2026_Economic_GWh_After Competition Groups_5 | Air Compressor Optimization | 9.004% | 0 | 406.1893 | Industrial_2026_Economic_GWh_After Competition Groups_Air Compressor Optimization
Industrial | Ind ¦ Efficient Compressed Air Nozzles | 2026 | Economic | GWh | After Competition Groups | 394.4763 | 0 | 0 | 4511.0983 | 0.087446 | 6 | Industrial_2026_Economic_GWh_After Competition Groups_6 | Efficient Compressed Air Nozzles | 8.745% | 0 | 394.4763 | Industrial_2026_Economic_GWh_After Competition Groups_Efficient Compressed Air Nozzles
Industrial | Ind ¦ Pump Equipment Upgrade | 2026 | Economic | GWh | After Competition Groups | 332.1996 | 0 | 0 | 4511.0983 | 0.073641 | 7 | Industrial_2026_Economic_GWh_After Competition Groups_7 | Pump Equipment Upgrade | 7.364% | 0 | 332.1996 | Industrial_2026_Economic_GWh_After Competition Groups_Pump Equipment Upgrade
Industrial | Ind ¦ High Efficiency HVAC Fans | 2026 | Economic | GWh | After Competition Groups | 219.952 | 0 | 0 | 4511.0983 | 0.048758 | 8 | Industrial_2026_Economic_GWh_After Competition Groups_8 | High Efficiency HVAC Fans | 4.876% | 0 | 219.952 | Industrial_2026_Economic_GWh_After Competition Groups_High Efficiency HVAC Fans
Industrial | Ind ¦ HE Lighting | 2026 | Economic | GWh | After Competition Groups | 215.0596 | 0 | 0 | 4511.0983 | 0.047673 | 9 | Industrial_2026_Economic_GWh_After Competition Groups_9 | HE Lighting | 4.767% | 0 | 215.0596 | Industrial_2026_Economic_GWh_After Competition Groups_HE Lighting
Industrial | Ind ¦ Process Optimization (Elec) | 2026 | Economic | GWh | After Competition Groups | 178.3533 | 0 | 0 | 4511.0983 | 0.039537 | 10 | Industrial_2026_Economic_GWh_After Competition Groups_10 | Process Optimization (Elec) | 3.954% | 0 | 178.3533 | Industrial_2026_Economic_GWh_After Competition Groups_Process Optimization (Elec)
Industrial | Ind ¦ Greenhouse Grow Lights | 2026 | Economic | GWh | After Competition Groups | 148.8252 | 0 | 0 | 4511.0983 | 0.032991 | 11 | Industrial_2026_Economic_GWh_After Competition Groups_11 | Greenhouse Grow Lights | 3.299% | 0 | 148.8252 | Industrial_2026_Economic_GWh_After Competition Groups_Greenhouse Grow Lights
Industrial | Ind ¦ Pulp and Paper Process Improvements | 2026 | Economic | GWh | After Competition Groups | 65.9485 | 0 | 0 | 4511.0983 | 0.014619 | 12 | Industrial_2026_Economic_GWh_After Competition Groups_12 | Pulp and Paper Process Improvements | 1.462% | 0 | 65.9485 | Industrial_2026_Economic_GWh_After Competition Groups_Pulp and Paper Process Improvements
Industrial | Ind ¦ Material Handling Improvements | 2026 | Economic | GWh | After Competition Groups | 63.9161 | 0 | 0 | 4511.0983 | 0.014169 | 13 | Industrial_2026_Economic_GWh_After Competition Groups_13 | Material Handling Improvements | 1.417% | 0 | 63.9161 | Industrial_2026_Economic_GWh_After Competition Groups_Material Handling Improvements
Industrial | Ind ¦ Fan System Optimization | 2026 | Economic | GWh | After Competition Groups | 61.0596 | 0 | 0 | 4511.0983 | 0.013535 | 14 | Industrial_2026_Economic_GWh_After Competition Groups_14 | Fan System Optimization | 1.354% | 0 | 61.0596 | Industrial_2026_Economic_GWh_After Competition Groups_Fan System Optimization
Industrial | Ind ¦ Refiner Plate Improvements | 2026 | Economic | GWh | After Competition Groups | 46.7669 | 0 | 0 | 4511.0983 | 0.010367 | 15 | Industrial_2026_Economic_GWh_After Competition Groups_15 | Refiner Plate Improvements | 1.037% | 0 | 46.7669 | Industrial_2026_Economic_GWh_After Competition Groups_Refiner Plate Improvements
Industrial | Ind ¦ Process Heat Recovery | 2026 | Economic | GWh | After Competition Groups | 37.8185 | 0 | 0 | 4511.0983 | 0.0083834 | 16 | Industrial_2026_Economic_GWh_After Competition Groups_16 | Process Heat Recovery | 0.8383% | 0 | 37.8185 | Industrial_2026_Economic_GWh_After Competition Groups_Process Heat Recovery
Industrial | Ind ¦ VAV Conversion Project | 2026 | Economic | GWh | After Competition Groups | 25.6947 | 0 | 0 | 4511.0983 | 0.0056959 | 17 | Industrial_2026_Economic_GWh_After Competition Groups_17 | VAV Conversion Project | 0.5696% | 0 | 25.6947 | Industrial_2026_Economic_GWh_After Competition Groups_VAV Conversion Project
Industrial | Ind ¦ Improved Controls - Process Cooling | 2026 | Economic | GWh | After Competition Groups | 21.326 | 0 | 0 | 4511.0983 | 0.0047274 | 18 | Industrial_2026_Economic_GWh_After Competition Groups_18 | Improved Controls - Process Cooling | 0.4727% | 0 | 21.326 | Industrial_2026_Economic_GWh_After Competition Groups_Improved Controls - Process Cooling
Industrial | Ind ¦ High Efficiency Battery Charger | 2026 | Economic | GWh | After Competition Groups | 19.9918 | 0 | 0 | 4511.0983 | 0.0044317 | 19 | Industrial_2026_Economic_GWh_After Competition Groups_19 | High Efficiency Battery Charger | 0.4432% | 0 | 19.9918 | Industrial_2026_Economic_GWh_After Competition Groups_High Efficiency Battery Charger
Industrial | Ind ¦ Process Improvements | 2026 | Economic | GWh | After Competition Groups | 17.8307 | 0 | 0 | 4511.0983 | 0.0039526 | 20 | Industrial_2026_Economic_GWh_After Competition Groups_20 | Process Improvements | 0.3953% | 0 | 17.8307 | Industrial_2026_Economic_GWh_After Competition Groups_Process Improvements
Industrial | Ind ¦ Refrigeration Compressor VFD | 2026 | Economic | GWh | After Competition Groups | 11.0246 | 0 | 0 | 4511.0983 | 0.0024439 | 21 | Industrial_2026_Economic_GWh_After Competition Groups_21 | Refrigeration Compressor VFD | 0.2444% | 0 | 11.0246 | Industrial_2026_Economic_GWh_After Competition Groups_Refrigeration Compressor VFD
Industrial | Ind ¦ Improved Controls - Process Heating | 2026 | Economic | GWh | After Competition Groups | 10.7888 | 0 | 0 | 4511.0983 | 0.0023916 | 22 | Industrial_2026_Economic_GWh_After Competition Groups_22 | Improved Controls - Process Heating | 0.2392% | 0 | 10.7888 | Industrial_2026_Economic_GWh_After Competition Groups_Improved Controls - Process Heating
Industrial | Ind ¦ Ventilation Optimization | 2026 | Economic | GWh | After Competition Groups | 9.8975 | 0 | 0 | 4511.0983 | 0.002194 | 23 | Industrial_2026_Economic_GWh_After Competition Groups_23 | Ventilation Optimization | 0.2194% | 0 | 9.8975 | Industrial_2026_Economic_GWh_After Competition Groups_Ventilation Optimization
Industrial | Ind ¦ Cooling Tower Optimization | 2026 | Economic | GWh | After Competition Groups | 9.0023 | 0 | 0 | 4511.0983 | 0.0019956 | 24 | Industrial_2026_Economic_GWh_After Competition Groups_24 | Cooling Tower Optimization | 0.1996% | 0 | 9.0023 | Industrial_2026_Economic_GWh_After Competition Groups_Cooling Tower Optimization
Industrial | Ind ¦ Efficient Irrigation | 2026 | Economic | GWh | After Competition Groups | 6.86 | 0 | 0 | 4511.0983 | 0.0015207 | 25 | Industrial_2026_Economic_GWh_After Competition Groups_25 | Efficient Irrigation | 0.1521% | 0 | 6.86 | Industrial_2026_Economic_GWh_After Competition Groups_Efficient Irrigation
Industrial | Ind ¦ Engine Block Heater Timer | 2026 | Economic | GWh | After Competition Groups | 6.8062 | 0 | 0 | 4511.0983 | 0.0015088 | 26 | Industrial_2026_Economic_GWh_After Competition Groups_26 | Engine Block Heater Timer | 0.1509% | 0 | 6.8062 | Industrial_2026_Economic_GWh_After Competition Groups_Engine Block Heater Timer
Industrial | Ind ¦ Free Cooling | 2026 | Economic | GWh | After Competition Groups | 5.4301 | 0 | 0 | 4511.0983 | 0.0012037 | 27 | Industrial_2026_Economic_GWh_After Competition Groups_27 | Free Cooling | 0.1204% | 0 | 5.4301 | Industrial_2026_Economic_GWh_After Competition Groups_Free Cooling
Industrial | Ind ¦ Air Compressor Heat Recovery | 2026 | Economic | GWh | After Competition Groups | 2.9761 | 0 | 0 | 4511.0983 | 0.00065972 | 28 | Industrial_2026_Economic_GWh_After Competition Groups_28 | Air Compressor Heat Recovery | 0.06597% | 0 | 2.9761 | Industrial_2026_Economic_GWh_After Competition Groups_Air Compressor Heat Recovery
Industrial | Ind ¦ Dairy Pre-Cooler | 2026 | Economic | GWh | After Competition Groups | 2.0969 | 0 | 0 | 4511.0983 | 0.00046484 | 29 | Industrial_2026_Economic_GWh_After Competition Groups_29 | Dairy Pre-Cooler | 0.04648% | 0 | 2.0969 | Industrial_2026_Economic_GWh_After Competition Groups_Dairy Pre-Cooler
Industrial | Ind ¦ Efficient Refrigeration Compressor | 2026 | Economic | GWh | After Competition Groups | 0.93675 | 0 | 0 | 4511.0983 | 0.00020766 | 30 | Industrial_2026_Economic_GWh_After Competition Groups_30 | Efficient Refrigeration Compressor | 0.02077% | 0 | 0.93675 | Industrial_2026_Economic_GWh_After Competition Groups_Efficient Refrigeration Compressor
Industrial | Ind ¦ Dairy Water Heater | 2026 | Economic | GWh | After Competition Groups | 0.10604 | 0 | 0 | 4511.0983 | 2.3506e-05 | 31 | Industrial_2026_Economic_GWh_After Competition Groups_31 | Dairy Water Heater | 0.002351% | 0 | 0.10604 | Industrial_2026_Economic_GWh_After Competition Groups_Dairy Water Heater
Industrial | Ind ¦ Heat Lamps/Heat Pad | 2026 | Economic | GWh | After Competition Groups | 0.046369 | 0 | 0 | 4511.0983 | 1.0279e-05 | 32 | Industrial_2026_Economic_GWh_After Competition Groups_32 | Heat Lamps/Heat Pad | 0.001028% | 0 | 0.046369 | Industrial_2026_Economic_GWh_After Competition Groups_Heat Lamps/Heat Pad
Industrial | Ind ¦ Air Compressor Optimization | 2026 | SC A | GWh | After Competition Groups | 216.3156 | 1671344.1114 | 1.6713 | 1068.412 | 0.20246 | 1 | Industrial_2026_SC A_GWh_After Competition Groups_1 | Air Compressor Optimization | 20.25% | 1.6713 | 216.3156 | Industrial_2026_SC A_GWh_After Competition Groups_Air Compressor Optimization
Industrial | Ind ¦ Pump System Optimization | 2026 | SC A | GWh | After Competition Groups | 200.1111 | 6053076.9434 | 6.0531 | 1068.412 | 0.1873 | 2 | Industrial_2026_SC A_GWh_After Competition Groups_2 | Pump System Optimization | 18.73% | 6.0531 | 200.1111 | Industrial_2026_SC A_GWh_After Competition Groups_Pump System Optimization
Industrial | Ind ¦ Air Leak Survey and Repair | 2026 | SC A | GWh | After Competition Groups | 122.5962 | 383108.7272 | 0.38311 | 1068.412 | 0.11475 | 3 | Industrial_2026_SC A_GWh_After Competition Groups_3 | Air Leak Survey and Repair | 11.47% | 0.38311 | 122.5962 | Industrial_2026_SC A_GWh_After Competition Groups_Air Leak Survey and Repair
Industrial | Ind ¦ Pump Equipment Upgrade | 2026 | SC A | GWh | After Competition Groups | 89.8188 | 3506102.1267 | 3.5061 | 1068.412 | 0.084068 | 4 | Industrial_2026_SC A_GWh_After Competition Groups_4 | Pump Equipment Upgrade | 8.407% | 3.5061 | 89.8188 | Industrial_2026_SC A_GWh_After Competition Groups_Pump Equipment Upgrade
Industrial | Ind ¦ Recommissioning | 2026 | SC A | GWh | After Competition Groups | 86.789 | 1639443.9093 | 1.6394 | 1068.412 | 0.081232 | 5 | Industrial_2026_SC A_GWh_After Competition Groups_5 | Recommissioning | 8.123% | 1.6394 | 86.789 | Industrial_2026_SC A_GWh_After Competition Groups_Recommissioning
Industrial | Ind ¦ SEM | 2026 | SC A | GWh | After Competition Groups | 86.789 | 1639443.9093 | 1.6394 | 1068.412 | 0.081232 | 6 | Industrial_2026_SC A_GWh_After Competition Groups_6 | SEM | 8.123% | 1.6394 | 86.789 | Industrial_2026_SC A_GWh_After Competition Groups_SEM
Industrial | Ind ¦ Efficient Compressed Air Nozzles | 2026 | SC A | GWh | After Competition Groups | 61.3446 | 295549.8717 | 0.29555 | 1068.412 | 0.057417 | 7 | Industrial_2026_SC A_GWh_After Competition Groups_7 | Efficient Compressed Air Nozzles | 5.742% | 0.29555 | 61.3446 | Industrial_2026_SC A_GWh_After Competition Groups_Efficient Compressed Air Nozzles
Industrial | Ind ¦ High Efficiency HVAC Fans | 2026 | SC A | GWh | After Competition Groups | 59.2731 | 1573004.2888 | 1.573 | 1068.412 | 0.055478 | 8 | Industrial_2026_SC A_GWh_After Competition Groups_8 | High Efficiency HVAC Fans | 5.548% | 1.573 | 59.2731 | Industrial_2026_SC A_GWh_After Competition Groups_High Efficiency HVAC Fans
Industrial | Ind ¦ Fan System Optimization | 2026 | SC A | GWh | After Competition Groups | 30.3512 | 947948.8949 | 0.94795 | 1068.412 | 0.028408 | 9 | Industrial_2026_SC A_GWh_After Competition Groups_9 | Fan System Optimization | 2.841% | 0.94795 | 30.3512 | Industrial_2026_SC A_GWh_After Competition Groups_Fan System Optimization
Industrial | Ind ¦ Greenhouse Grow Lights | 2026 | SC A | GWh | After Competition Groups | 27.6816 | 887205.0278 | 0.88721 | 1068.412 | 0.025909 | 10 | Industrial_2026_SC A_GWh_After Competition Groups_10 | Greenhouse Grow Lights | 2.591% | 0.88721 | 27.6816 | Industrial_2026_SC A_GWh_After Competition Groups_Greenhouse Grow Lights
Industrial | Ind ¦ Material Handling Improvements | 2026 | SC A | GWh | After Competition Groups | 21.3634 | 134197.4923 | 0.1342 | 1068.412 | 0.019995 | 11 | Industrial_2026_SC A_GWh_After Competition Groups_11 | Material Handling Improvements | 2% | 0.1342 | 21.3634 | Industrial_2026_SC A_GWh_After Competition Groups_Material Handling Improvements
Industrial | Ind ¦ Process Optimization (Elec) | 2026 | SC A | GWh | After Competition Groups | 15.6994 | 284594.4201 | 0.28459 | 1068.412 | 0.014694 | 12 | Industrial_2026_SC A_GWh_After Competition Groups_12 | Process Optimization (Elec) | 1.469% | 0.28459 | 15.6994 | Industrial_2026_SC A_GWh_After Competition Groups_Process Optimization (Elec)
Industrial | Ind ¦ Process Heat Recovery | 2026 | SC A | GWh | After Competition Groups | 7.2981 | 299881.9392 | 0.29988 | 1068.412 | 0.0068308 | 13 | Industrial_2026_SC A_GWh_After Competition Groups_13 | Process Heat Recovery | 0.6831% | 0.29988 | 7.2981 | Industrial_2026_SC A_GWh_After Competition Groups_Process Heat Recovery
Industrial | Ind ¦ Refiner Plate Improvements | 2026 | SC A | GWh | After Competition Groups | 6.9475 | 114518.0717 | 0.11452 | 1068.412 | 0.0065027 | 14 | Industrial_2026_SC A_GWh_After Competition Groups_14 | Refiner Plate Improvements | 0.6503% | 0.11452 | 6.9475 | Industrial_2026_SC A_GWh_After Competition Groups_Refiner Plate Improvements
Industrial | Ind ¦ VAV Conversion Project | 2026 | SC A | GWh | After Competition Groups | 5.2883 | 294714.5463 | 0.29471 | 1068.412 | 0.0049497 | 15 | Industrial_2026_SC A_GWh_After Competition Groups_15 | VAV Conversion Project | 0.495% | 0.29471 | 5.2883 | Industrial_2026_SC A_GWh_After Competition Groups_VAV Conversion Project
Industrial | Ind ¦ Pulp and Paper Process Improvements | 2026 | SC A | GWh | After Competition Groups | 4.7891 | 212857.0697 | 0.21286 | 1068.412 | 0.0044824 | 16 | Industrial_2026_SC A_GWh_After Competition Groups_16 | Pulp and Paper Process Improvements | 0.4482% | 0.21286 | 4.7891 | Industrial_2026_SC A_GWh_After Competition Groups_Pulp and Paper Process Improvements
Industrial | Ind ¦ Improved Controls - Process Cooling | 2026 | SC A | GWh | After Competition Groups | 4.355 | 157957.7914 | 0.15796 | 1068.412 | 0.0040761 | 17 | Industrial_2026_SC A_GWh_After Competition Groups_17 | Improved Controls - Process Cooling | 0.4076% | 0.15796 | 4.355 | Industrial_2026_SC A_GWh_After Competition Groups_Improved Controls - Process Cooling
Industrial | Ind ¦ HE Lighting | 2026 | SC A | GWh | After Competition Groups | 3.4204 | 257351.8541 | 0.25735 | 1068.412 | 0.0032014 | 18 | Industrial_2026_SC A_GWh_After Competition Groups_18 | HE Lighting | 0.3201% | 0.25735 | 3.4204 | Industrial_2026_SC A_GWh_After Competition Groups_HE Lighting
Industrial | Ind ¦ Process Improvements | 2026 | SC A | GWh | After Competition Groups | 3.3177 | 68327.1903 | 0.068327 | 1068.412 | 0.0031053 | 19 | Industrial_2026_SC A_GWh_After Competition Groups_19 | Process Improvements | 0.3105% | 0.068327 | 3.3177 | Industrial_2026_SC A_GWh_After Competition Groups_Process Improvements
Industrial | Ind ¦ High Efficiency Battery Charger | 2026 | SC A | GWh | After Competition Groups | 3.2316 | 142612.7157 | 0.14261 | 1068.412 | 0.0030247 | 20 | Industrial_2026_SC A_GWh_After Competition Groups_20 | High Efficiency Battery Charger | 0.3025% | 0.14261 | 3.2316 | Industrial_2026_SC A_GWh_After Competition Groups_High Efficiency Battery Charger
Industrial | Ind ¦ Refrigeration Compressor VFD | 2026 | SC A | GWh | After Competition Groups | 2.7319 | 83591.6532 | 0.083592 | 1068.412 | 0.002557 | 21 | Industrial_2026_SC A_GWh_After Competition Groups_21 | Refrigeration Compressor VFD | 0.2557% | 0.083592 | 2.7319 | Industrial_2026_SC A_GWh_After Competition Groups_Refrigeration Compressor VFD
Industrial | Ind ¦ Ventilation Optimization | 2026 | SC A | GWh | After Competition Groups | 2.5 | 116338.9231 | 0.11634 | 1068.412 | 0.0023399 | 22 | Industrial_2026_SC A_GWh_After Competition Groups_22 | Ventilation Optimization | 0.234% | 0.11634 | 2.5 | Industrial_2026_SC A_GWh_After Competition Groups_Ventilation Optimization
Industrial | Ind ¦ Improved Controls - Process Heating | 2026 | SC A | GWh | After Competition Groups | 2.1827 | 80283.8963 | 0.080284 | 1068.412 | 0.0020429 | 23 | Industrial_2026_SC A_GWh_After Competition Groups_23 | Improved Controls - Process Heating | 0.2043% | 0.080284 | 2.1827 | Industrial_2026_SC A_GWh_After Competition Groups_Improved Controls - Process Heating
Industrial | Ind ¦ Engine Block Heater Timer | 2026 | SC A | GWh | After Competition Groups | 1.3042 | 26912.9506 | 0.026913 | 1068.412 | 0.0012207 | 24 | Industrial_2026_SC A_GWh_After Competition Groups_24 | Engine Block Heater Timer | 0.1221% | 0.026913 | 1.3042 | Industrial_2026_SC A_GWh_After Competition Groups_Engine Block Heater Timer
Industrial | Ind ¦ Dairy Pre-Cooler | 2026 | SC A | GWh | After Competition Groups | 0.7219 | 20760.2012 | 0.02076 | 1068.412 | 0.00067568 | 25 | Industrial_2026_SC A_GWh_After Competition Groups_25 | Dairy Pre-Cooler | 0.06757% | 0.02076 | 0.7219 | Industrial_2026_SC A_GWh_After Competition Groups_Dairy Pre-Cooler
Industrial | Ind ¦ Air Compressor Heat Recovery | 2026 | SC A | GWh | After Competition Groups | 0.59765 | 24693.6059 | 0.024694 | 1068.412 | 0.00055938 | 26 | Industrial_2026_SC A_GWh_After Competition Groups_26 | Air Compressor Heat Recovery | 0.05594% | 0.024694 | 0.59765 | Industrial_2026_SC A_GWh_After Competition Groups_Air Compressor Heat Recovery
Industrial | Ind ¦ Efficient Irrigation | 2026 | SC A | GWh | After Competition Groups | 0.49736 | 37934.1185 | 0.037934 | 1068.412 | 0.00046551 | 27 | Industrial_2026_SC A_GWh_After Competition Groups_27 | Efficient Irrigation | 0.04655% | 0.037934 | 0.49736 | Industrial_2026_SC A_GWh_After Competition Groups_Efficient Irrigation
Industrial | Ind ¦ Cooling Tower Optimization | 2026 | SC A | GWh | After Competition Groups | 0.48823 | 15708.5558 | 0.015709 | 1068.412 | 0.00045697 | 28 | Industrial_2026_SC A_GWh_After Competition Groups_28 | Cooling Tower Optimization | 0.0457% | 0.015709 | 0.48823 | Industrial_2026_SC A_GWh_After Competition Groups_Cooling Tower Optimization
Industrial | Ind ¦ Efficient Refrigeration Compressor | 2026 | SC A | GWh | After Competition Groups | 0.43711 | 6207.8059 | 0.0062078 | 1068.412 | 0.00040912 | 29 | Industrial_2026_SC A_GWh_After Competition Groups_29 | Efficient Refrigeration Compressor | 0.04091% | 0.0062078 | 0.43711 | Industrial_2026_SC A_GWh_After Competition Groups_Efficient Refrigeration Compressor
Industrial | Ind ¦ Heat Lamps/Heat Pad | 2026 | SC A | GWh | After Competition Groups | 0.11929 | 7066.878 | 0.0070669 | 1068.412 | 0.00011165 | 30 | Industrial_2026_SC A_GWh_After Competition Groups_30 | Heat Lamps/Heat Pad | 0.01117% | 0.0070669 | 0.11929 | Industrial_2026_SC A_GWh_After Competition Groups_Heat Lamps/Heat Pad
Industrial | Ind ¦ Dairy Water Heater | 2026 | SC A | GWh | After Competition Groups | 0.042618 | 1349.7955 | 0.0013498 | 1068.412 | 3.9889e-05 | 31 | Industrial_2026_SC A_GWh_After Competition Groups_31 | Dairy Water Heater | 0.003989% | 0.0013498 | 0.042618 | Industrial_2026_SC A_GWh_After Competition Groups_Dairy Water Heater
Industrial | Ind ¦ Free Cooling | 2026 | SC A | GWh | After Competition Groups | 0.0081955 | 373.652 | 0.00037365 | 1068.412 | 7.6707e-06 | 32 | Industrial_2026_SC A_GWh_After Competition Groups_32 | Free Cooling | 0.0007671% | 0.00037365 | 0.0081955 | Industrial_2026_SC A_GWh_After Competition Groups_Free Cooling
Industrial | Ind ¦ Air Leak Survey and Repair | 2026 | SC B | GWh | After Competition Groups | 312.169 | 854846.8607 | 0.85485 | 1913.5632 | 0.16313 | 1 | Industrial_2026_SC B_GWh_After Competition Groups_1 | Air Leak Survey and Repair | 16.31% | 0.85485 | 312.169 | Industrial_2026_SC B_GWh_After Competition Groups_Air Leak Survey and Repair
Industrial | Ind ¦ Pump System Optimization | 2026 | SC B | GWh | After Competition Groups | 243.3203 | 21384901.0857 | 21.3849 | 1913.5632 | 0.12716 | 2 | Industrial_2026_SC B_GWh_After Competition Groups_2 | Pump System Optimization | 12.72% | 21.3849 | 243.3203 | Industrial_2026_SC B_GWh_After Competition Groups_Pump System Optimization
Industrial | Ind ¦ Recommissioning | 2026 | SC B | GWh | After Competition Groups | 220.9743 | 3656922.4865 | 3.6569 | 1913.5632 | 0.11548 | 3 | Industrial_2026_SC B_GWh_After Competition Groups_3 | Recommissioning | 11.55% | 3.6569 | 220.9743 | Industrial_2026_SC B_GWh_After Competition Groups_Recommissioning
Industrial | Ind ¦ SEM | 2026 | SC B | GWh | After Competition Groups | 220.9743 | 3656922.4865 | 3.6569 | 1913.5632 | 0.11548 | 4 | Industrial_2026_SC B_GWh_After Competition Groups_4 | SEM | 11.55% | 3.6569 | 220.9743 | Industrial_2026_SC B_GWh_After Competition Groups_SEM
Industrial | Ind ¦ Air Compressor Optimization | 2026 | SC B | GWh | After Competition Groups | 216.3156 | 1671176.977 | 1.6712 | 1913.5632 | 0.11304 | 5 | Industrial_2026_SC B_GWh_After Competition Groups_5 | Air Compressor Optimization | 11.3% | 1.6712 | 216.3156 | Industrial_2026_SC B_GWh_After Competition Groups_Air Compressor Optimization
Industrial | Ind ¦ Efficient Compressed Air Nozzles | 2026 | SC B | GWh | After Competition Groups | 156.3521 | 671199.4089 | 0.6712 | 1913.5632 | 0.081707 | 6 | Industrial_2026_SC B_GWh_After Competition Groups_6 | Efficient Compressed Air Nozzles | 8.171% | 0.6712 | 156.3521 | Industrial_2026_SC B_GWh_After Competition Groups_Efficient Compressed Air Nozzles
Industrial | Ind ¦ High Efficiency HVAC Fans | 2026 | SC B | GWh | After Competition Groups | 108.8121 | 3057359.3852 | 3.0574 | 1913.5632 | 0.056864 | 7 | Industrial_2026_SC B_GWh_After Competition Groups_7 | High Efficiency HVAC Fans | 5.686% | 3.0574 | 108.8121 | Industrial_2026_SC B_GWh_After Competition Groups_High Efficiency HVAC Fans
Industrial | Ind ¦ Pump Equipment Upgrade | 2026 | SC B | GWh | After Competition Groups | 103.5549 | 10898931.7041 | 10.8989 | 1913.5632 | 0.054116 | 8 | Industrial_2026_SC B_GWh_After Competition Groups_8 | Pump Equipment Upgrade | 5.412% | 10.8989 | 103.5549 | Industrial_2026_SC B_GWh_After Competition Groups_Pump Equipment Upgrade
Industrial | Ind ¦ Greenhouse Grow Lights | 2026 | SC B | GWh | After Competition Groups | 62.1718 | 5220206.7453 | 5.2202 | 1913.5632 | 0.03249 | 9 | Industrial_2026_SC B_GWh_After Competition Groups_9 | Greenhouse Grow Lights | 3.249% | 5.2202 | 62.1718 | Industrial_2026_SC B_GWh_After Competition Groups_Greenhouse Grow Lights
Industrial | Ind ¦ HE Lighting | 2026 | SC B | GWh | After Competition Groups | 43.1033 | 6511939.056 | 6.5119 | 1913.5632 | 0.022525 | 10 | Industrial_2026_SC B_GWh_After Competition Groups_10 | HE Lighting | 2.253% | 6.5119 | 43.1033 | Industrial_2026_SC B_GWh_After Competition Groups_HE Lighting
Industrial | Ind ¦ Material Handling Improvements | 2026 | SC B | GWh | After Competition Groups | 34.1808 | 241625.7085 | 0.24163 | 1913.5632 | 0.017862 | 11 | Industrial_2026_SC B_GWh_After Competition Groups_11 | Material Handling Improvements | 1.786% | 0.24163 | 34.1808 | Industrial_2026_SC B_GWh_After Competition Groups_Material Handling Improvements
Industrial | Ind ¦ Fan System Optimization | 2026 | SC B | GWh | After Competition Groups | 32.7026 | 1950830.7404 | 1.9508 | 1913.5632 | 0.01709 | 12 | Industrial_2026_SC B_GWh_After Competition Groups_12 | Fan System Optimization | 1.709% | 1.9508 | 32.7026 | Industrial_2026_SC B_GWh_After Competition Groups_Fan System Optimization
Industrial | Ind ¦ Pulp and Paper Process Improvements | 2026 | SC B | GWh | After Competition Groups | 30.9452 | 2340541.4271 | 2.3405 | 1913.5632 | 0.016172 | 13 | Industrial_2026_SC B_GWh_After Competition Groups_13 | Pulp and Paper Process Improvements | 1.617% | 2.3405 | 30.9452 | Industrial_2026_SC B_GWh_After Competition Groups_Pulp and Paper Process Improvements
Industrial | Ind ¦ Process Heat Recovery | 2026 | SC B | GWh | After Competition Groups | 18.6703 | 678273.7753 | 0.67827 | 1913.5632 | 0.0097568 | 14 | Industrial_2026_SC B_GWh_After Competition Groups_14 | Process Heat Recovery | 0.9757% | 0.67827 | 18.6703 | Industrial_2026_SC B_GWh_After Competition Groups_Process Heat Recovery
Industrial | Ind ¦ Refiner Plate Improvements | 2026 | SC B | GWh | After Competition Groups | 17.8785 | 265839.464 | 0.26584 | 1913.5632 | 0.009343 | 15 | Industrial_2026_SC B_GWh_After Competition Groups_15 | Refiner Plate Improvements | 0.9343% | 0.26584 | 17.8785 | Industrial_2026_SC B_GWh_After Competition Groups_Refiner Plate Improvements
Industrial | Ind ¦ Process Optimization (Elec) | 2026 | SC B | GWh | After Competition Groups | 15.6994 | 284565.9607 | 0.28457 | 1913.5632 | 0.0082043 | 16 | Industrial_2026_SC B_GWh_After Competition Groups_16 | Process Optimization (Elec) | 0.8204% | 0.28457 | 15.6994 | Industrial_2026_SC B_GWh_After Competition Groups_Process Optimization (Elec)
Industrial | Ind ¦ VAV Conversion Project | 2026 | SC B | GWh | After Competition Groups | 13.7846 | 725372.55 | 0.72537 | 1913.5632 | 0.0072036 | 17 | Industrial_2026_SC B_GWh_After Competition Groups_17 | VAV Conversion Project | 0.7204% | 0.72537 | 13.7846 | Industrial_2026_SC B_GWh_After Competition Groups_VAV Conversion Project
Industrial | Ind ¦ Improved Controls - Process Cooling | 2026 | SC B | GWh | After Competition Groups | 11.1136 | 356849.7191 | 0.35685 | 1913.5632 | 0.0058078 | 18 | Industrial_2026_SC B_GWh_After Competition Groups_18 | Improved Controls - Process Cooling | 0.5808% | 0.35685 | 11.1136 | Industrial_2026_SC B_GWh_After Competition Groups_Improved Controls - Process Cooling
Industrial | Ind ¦ High Efficiency Battery Charger | 2026 | SC B | GWh | After Competition Groups | 9.4355 | 666956.9071 | 0.66696 | 1913.5632 | 0.0049309 | 19 | Industrial_2026_SC B_GWh_After Competition Groups_19 | High Efficiency Battery Charger | 0.4931% | 0.66696 | 9.4355 | Industrial_2026_SC B_GWh_After Competition Groups_High Efficiency Battery Charger
Industrial | Ind ¦ Process Improvements | 2026 | SC B | GWh | After Competition Groups | 8.8545 | 222239.3482 | 0.22224 | 1913.5632 | 0.0046272 | 20 | Industrial_2026_SC B_GWh_After Competition Groups_20 | Process Improvements | 0.4627% | 0.22224 | 8.8545 | Industrial_2026_SC B_GWh_After Competition Groups_Process Improvements
Industrial | Ind ¦ Ventilation Optimization | 2026 | SC B | GWh | After Competition Groups | 5.8425 | 559855.3981 | 0.55986 | 1913.5632 | 0.0030532 | 21 | Industrial_2026_SC B_GWh_After Competition Groups_21 | Ventilation Optimization | 0.3053% | 0.55986 | 5.8425 | Industrial_2026_SC B_GWh_After Competition Groups_Ventilation Optimization
Industrial | Ind ¦ Improved Controls - Process Heating | 2026 | SC B | GWh | After Competition Groups | 5.5372 | 178447.3078 | 0.17845 | 1913.5632 | 0.0028936 | 22 | Industrial_2026_SC B_GWh_After Competition Groups_22 | Improved Controls - Process Heating | 0.2894% | 0.17845 | 5.5372 | Industrial_2026_SC B_GWh_After Competition Groups_Improved Controls - Process Heating
Industrial | Ind ¦ Refrigeration Compressor VFD | 2026 | SC B | GWh | After Competition Groups | 5.3978 | 441384.2789 | 0.44138 | 1913.5632 | 0.0028208 | 23 | Industrial_2026_SC B_GWh_After Competition Groups_23 | Refrigeration Compressor VFD | 0.2821% | 0.44138 | 5.3978 | Industrial_2026_SC B_GWh_After Competition Groups_Refrigeration Compressor VFD
Industrial | Ind ¦ Cooling Tower Optimization | 2026 | SC B | GWh | After Competition Groups | 4.6006 | 481236.6655 | 0.48124 | 1913.5632 | 0.0024042 | 24 | Industrial_2026_SC B_GWh_After Competition Groups_24 | Cooling Tower Optimization | 0.2404% | 0.48124 | 4.6006 | Industrial_2026_SC B_GWh_After Competition Groups_Cooling Tower Optimization
Industrial | Ind ¦ Engine Block Heater Timer | 2026 | SC B | GWh | After Competition Groups | 3.3353 | 61692.1498 | 0.061692 | 1913.5632 | 0.001743 | 25 | Industrial_2026_SC B_GWh_After Competition Groups_25 | Engine Block Heater Timer | 0.1743% | 0.061692 | 3.3353 | Industrial_2026_SC B_GWh_After Competition Groups_Engine Block Heater Timer
Industrial | Ind ¦ Free Cooling | 2026 | SC B | GWh | After Competition Groups | 3.0162 | 548326.8509 | 0.54833 | 1913.5632 | 0.0015762 | 26 | Industrial_2026_SC B_GWh_After Competition Groups_26 | Free Cooling | 0.1576% | 0.54833 | 3.0162 | Industrial_2026_SC B_GWh_After Competition Groups_Free Cooling
Industrial | Ind ¦ Air Compressor Heat Recovery | 2026 | SC B | GWh | After Competition Groups | 1.5198 | 54856.2112 | 0.054856 | 1913.5632 | 0.00079422 | 27 | Industrial_2026_SC B_GWh_After Competition Groups_27 | Air Compressor Heat Recovery | 0.07942% | 0.054856 | 1.5198 | Industrial_2026_SC B_GWh_After Competition Groups_Air Compressor Heat Recovery
Industrial | Ind ¦ Efficient Irrigation | 2026 | SC B | GWh | After Competition Groups | 1.3722 | 127162.6247 | 0.12716 | 1913.5632 | 0.00071712 | 28 | Industrial_2026_SC B_GWh_After Competition Groups_28 | Efficient Irrigation | 0.07171% | 0.12716 | 1.3722 | Industrial_2026_SC B_GWh_After Competition Groups_Efficient Irrigation
Industrial | Ind ¦ Dairy Pre-Cooler | 2026 | SC B | GWh | After Competition Groups | 1.0624 | 51946.1321 | 0.051946 | 1913.5632 | 0.00055519 | 29 | Industrial_2026_SC B_GWh_After Competition Groups_29 | Dairy Pre-Cooler | 0.05552% | 0.051946 | 1.0624 | Industrial_2026_SC B_GWh_After Competition Groups_Dairy Pre-Cooler
Industrial | Ind ¦ Efficient Refrigeration Compressor | 2026 | SC B | GWh | After Competition Groups | 0.61757 | 10790.1094 | 0.01079 | 1913.5632 | 0.00032273 | 30 | Industrial_2026_SC B_GWh_After Competition Groups_30 | Efficient Refrigeration Compressor | 0.03227% | 0.01079 | 0.61757 | Industrial_2026_SC B_GWh_After Competition Groups_Efficient Refrigeration Compressor
Industrial | Ind ¦ Heat Lamps/Heat Pad | 2026 | SC B | GWh | After Competition Groups | 0.18313 | 22234.589 | 0.022235 | 1913.5632 | 9.5699e-05 | 31 | Industrial_2026_SC B_GWh_After Competition Groups_31 | Heat Lamps/Heat Pad | 0.00957% | 0.022235 | 0.18313 | Industrial_2026_SC B_GWh_After Competition Groups_Heat Lamps/Heat Pad
Industrial | Ind ¦ Dairy Water Heater | 2026 | SC B | GWh | After Competition Groups | 0.065799 | 3342.4374 | 0.0033424 | 1913.5632 | 3.4386e-05 | 32 | Industrial_2026_SC B_GWh_After Competition Groups_32 | Dairy Water Heater | 0.003439% | 0.0033424 | 0.065799 | Industrial_2026_SC B_GWh_After Competition Groups_Dairy Water Heater
Industrial | Ind ¦ Pump System Optimization | 2026 | SC C | GWh | After Competition Groups | 243.3203 | 21387039.7897 | 21.387 | 1170.5417 | 0.20787 | 1 | Industrial_2026_SC C_GWh_After Competition Groups_1 | Pump System Optimization | 20.79% | 21.387 | 243.3203 | Industrial_2026_SC C_GWh_After Competition Groups_Pump System Optimization
Industrial | Ind ¦ Air Compressor Optimization | 2026 | SC C | GWh | After Competition Groups | 216.3156 | 1671344.1114 | 1.6713 | 1170.5417 | 0.1848 | 2 | Industrial_2026_SC C_GWh_After Competition Groups_2 | Air Compressor Optimization | 18.48% | 1.6713 | 216.3156 | Industrial_2026_SC C_GWh_After Competition Groups_Air Compressor Optimization
Industrial | Ind ¦ Air Leak Survey and Repair | 2026 | SC C | GWh | After Competition Groups | 122.5962 | 383108.7272 | 0.38311 | 1170.5417 | 0.10473 | 3 | Industrial_2026_SC C_GWh_After Competition Groups_3 | Air Leak Survey and Repair | 10.47% | 0.38311 | 122.5962 | Industrial_2026_SC C_GWh_After Competition Groups_Air Leak Survey and Repair
Industrial | Ind ¦ Pump Equipment Upgrade | 2026 | SC C | GWh | After Competition Groups | 103.5549 | 10900021.7063 | 10.9 | 1170.5417 | 0.088468 | 4 | Industrial_2026_SC C_GWh_After Competition Groups_4 | Pump Equipment Upgrade | 8.847% | 10.9 | 103.5549 | Industrial_2026_SC C_GWh_After Competition Groups_Pump Equipment Upgrade
Industrial | Ind ¦ Recommissioning | 2026 | SC C | GWh | After Competition Groups | 86.789 | 1639443.9093 | 1.6394 | 1170.5417 | 0.074144 | 5 | Industrial_2026_SC C_GWh_After Competition Groups_5 | Recommissioning | 7.414% | 1.6394 | 86.789 | Industrial_2026_SC C_GWh_After Competition Groups_Recommissioning
Industrial | Ind ¦ SEM | 2026 | SC C | GWh | After Competition Groups | 86.789 | 1639443.9093 | 1.6394 | 1170.5417 | 0.074144 | 6 | Industrial_2026_SC C_GWh_After Competition Groups_6 | SEM | 7.414% | 1.6394 | 86.789 | Industrial_2026_SC C_GWh_After Competition Groups_SEM
Industrial | Ind ¦ Efficient Compressed Air Nozzles | 2026 | SC C | GWh | After Competition Groups | 61.3446 | 295549.8717 | 0.29555 | 1170.5417 | 0.052407 | 7 | Industrial_2026_SC C_GWh_After Competition Groups_7 | Efficient Compressed Air Nozzles | 5.241% | 0.29555 | 61.3446 | Industrial_2026_SC C_GWh_After Competition Groups_Efficient Compressed Air Nozzles
Industrial | Ind ¦ High Efficiency HVAC Fans | 2026 | SC C | GWh | After Competition Groups | 59.2731 | 1573004.2888 | 1.573 | 1170.5417 | 0.050637 | 8 | Industrial_2026_SC C_GWh_After Competition Groups_8 | High Efficiency HVAC Fans | 5.064% | 1.573 | 59.2731 | Industrial_2026_SC C_GWh_After Competition Groups_High Efficiency HVAC Fans
Industrial | Ind ¦ Greenhouse Grow Lights | 2026 | SC C | GWh | After Competition Groups | 38.3418 | 2546556.9835 | 2.5466 | 1170.5417 | 0.032756 | 9 | Industrial_2026_SC C_GWh_After Competition Groups_9 | Greenhouse Grow Lights | 3.276% | 2.5466 | 38.3418 | Industrial_2026_SC C_GWh_After Competition Groups_Greenhouse Grow Lights
Industrial | Ind ¦ Fan System Optimization | 2026 | SC C | GWh | After Competition Groups | 32.7026 | 1951025.8429 | 1.951 | 1170.5417 | 0.027938 | 10 | Industrial_2026_SC C_GWh_After Competition Groups_10 | Fan System Optimization | 2.794% | 1.951 | 32.7026 | Industrial_2026_SC C_GWh_After Competition Groups_Fan System Optimization
Industrial | Ind ¦ Material Handling Improvements | 2026 | SC C | GWh | After Competition Groups | 21.3634 | 134197.4923 | 0.1342 | 1170.5417 | 0.018251 | 11 | Industrial_2026_SC C_GWh_After Competition Groups_11 | Material Handling Improvements | 1.825% | 0.1342 | 21.3634 | Industrial_2026_SC C_GWh_After Competition Groups_Material Handling Improvements
Industrial | Ind ¦ HE Lighting | 2026 | SC C | GWh | After Competition Groups | 16.6632 | 2643689.4935 | 2.6437 | 1170.5417 | 0.014235 | 12 | Industrial_2026_SC C_GWh_After Competition Groups_12 | HE Lighting | 1.424% | 2.6437 | 16.6632 | Industrial_2026_SC C_GWh_After Competition Groups_HE Lighting
Industrial | Ind ¦ Process Optimization (Elec) | 2026 | SC C | GWh | After Competition Groups | 15.6994 | 284594.4201 | 0.28459 | 1170.5417 | 0.013412 | 13 | Industrial_2026_SC C_GWh_After Competition Groups_13 | Process Optimization (Elec) | 1.341% | 0.28459 | 15.6994 | Industrial_2026_SC C_GWh_After Competition Groups_Process Optimization (Elec)
Industrial | Ind ¦ Pulp and Paper Process Improvements | 2026 | SC C | GWh | After Competition Groups | 12.0403 | 1020072.9252 | 1.0201 | 1170.5417 | 0.010286 | 14 | Industrial_2026_SC C_GWh_After Competition Groups_14 | Pulp and Paper Process Improvements | 1.029% | 1.0201 | 12.0403 | Industrial_2026_SC C_GWh_After Competition Groups_Pulp and Paper Process Improvements
Industrial | Ind ¦ Process Heat Recovery | 2026 | SC C | GWh | After Competition Groups | 7.2981 | 299881.9392 | 0.29988 | 1170.5417 | 0.0062348 | 15 | Industrial_2026_SC C_GWh_After Competition Groups_15 | Process Heat Recovery | 0.6235% | 0.29988 | 7.2981 | Industrial_2026_SC C_GWh_After Competition Groups_Process Heat Recovery
Industrial | Ind ¦ Refiner Plate Improvements | 2026 | SC C | GWh | After Competition Groups | 6.9475 | 114518.0717 | 0.11452 | 1170.5417 | 0.0059353 | 16 | Industrial_2026_SC C_GWh_After Competition Groups_16 | Refiner Plate Improvements | 0.5935% | 0.11452 | 6.9475 | Industrial_2026_SC C_GWh_After Competition Groups_Refiner Plate Improvements
Industrial | Ind ¦ Ventilation Optimization | 2026 | SC C | GWh | After Competition Groups | 5.8425 | 559911.3893 | 0.55991 | 1170.5417 | 0.0049913 | 17 | Industrial_2026_SC C_GWh_After Competition Groups_17 | Ventilation Optimization | 0.4991% | 0.55991 | 5.8425 | Industrial_2026_SC C_GWh_After Competition Groups_Ventilation Optimization
Industrial | Ind ¦ VAV Conversion Project | 2026 | SC C | GWh | After Competition Groups | 5.4092 | 324551.0225 | 0.32455 | 1170.5417 | 0.0046211 | 18 | Industrial_2026_SC C_GWh_After Competition Groups_18 | VAV Conversion Project | 0.4621% | 0.32455 | 5.4092 | Industrial_2026_SC C_GWh_After Competition Groups_VAV Conversion Project
Industrial | Ind ¦ High Efficiency Battery Charger | 2026 | SC C | GWh | After Competition Groups | 4.8221 | 334187.4396 | 0.33419 | 1170.5417 | 0.0041195 | 19 | Industrial_2026_SC C_GWh_After Competition Groups_19 | High Efficiency Battery Charger | 0.412% | 0.33419 | 4.8221 | Industrial_2026_SC C_GWh_After Competition Groups_High Efficiency Battery Charger
Industrial | Ind ¦ Cooling Tower Optimization | 2026 | SC C | GWh | After Competition Groups | 4.6006 | 481284.794 | 0.48128 | 1170.5417 | 0.0039303 | 20 | Industrial_2026_SC C_GWh_After Competition Groups_20 | Cooling Tower Optimization | 0.393% | 0.48128 | 4.6006 | Industrial_2026_SC C_GWh_After Competition Groups_Cooling Tower Optimization
Industrial | Ind ¦ Improved Controls - Process Cooling | 2026 | SC C | GWh | After Competition Groups | 4.3626 | 159691.1315 | 0.15969 | 1170.5417 | 0.003727 | 21 | Industrial_2026_SC C_GWh_After Competition Groups_21 | Improved Controls - Process Cooling | 0.3727% | 0.15969 | 4.3626 | Industrial_2026_SC C_GWh_After Competition Groups_Improved Controls - Process Cooling
Industrial | Ind ¦ Refrigeration Compressor VFD | 2026 | SC C | GWh | After Competition Groups | 3.679 | 227409.711 | 0.22741 | 1170.5417 | 0.003143 | 22 | Industrial_2026_SC C_GWh_After Competition Groups_22 | Refrigeration Compressor VFD | 0.3143% | 0.22741 | 3.679 | Industrial_2026_SC C_GWh_After Competition Groups_Refrigeration Compressor VFD
Industrial | Ind ¦ Process Improvements | 2026 | SC C | GWh | After Competition Groups | 3.4772 | 99637.4299 | 0.099637 | 1170.5417 | 0.0029706 | 23 | Industrial_2026_SC C_GWh_After Competition Groups_23 | Process Improvements | 0.2971% | 0.099637 | 3.4772 | Industrial_2026_SC C_GWh_After Competition Groups_Process Improvements
Industrial | Ind ¦ Improved Controls - Process Heating | 2026 | SC C | GWh | After Competition Groups | 2.1866 | 81165.2616 | 0.081165 | 1170.5417 | 0.001868 | 24 | Industrial_2026_SC C_GWh_After Competition Groups_24 | Improved Controls - Process Heating | 0.1868% | 0.081165 | 2.1866 | Industrial_2026_SC C_GWh_After Competition Groups_Improved Controls - Process Heating
Industrial | Ind ¦ Engine Block Heater Timer | 2026 | SC C | GWh | After Competition Groups | 1.3069 | 27476.9362 | 0.027477 | 1170.5417 | 0.0011165 | 25 | Industrial_2026_SC C_GWh_After Competition Groups_25 | Engine Block Heater Timer | 0.1117% | 0.027477 | 1.3069 | Industrial_2026_SC C_GWh_After Competition Groups_Engine Block Heater Timer
Industrial | Ind ¦ Free Cooling | 2026 | SC C | GWh | After Competition Groups | 1.1974 | 253414.3647 | 0.25341 | 1170.5417 | 0.001023 | 26 | Industrial_2026_SC C_GWh_After Competition Groups_26 | Free Cooling | 0.1023% | 0.25341 | 1.1974 | Industrial_2026_SC C_GWh_After Competition Groups_Free Cooling
Industrial | Ind ¦ Dairy Pre-Cooler | 2026 | SC C | GWh | After Competition Groups | 0.85515 | 39517.9628 | 0.039518 | 1170.5417 | 0.00073056 | 27 | Industrial_2026_SC C_GWh_After Competition Groups_27 | Dairy Pre-Cooler | 0.07306% | 0.039518 | 0.85515 | Industrial_2026_SC C_GWh_After Competition Groups_Dairy Pre-Cooler
Industrial | Ind ¦ Air Compressor Heat Recovery | 2026 | SC C | GWh | After Competition Groups | 0.59765 | 24693.6059 | 0.024694 | 1170.5417 | 0.00051057 | 28 | Industrial_2026_SC C_GWh_After Competition Groups_28 | Air Compressor Heat Recovery | 0.05106% | 0.024694 | 0.59765 | Industrial_2026_SC C_GWh_After Competition Groups_Air Compressor Heat Recovery
Industrial | Ind ¦ Efficient Irrigation | 2026 | SC C | GWh | After Competition Groups | 0.53046 | 51591.0792 | 0.051591 | 1170.5417 | 0.00045318 | 29 | Industrial_2026_SC C_GWh_After Competition Groups_29 | Efficient Irrigation | 0.04532% | 0.051591 | 0.53046 | Industrial_2026_SC C_GWh_After Competition Groups_Efficient Irrigation
Industrial | Ind ¦ Efficient Refrigeration Compressor | 2026 | SC C | GWh | After Competition Groups | 0.43711 | 6207.8059 | 0.0062078 | 1170.5417 | 0.00037343 | 30 | Industrial_2026_SC C_GWh_After Competition Groups_30 | Efficient Refrigeration Compressor | 0.03734% | 0.0062078 | 0.43711 | Industrial_2026_SC C_GWh_After Competition Groups_Efficient Refrigeration Compressor
Industrial | Ind ¦ Heat Lamps/Heat Pad | 2026 | SC C | GWh | After Competition Groups | 0.13895 | 17093.6186 | 0.017094 | 1170.5417 | 0.00011871 | 31 | Industrial_2026_SC C_GWh_After Competition Groups_31 | Heat Lamps/Heat Pad | 0.01187% | 0.017094 | 0.13895 | Industrial_2026_SC C_GWh_After Competition Groups_Heat Lamps/Heat Pad
Industrial | Ind ¦ Dairy Water Heater | 2026 | SC C | GWh | After Competition Groups | 0.059182 | 3018.3649 | 0.0030184 | 1170.5417 | 5.0559e-05 | 32 | Industrial_2026_SC C_GWh_After Competition Groups_32 | Dairy Water Heater | 0.005056% | 0.0030184 | 0.059182 | Industrial_2026_SC C_GWh_After Competition Groups_Dairy Water Heater
Industrial | Ind ¦ Air Compressor Optimization | 2026 | SC D | GWh | After Competition Groups | 216.3156 | 0 | 0 | 1029.5602 | 0.2101 | 1 | Industrial_2026_SC D_GWh_After Competition Groups_1 | Air Compressor Optimization | 21.01% | 0 | 216.3156 | Industrial_2026_SC D_GWh_After Competition Groups_Air Compressor Optimization
Industrial | Ind ¦ Pump System Optimization | 2026 | SC D | GWh | After Competition Groups | 181.8951 | 0 | 0 | 1029.5602 | 0.17667 | 2 | Industrial_2026_SC D_GWh_After Competition Groups_2 | Pump System Optimization | 17.67% | 0 | 181.8951 | Industrial_2026_SC D_GWh_After Competition Groups_Pump System Optimization
Industrial | Ind ¦ Air Leak Survey and Repair | 2026 | SC D | GWh | After Competition Groups | 122.3735 | 0 | 0 | 1029.5602 | 0.11886 | 3 | Industrial_2026_SC D_GWh_After Competition Groups_3 | Air Leak Survey and Repair | 11.89% | 0 | 122.3735 | Industrial_2026_SC D_GWh_After Competition Groups_Air Leak Survey and Repair
Industrial | Ind ¦ SEM | 2026 | SC D | GWh | After Competition Groups | 86.789 | 0 | 0 | 1029.5602 | 0.084297 | 4 | Industrial_2026_SC D_GWh_After Competition Groups_4 | SEM | 8.43% | 0 | 86.789 | Industrial_2026_SC D_GWh_After Competition Groups_SEM
Industrial | Ind ¦ Recommissioning | 2026 | SC D | GWh | After Competition Groups | 83.7836 | 0 | 0 | 1029.5602 | 0.081378 | 5 | Industrial_2026_SC D_GWh_After Competition Groups_5 | Recommissioning | 8.138% | 0 | 83.7836 | Industrial_2026_SC D_GWh_After Competition Groups_Recommissioning
Industrial | Ind ¦ Pump Equipment Upgrade | 2026 | SC D | GWh | After Competition Groups | 81.4407 | 0 | 0 | 1029.5602 | 0.079102 | 6 | Industrial_2026_SC D_GWh_After Competition Groups_6 | Pump Equipment Upgrade | 7.91% | 0 | 81.4407 | Industrial_2026_SC D_GWh_After Competition Groups_Pump Equipment Upgrade
Industrial | Ind ¦ Efficient Compressed Air Nozzles | 2026 | SC D | GWh | After Competition Groups | 61.3446 | 0 | 0 | 1029.5602 | 0.059583 | 7 | Industrial_2026_SC D_GWh_After Competition Groups_7 | Efficient Compressed Air Nozzles | 5.958% | 0 | 61.3446 | Industrial_2026_SC D_GWh_After Competition Groups_Efficient Compressed Air Nozzles
Industrial | Ind ¦ High Efficiency HVAC Fans | 2026 | SC D | GWh | After Competition Groups | 56.4528 | 0 | 0 | 1029.5602 | 0.054832 | 8 | Industrial_2026_SC D_GWh_After Competition Groups_8 | High Efficiency HVAC Fans | 5.483% | 0 | 56.4528 | Industrial_2026_SC D_GWh_After Competition Groups_High Efficiency HVAC Fans
Industrial | Ind ¦ Fan System Optimization | 2026 | SC D | GWh | After Competition Groups | 32.7026 | 0 | 0 | 1029.5602 | 0.031764 | 9 | Industrial_2026_SC D_GWh_After Competition Groups_9 | Fan System Optimization | 3.176% | 0 | 32.7026 | Industrial_2026_SC D_GWh_After Competition Groups_Fan System Optimization
Industrial | Ind ¦ Greenhouse Grow Lights | 2026 | SC D | GWh | After Competition Groups | 23.5923 | 0 | 0 | 1029.5602 | 0.022915 | 10 | Industrial_2026_SC D_GWh_After Competition Groups_10 | Greenhouse Grow Lights | 2.291% | 0 | 23.5923 | Industrial_2026_SC D_GWh_After Competition Groups_Greenhouse Grow Lights
Industrial | Ind ¦ Material Handling Improvements | 2026 | SC D | GWh | After Competition Groups | 21.3634 | 0 | 0 | 1029.5602 | 0.02075 | 11 | Industrial_2026_SC D_GWh_After Competition Groups_11 | Material Handling Improvements | 2.075% | 0 | 21.3634 | Industrial_2026_SC D_GWh_After Competition Groups_Material Handling Improvements
Industrial | Ind ¦ Process Optimization (Elec) | 2026 | SC D | GWh | After Competition Groups | 15.6994 | 0 | 0 | 1029.5602 | 0.015249 | 12 | Industrial_2026_SC D_GWh_After Competition Groups_12 | Process Optimization (Elec) | 1.525% | 0 | 15.6994 | Industrial_2026_SC D_GWh_After Competition Groups_Process Optimization (Elec)
Industrial | Ind ¦ Refiner Plate Improvements | 2026 | SC D | GWh | After Competition Groups | 6.9475 | 0 | 0 | 1029.5602 | 0.0067481 | 13 | Industrial_2026_SC D_GWh_After Competition Groups_13 | Refiner Plate Improvements | 0.6748% | 0 | 6.9475 | Industrial_2026_SC D_GWh_After Competition Groups_Refiner Plate Improvements
Industrial | Ind ¦ Process Heat Recovery | 2026 | SC D | GWh | After Competition Groups | 5.4988 | 0 | 0 | 1029.5602 | 0.005341 | 14 | Industrial_2026_SC D_GWh_After Competition Groups_14 | Process Heat Recovery | 0.5341% | 0 | 5.4988 | Industrial_2026_SC D_GWh_After Competition Groups_Process Heat Recovery
Industrial | Ind ¦ Ventilation Optimization | 2026 | SC D | GWh | After Competition Groups | 5.1387 | 0 | 0 | 1029.5602 | 0.0049911 | 15 | Industrial_2026_SC D_GWh_After Competition Groups_15 | Ventilation Optimization | 0.4991% | 0 | 5.1387 | Industrial_2026_SC D_GWh_After Competition Groups_Ventilation Optimization
Industrial | Ind ¦ Improved Controls - Process Cooling | 2026 | SC D | GWh | After Competition Groups | 4.3626 | 0 | 0 | 1029.5602 | 0.0042374 | 16 | Industrial_2026_SC D_GWh_After Competition Groups_16 | Improved Controls - Process Cooling | 0.4237% | 0 | 4.3626 | Industrial_2026_SC D_GWh_After Competition Groups_Improved Controls - Process Cooling
Industrial | Ind ¦ Cooling Tower Optimization | 2026 | SC D | GWh | After Competition Groups | 4.1858 | 0 | 0 | 1029.5602 | 0.0040656 | 17 | Industrial_2026_SC D_GWh_After Competition Groups_17 | Cooling Tower Optimization | 0.4066% | 0 | 4.1858 | Industrial_2026_SC D_GWh_After Competition Groups_Cooling Tower Optimization
Industrial | Ind ¦ VAV Conversion Project | 2026 | SC D | GWh | After Competition Groups | 3.6782 | 0 | 0 | 1029.5602 | 0.0035726 | 18 | Industrial_2026_SC D_GWh_After Competition Groups_18 | VAV Conversion Project | 0.3573% | 0 | 3.6782 | Industrial_2026_SC D_GWh_After Competition Groups_VAV Conversion Project
Industrial | Ind ¦ Process Improvements | 2026 | SC D | GWh | After Competition Groups | 3.0424 | 0 | 0 | 1029.5602 | 0.0029551 | 19 | Industrial_2026_SC D_GWh_After Competition Groups_19 | Process Improvements | 0.2955% | 0 | 3.0424 | Industrial_2026_SC D_GWh_After Competition Groups_Process Improvements
Industrial | Ind ¦ High Efficiency Battery Charger | 2026 | SC D | GWh | After Competition Groups | 2.3157 | 0 | 0 | 1029.5602 | 0.0022492 | 20 | Industrial_2026_SC D_GWh_After Competition Groups_20 | High Efficiency Battery Charger | 0.2249% | 0 | 2.3157 | Industrial_2026_SC D_GWh_After Competition Groups_High Efficiency Battery Charger
Industrial | Ind ¦ Refrigeration Compressor VFD | 2026 | SC D | GWh | After Competition Groups | 2.0906 | 0 | 0 | 1029.5602 | 0.0020306 | 21 | Industrial_2026_SC D_GWh_After Competition Groups_21 | Refrigeration Compressor VFD | 0.2031% | 0 | 2.0906 | Industrial_2026_SC D_GWh_After Competition Groups_Refrigeration Compressor VFD
Industrial | Ind ¦ Improved Controls - Process Heating | 2026 | SC D | GWh | After Competition Groups | 1.9508 | 0 | 0 | 1029.5602 | 0.0018948 | 22 | Industrial_2026_SC D_GWh_After Competition Groups_22 | Improved Controls - Process Heating | 0.1895% | 0 | 1.9508 | Industrial_2026_SC D_GWh_After Competition Groups_Improved Controls - Process Heating
Industrial | Ind ¦ HE Lighting | 2026 | SC D | GWh | After Competition Groups | 1.8956 | 0 | 0 | 1029.5602 | 0.0018412 | 23 | Industrial_2026_SC D_GWh_After Competition Groups_23 | HE Lighting | 0.1841% | 0 | 1.8956 | Industrial_2026_SC D_GWh_After Competition Groups_HE Lighting
Industrial | Ind ¦ Pulp and Paper Process Improvements | 2026 | SC D | GWh | After Competition Groups | 1.4576 | 0 | 0 | 1029.5602 | 0.0014157 | 24 | Industrial_2026_SC D_GWh_After Competition Groups_24 | Pulp and Paper Process Improvements | 0.1416% | 0 | 1.4576 | Industrial_2026_SC D_GWh_After Competition Groups_Pulp and Paper Process Improvements
Industrial | Ind ¦ Engine Block Heater Timer | 2026 | SC D | GWh | After Competition Groups | 1.2378 | 0 | 0 | 1029.5602 | 0.0012022 | 25 | Industrial_2026_SC D_GWh_After Competition Groups_25 | Engine Block Heater Timer | 0.1202% | 0 | 1.2378 | Industrial_2026_SC D_GWh_After Competition Groups_Engine Block Heater Timer
Industrial | Ind ¦ Air Compressor Heat Recovery | 2026 | SC D | GWh | After Competition Groups | 0.54206 | 0 | 0 | 1029.5602 | 0.0005265 | 26 | Industrial_2026_SC D_GWh_After Competition Groups_26 | Air Compressor Heat Recovery | 0.05265% | 0 | 0.54206 | Industrial_2026_SC D_GWh_After Competition Groups_Air Compressor Heat Recovery
Industrial | Ind ¦ Dairy Pre-Cooler | 2026 | SC D | GWh | After Competition Groups | 0.4385 | 0 | 0 | 1029.5602 | 0.00042591 | 27 | Industrial_2026_SC D_GWh_After Competition Groups_27 | Dairy Pre-Cooler | 0.04259% | 0 | 0.4385 | Industrial_2026_SC D_GWh_After Competition Groups_Dairy Pre-Cooler
Industrial | Ind ¦ Efficient Refrigeration Compressor | 2026 | SC D | GWh | After Competition Groups | 0.43336 | 0 | 0 | 1029.5602 | 0.00042092 | 28 | Industrial_2026_SC D_GWh_After Competition Groups_28 | Efficient Refrigeration Compressor | 0.04209% | 0 | 0.43336 | Industrial_2026_SC D_GWh_After Competition Groups_Efficient Refrigeration Compressor
Industrial | Ind ¦ Efficient Irrigation | 2026 | SC D | GWh | After Competition Groups | 0.35138 | 0 | 0 | 1029.5602 | 0.00034129 | 29 | Industrial_2026_SC D_GWh_After Competition Groups_29 | Efficient Irrigation | 0.03413% | 0 | 0.35138 | Industrial_2026_SC D_GWh_After Competition Groups_Efficient Irrigation
Industrial | Ind ¦ Free Cooling | 2026 | SC D | GWh | After Competition Groups | 0.15746 | 0 | 0 | 1029.5602 | 0.00015294 | 30 | Industrial_2026_SC D_GWh_After Competition Groups_30 | Free Cooling | 0.01529% | 0 | 0.15746 | Industrial_2026_SC D_GWh_After Competition Groups_Free Cooling
Industrial | Ind ¦ Heat Lamps/Heat Pad | 2026 | SC D | GWh | After Competition Groups | 0.08295 | 0 | 0 | 1029.5602 | 8.0568e-05 | 31 | Industrial_2026_SC D_GWh_After Competition Groups_31 | Heat Lamps/Heat Pad | 0.008057% | 0 | 0.08295 | Industrial_2026_SC D_GWh_After Competition Groups_Heat Lamps/Heat Pad
Industrial | Ind ¦ Pump System Optimization | 2026 | Technical | GWh | After Competition Groups | 724.6047 | 0 | 0 | 5329.0698 | 0.13597 | 1 | Industrial_2026_Technical_GWh_After Competition Groups_1 | Pump System Optimization | 13.6% | 0 | 724.6047 | Industrial_2026_Technical_GWh_After Competition Groups_Pump System Optimization
Industrial | Ind ¦ Air Leak Survey and Repair | 2026 | Technical | GWh | After Competition Groups | 612.9279 | 0 | 0 | 5329.0698 | 0.11502 | 2 | Industrial_2026_Technical_GWh_After Competition Groups_2 | Air Leak Survey and Repair | 11.5% | 0 | 612.9279 | Industrial_2026_Technical_GWh_After Competition Groups_Air Leak Survey and Repair
Industrial | Ind ¦ HE Lighting | 2026 | Technical | GWh | After Competition Groups | 588.2492 | 0 | 0 | 5329.0698 | 0.11038 | 3 | Industrial_2026_Technical_GWh_After Competition Groups_3 | HE Lighting | 11.04% | 0 | 588.2492 | Industrial_2026_Technical_GWh_After Competition Groups_HE Lighting
Industrial | Ind ¦ Recommissioning | 2026 | Technical | GWh | After Competition Groups | 437.5636 | 0 | 0 | 5329.0698 | 0.082109 | 4 | Industrial_2026_Technical_GWh_After Competition Groups_4 | Recommissioning | 8.211% | 0 | 437.5636 | Industrial_2026_Technical_GWh_After Competition Groups_Recommissioning
Industrial | Ind ¦ SEM | 2026 | Technical | GWh | After Competition Groups | 437.5636 | 0 | 0 | 5329.0698 | 0.082109 | 5 | Industrial_2026_Technical_GWh_After Competition Groups_5 | SEM | 8.211% | 0 | 437.5636 | Industrial_2026_Technical_GWh_After Competition Groups_SEM
Industrial | Ind ¦ Air Compressor Optimization | 2026 | Technical | GWh | After Competition Groups | 406.1893 | 0 | 0 | 5329.0698 | 0.076221 | 6 | Industrial_2026_Technical_GWh_After Competition Groups_6 | Air Compressor Optimization | 7.622% | 0 | 406.1893 | Industrial_2026_Technical_GWh_After Competition Groups_Air Compressor Optimization
Industrial | Ind ¦ Efficient Compressed Air Nozzles | 2026 | Technical | GWh | After Competition Groups | 394.4763 | 0 | 0 | 5329.0698 | 0.074023 | 7 | Industrial_2026_Technical_GWh_After Competition Groups_7 | Efficient Compressed Air Nozzles | 7.402% | 0 | 394.4763 | Industrial_2026_Technical_GWh_After Competition Groups_Efficient Compressed Air Nozzles
Industrial | Ind ¦ Pump Equipment Upgrade | 2026 | Technical | GWh | After Competition Groups | 332.1996 | 0 | 0 | 5329.0698 | 0.062337 | 8 | Industrial_2026_Technical_GWh_After Competition Groups_8 | Pump Equipment Upgrade | 6.234% | 0 | 332.1996 | Industrial_2026_Technical_GWh_After Competition Groups_Pump Equipment Upgrade
Industrial | Ind ¦ High Efficiency HVAC Fans | 2026 | Technical | GWh | After Competition Groups | 219.952 | 0 | 0 | 5329.0698 | 0.041274 | 9 | Industrial_2026_Technical_GWh_After Competition Groups_9 | High Efficiency HVAC Fans | 4.127% | 0 | 219.952 | Industrial_2026_Technical_GWh_After Competition Groups_High Efficiency HVAC Fans
Industrial | Ind ¦ Process Optimization (Elec) | 2026 | Technical | GWh | After Competition Groups | 178.3533 | 0 | 0 | 5329.0698 | 0.033468 | 10 | Industrial_2026_Technical_GWh_After Competition Groups_10 | Process Optimization (Elec) | 3.347% | 0 | 178.3533 | Industrial_2026_Technical_GWh_After Competition Groups_Process Optimization (Elec)
Industrial | Ind ¦ Premium Efficient Motors | 2026 | Technical | GWh | After Competition Groups | 158.3097 | 0 | 0 | 5329.0698 | 0.029707 | 11 | Industrial_2026_Technical_GWh_After Competition Groups_11 | Premium Efficient Motors | 2.971% | 0 | 158.3097 | Industrial_2026_Technical_GWh_After Competition Groups_Premium Efficient Motors
Industrial | Ind ¦ Greenhouse Grow Lights | 2026 | Technical | GWh | After Competition Groups | 148.8252 | 0 | 0 | 5329.0698 | 0.027927 | 12 | Industrial_2026_Technical_GWh_After Competition Groups_12 | Greenhouse Grow Lights | 2.793% | 0 | 148.8252 | Industrial_2026_Technical_GWh_After Competition Groups_Greenhouse Grow Lights
Industrial | Ind ¦ HE HVAC Controls | 2026 | Technical | GWh | After Competition Groups | 79.355 | 0 | 0 | 5329.0698 | 0.014891 | 13 | Industrial_2026_Technical_GWh_After Competition Groups_13 | HE HVAC Controls | 1.489% | 0 | 79.355 | Industrial_2026_Technical_GWh_After Competition Groups_HE HVAC Controls
Industrial | Ind ¦ Pulp and Paper Process Improvements | 2026 | Technical | GWh | After Competition Groups | 65.9485 | 0 | 0 | 5329.0698 | 0.012375 | 14 | Industrial_2026_Technical_GWh_After Competition Groups_14 | Pulp and Paper Process Improvements | 1.238% | 0 | 65.9485 | Industrial_2026_Technical_GWh_After Competition Groups_Pulp and Paper Process Improvements
Industrial | Ind ¦ Material Handling Improvements | 2026 | Technical | GWh | After Competition Groups | 63.9161 | 0 | 0 | 5329.0698 | 0.011994 | 15 | Industrial_2026_Technical_GWh_After Competition Groups_15 | Material Handling Improvements | 1.199% | 0 | 63.9161 | Industrial_2026_Technical_GWh_After Competition Groups_Material Handling Improvements
Industrial | Ind ¦ Fan System Optimization | 2026 | Technical | GWh | After Competition Groups | 61.0596 | 0 | 0 | 5329.0698 | 0.011458 | 16 | Industrial_2026_Technical_GWh_After Competition Groups_16 | Fan System Optimization | 1.146% | 0 | 61.0596 | Industrial_2026_Technical_GWh_After Competition Groups_Fan System Optimization
Industrial | Ind ¦ HE HVAC Units | 2026 | Technical | GWh | After Competition Groups | 47.9094 | 0 | 0 | 5329.0698 | 0.0089902 | 17 | Industrial_2026_Technical_GWh_After Competition Groups_17 | HE HVAC Units | 0.899% | 0 | 47.9094 | Industrial_2026_Technical_GWh_After Competition Groups_HE HVAC Units
Industrial | Ind ¦ Refiner Plate Improvements | 2026 | Technical | GWh | After Competition Groups | 46.7669 | 0 | 0 | 5329.0698 | 0.0087758 | 18 | Industrial_2026_Technical_GWh_After Competition Groups_18 | Refiner Plate Improvements | 0.8776% | 0 | 46.7669 | Industrial_2026_Technical_GWh_After Competition Groups_Refiner Plate Improvements
Industrial | Ind ¦ Process Heat Recovery | 2026 | Technical | GWh | After Competition Groups | 37.8185 | 0 | 0 | 5329.0698 | 0.0070966 | 19 | Industrial_2026_Technical_GWh_After Competition Groups_19 | Process Heat Recovery | 0.7097% | 0 | 37.8185 | Industrial_2026_Technical_GWh_After Competition Groups_Process Heat Recovery
Industrial | Ind ¦ Ventilation Optimization | 2026 | Technical | GWh | After Competition Groups | 30.3901 | 0 | 0 | 5329.0698 | 0.0057027 | 20 | Industrial_2026_Technical_GWh_After Competition Groups_20 | Ventilation Optimization | 0.5703% | 0 | 30.3901 | Industrial_2026_Technical_GWh_After Competition Groups_Ventilation Optimization
Industrial | Ind ¦ VAV Conversion Project | 2026 | Technical | GWh | After Competition Groups | 25.6947 | 0 | 0 | 5329.0698 | 0.0048216 | 21 | Industrial_2026_Technical_GWh_After Competition Groups_21 | VAV Conversion Project | 0.4822% | 0 | 25.6947 | Industrial_2026_Technical_GWh_After Competition Groups_VAV Conversion Project
Industrial | Ind ¦ Cold Storage Retrofit | 2026 | Technical | GWh | After Competition Groups | 24.3025 | 0 | 0 | 5329.0698 | 0.0045604 | 22 | Industrial_2026_Technical_GWh_After Competition Groups_22 | Cold Storage Retrofit | 0.456% | 0 | 24.3025 | Industrial_2026_Technical_GWh_After Competition Groups_Cold Storage Retrofit
Industrial | Ind ¦ Synchronous Belts | 2026 | Technical | GWh | After Competition Groups | 22.019 | 0 | 0 | 5329.0698 | 0.0041319 | 23 | Industrial_2026_Technical_GWh_After Competition Groups_23 | Synchronous Belts | 0.4132% | 0 | 22.019 | Industrial_2026_Technical_GWh_After Competition Groups_Synchronous Belts
Industrial | Ind ¦ Improved Controls - Process Cooling | 2026 | Technical | GWh | After Competition Groups | 21.326 | 0 | 0 | 5329.0698 | 0.0040018 | 24 | Industrial_2026_Technical_GWh_After Competition Groups_24 | Improved Controls - Process Cooling | 0.4002% | 0 | 21.326 | Industrial_2026_Technical_GWh_After Competition Groups_Improved Controls - Process Cooling
Industrial | Ind ¦ High Efficiency Battery Charger | 2026 | Technical | GWh | After Competition Groups | 19.9918 | 0 | 0 | 5329.0698 | 0.0037515 | 25 | Industrial_2026_Technical_GWh_After Competition Groups_25 | High Efficiency Battery Charger | 0.3751% | 0 | 19.9918 | Industrial_2026_Technical_GWh_After Competition Groups_High Efficiency Battery Charger
Industrial | Ind ¦ Process Improvements | 2026 | Technical | GWh | After Competition Groups | 17.8307 | 0 | 0 | 5329.0698 | 0.0033459 | 26 | Industrial_2026_Technical_GWh_After Competition Groups_26 | Process Improvements | 0.3346% | 0 | 17.8307 | Industrial_2026_Technical_GWh_After Competition Groups_Process Improvements
Industrial | Ind ¦ HVLS Fans | 2026 | Technical | GWh | After Competition Groups | 16.8768 | 0 | 0 | 5329.0698 | 0.0031669 | 27 | Industrial_2026_Technical_GWh_After Competition Groups_27 | HVLS Fans | 0.3167% | 0 | 16.8768 | Industrial_2026_Technical_GWh_After Competition Groups_HVLS Fans
Industrial | Ind ¦ Efficient Irrigation | 2026 | Technical | GWh | After Competition Groups | 16.4033 | 0 | 0 | 5329.0698 | 0.0030781 | 28 | Industrial_2026_Technical_GWh_After Competition Groups_28 | Efficient Irrigation | 0.3078% | 0 | 16.4033 | Industrial_2026_Technical_GWh_After Competition Groups_Efficient Irrigation
Industrial | Ind ¦ Chiller Optimization | 2026 | Technical | GWh | After Competition Groups | 11.5353 | 0 | 0 | 5329.0698 | 0.0021646 | 29 | Industrial_2026_Technical_GWh_After Competition Groups_29 | Chiller Optimization | 0.2165% | 0 | 11.5353 | Industrial_2026_Technical_GWh_After Competition Groups_Chiller Optimization
Industrial | Ind ¦ Refrigeration Compressor VFD | 2026 | Technical | GWh | After Competition Groups | 11.0246 | 0 | 0 | 5329.0698 | 0.0020688 | 30 | Industrial_2026_Technical_GWh_After Competition Groups_30 | Refrigeration Compressor VFD | 0.2069% | 0 | 11.0246 | Industrial_2026_Technical_GWh_After Competition Groups_Refrigeration Compressor VFD
Industrial | Ind ¦ Improved Controls - Process Heating | 2026 | Technical | GWh | After Competition Groups | 10.7888 | 0 | 0 | 5329.0698 | 0.0020245 | 31 | Industrial_2026_Technical_GWh_After Competition Groups_31 | Improved Controls - Process Heating | 0.2025% | 0 | 10.7888 | Industrial_2026_Technical_GWh_After Competition Groups_Improved Controls - Process Heating
Industrial | Ind ¦ Efficient Transformer | 2026 | Technical | GWh | After Competition Groups | 9.9959 | 0 | 0 | 5329.0698 | 0.0018757 | 32 | Industrial_2026_Technical_GWh_After Competition Groups_32 | Efficient Transformer | 0.1876% | 0 | 9.9959 | Industrial_2026_Technical_GWh_After Competition Groups_Efficient Transformer
Industrial | Ind ¦ Cooling Tower Optimization | 2026 | Technical | GWh | After Competition Groups | 9.0023 | 0 | 0 | 5329.0698 | 0.0016893 | 33 | Industrial_2026_Technical_GWh_After Competition Groups_33 | Cooling Tower Optimization | 0.1689% | 0 | 9.0023 | Industrial_2026_Technical_GWh_After Competition Groups_Cooling Tower Optimization
Industrial | Ind ¦ High Efficiency Welders | 2026 | Technical | GWh | After Competition Groups | 8.0648 | 0 | 0 | 5329.0698 | 0.0015134 | 34 | Industrial_2026_Technical_GWh_After Competition Groups_34 | High Efficiency Welders | 0.1513% | 0 | 8.0648 | Industrial_2026_Technical_GWh_After Competition Groups_High Efficiency Welders
Industrial | Ind ¦ Engine Block Heater Timer | 2026 | Technical | GWh | After Competition Groups | 6.8062 | 0 | 0 | 5329.0698 | 0.0012772 | 35 | Industrial_2026_Technical_GWh_After Competition Groups_35 | Engine Block Heater Timer | 0.1277% | 0 | 6.8062 | Industrial_2026_Technical_GWh_After Competition Groups_Engine Block Heater Timer
Industrial | Ind ¦ Low Energy Livestock Waterers | 2026 | Technical | GWh | After Competition Groups | 6.0791 | 0 | 0 | 5329.0698 | 0.0011407 | 36 | Industrial_2026_Technical_GWh_After Competition Groups_36 | Low Energy Livestock Waterers | 0.1141% | 0 | 6.0791 | Industrial_2026_Technical_GWh_After Competition Groups_Low Energy Livestock Waterers
Industrial | Ind ¦ Free Cooling | 2026 | Technical | GWh | After Competition Groups | 5.4301 | 0 | 0 | 5329.0698 | 0.001019 | 37 | Industrial_2026_Technical_GWh_After Competition Groups_37 | Free Cooling | 0.1019% | 0 | 5.4301 | Industrial_2026_Technical_GWh_After Competition Groups_Free Cooling
Industrial | Ind ¦ Dairy Pre-Cooler | 2026 | Technical | GWh | After Competition Groups | 4.4966 | 0 | 0 | 5329.0698 | 0.00084379 | 38 | Industrial_2026_Technical_GWh_After Competition Groups_38 | Dairy Pre-Cooler | 0.08438% | 0 | 4.4966 | Industrial_2026_Technical_GWh_After Competition Groups_Dairy Pre-Cooler
Industrial | Ind ¦ Air Compressor Heat Recovery | 2026 | Technical | GWh | After Competition Groups | 2.9761 | 0 | 0 | 5329.0698 | 0.00055846 | 39 | Industrial_2026_Technical_GWh_After Competition Groups_39 | Air Compressor Heat Recovery | 0.05585% | 0 | 2.9761 | Industrial_2026_Technical_GWh_After Competition Groups_Air Compressor Heat Recovery
Industrial | Ind ¦ Optimize Compressed Air Dryer | 2026 | Technical | GWh | After Competition Groups | 2.1485 | 0 | 0 | 5329.0698 | 0.00040317 | 40 | Industrial_2026_Technical_GWh_After Competition Groups_40 | Optimize Compressed Air Dryer | 0.04032% | 0 | 2.1485 | Industrial_2026_Technical_GWh_After Competition Groups_Optimize Compressed Air Dryer
Industrial | Ind ¦ Heat Lamps/Heat Pad | 2026 | Technical | GWh | After Competition Groups | 1.4289 | 0 | 0 | 5329.0698 | 0.00026813 | 41 | Industrial_2026_Technical_GWh_After Competition Groups_41 | Heat Lamps/Heat Pad | 0.02681% | 0 | 1.4289 | Industrial_2026_Technical_GWh_After Competition Groups_Heat Lamps/Heat Pad
Industrial | Ind ¦ Efficient Refrigeration Compressor | 2026 | Technical | GWh | After Competition Groups | 0.93675 | 0 | 0 | 5329.0698 | 0.00017578 | 42 | Industrial_2026_Technical_GWh_After Competition Groups_42 | Efficient Refrigeration Compressor | 0.01758% | 0 | 0.93675 | Industrial_2026_Technical_GWh_After Competition Groups_Efficient Refrigeration Compressor
Industrial | Ind ¦ Creep Heat Controller | 2026 | Technical | GWh | After Competition Groups | 0.92239 | 0 | 0 | 5329.0698 | 0.00017309 | 43 | Industrial_2026_Technical_GWh_After Competition Groups_43 | Creep Heat Controller | 0.01731% | 0 | 0.92239 | Industrial_2026_Technical_GWh_After Competition Groups_Creep Heat Controller
Industrial | Ind ¦ Dual and Natural Exhaust Ventilation Systems | 2026 | Technical | GWh | After Competition Groups | 0.34862 | 0 | 0 | 5329.0698 | 6.5418e-05 | 44 | Industrial_2026_Technical_GWh_After Competition Groups_44 | Dual and Natural Exhaust Ventilation Systems | 0.006542% | 0 | 0.34862 | Industrial_2026_Technical_GWh_After Competition Groups_Dual and Natural Exhaust Ventilation Systems
Industrial | Ind ¦ Dairy Water Heater | 2026 | Technical | GWh | After Competition Groups | 0.26136 | 0 | 0 | 5329.0698 | 4.9044e-05 | 45 | Industrial_2026_Technical_GWh_After Competition Groups_45 | Dairy Water Heater | 0.004904% | 0 | 0.26136 | Industrial_2026_Technical_GWh_After Competition Groups_Dairy Water Heater
Industrial | Ind ¦ Pump System Optimization | 2027 | Economic | GWh | After Competition Groups | 722.2148 | 0 | 0 | 4594.3926 | 0.15719 | 1 | Industrial_2027_Economic_GWh_After Competition Groups_1 | Pump System Optimization | 15.72% | 0 | 722.2148 | Industrial_2027_Economic_GWh_After Competition Groups_Pump System Optimization
Industrial | Ind ¦ Air Leak Survey and Repair | 2027 | Economic | GWh | After Competition Groups | 612.7876 | 0 | 0 | 4594.3926 | 0.13338 | 2 | Industrial_2027_Economic_GWh_After Competition Groups_2 | Air Leak Survey and Repair | 13.34% | 0 | 612.7876 | Industrial_2027_Economic_GWh_After Competition Groups_Air Leak Survey and Repair
Industrial | Ind ¦ Recommissioning | 2027 | Economic | GWh | After Competition Groups | 435.3736 | 0 | 0 | 4594.3926 | 0.094762 | 3 | Industrial_2027_Economic_GWh_After Competition Groups_3 | Recommissioning | 9.476% | 0 | 435.3736 | Industrial_2027_Economic_GWh_After Competition Groups_Recommissioning
Industrial | Ind ¦ SEM | 2027 | Economic | GWh | After Competition Groups | 435.3736 | 0 | 0 | 4594.3926 | 0.094762 | 4 | Industrial_2027_Economic_GWh_After Competition Groups_4 | SEM | 9.476% | 0 | 435.3736 | Industrial_2027_Economic_GWh_After Competition Groups_SEM
Industrial | Ind ¦ Air Compressor Optimization | 2027 | Economic | GWh | After Competition Groups | 416.4827 | 0 | 0 | 4594.3926 | 0.09065 | 5 | Industrial_2027_Economic_GWh_After Competition Groups_5 | Air Compressor Optimization | 9.065% | 0 | 416.4827 | Industrial_2027_Economic_GWh_After Competition Groups_Air Compressor Optimization
Industrial | Ind ¦ Efficient Compressed Air Nozzles | 2027 | Economic | GWh | After Competition Groups | 406.5413 | 0 | 0 | 4594.3926 | 0.088486 | 6 | Industrial_2027_Economic_GWh_After Competition Groups_6 | Efficient Compressed Air Nozzles | 8.849% | 0 | 406.5413 | Industrial_2027_Economic_GWh_After Competition Groups_Efficient Compressed Air Nozzles
Industrial | Ind ¦ Pump Equipment Upgrade | 2027 | Economic | GWh | After Competition Groups | 341.2967 | 0 | 0 | 4594.3926 | 0.074285 | 7 | Industrial_2027_Economic_GWh_After Competition Groups_7 | Pump Equipment Upgrade | 7.429% | 0 | 341.2967 | Industrial_2027_Economic_GWh_After Competition Groups_Pump Equipment Upgrade
Industrial | Ind ¦ HE Lighting | 2027 | Economic | GWh | After Competition Groups | 230.9914 | 0 | 0 | 4594.3926 | 0.050277 | 8 | Industrial_2027_Economic_GWh_After Competition Groups_8 | HE Lighting | 5.028% | 0 | 230.9914 | Industrial_2027_Economic_GWh_After Competition Groups_HE Lighting
Industrial | Ind ¦ High Efficiency HVAC Fans | 2027 | Economic | GWh | After Competition Groups | 222.7002 | 0 | 0 | 4594.3926 | 0.048472 | 9 | Industrial_2027_Economic_GWh_After Competition Groups_9 | High Efficiency HVAC Fans | 4.847% | 0 | 222.7002 | Industrial_2027_Economic_GWh_After Competition Groups_High Efficiency HVAC Fans
Industrial | Ind ¦ Process Optimization (Elec) | 2027 | Economic | GWh | After Competition Groups | 177.2696 | 0 | 0 | 4594.3926 | 0.038584 | 10 | Industrial_2027_Economic_GWh_After Competition Groups_10 | Process Optimization (Elec) | 3.858% | 0 | 177.2696 | Industrial_2027_Economic_GWh_After Competition Groups_Process Optimization (Elec)
Industrial | Ind ¦ Greenhouse Grow Lights | 2027 | Economic | GWh | After Competition Groups | 151.6899 | 0 | 0 | 4594.3926 | 0.033016 | 11 | Industrial_2027_Economic_GWh_After Competition Groups_11 | Greenhouse Grow Lights | 3.302% | 0 | 151.6899 | Industrial_2027_Economic_GWh_After Competition Groups_Greenhouse Grow Lights
Industrial | Ind ¦ Pulp and Paper Process Improvements | 2027 | Economic | GWh | After Competition Groups | 66.1127 | 0 | 0 | 4594.3926 | 0.01439 | 12 | Industrial_2027_Economic_GWh_After Competition Groups_12 | Pulp and Paper Process Improvements | 1.439% | 0 | 66.1127 | Industrial_2027_Economic_GWh_After Competition Groups_Pulp and Paper Process Improvements
Industrial | Ind ¦ Material Handling Improvements | 2027 | Economic | GWh | After Competition Groups | 65.6479 | 0 | 0 | 4594.3926 | 0.014289 | 13 | Industrial_2027_Economic_GWh_After Competition Groups_13 | Material Handling Improvements | 1.429% | 0 | 65.6479 | Industrial_2027_Economic_GWh_After Competition Groups_Material Handling Improvements
Industrial | Ind ¦ Fan System Optimization | 2027 | Economic | GWh | After Competition Groups | 62.0949 | 0 | 0 | 4594.3926 | 0.013515 | 14 | Industrial_2027_Economic_GWh_After Competition Groups_14 | Fan System Optimization | 1.352% | 0 | 62.0949 | Industrial_2027_Economic_GWh_After Competition Groups_Fan System Optimization
Industrial | Ind ¦ Refiner Plate Improvements | 2027 | Economic | GWh | After Competition Groups | 48.6206 | 0 | 0 | 4594.3926 | 0.010583 | 15 | Industrial_2027_Economic_GWh_After Competition Groups_15 | Refiner Plate Improvements | 1.058% | 0 | 48.6206 | Industrial_2027_Economic_GWh_After Competition Groups_Refiner Plate Improvements
Industrial | Ind ¦ Process Heat Recovery | 2027 | Economic | GWh | After Competition Groups | 37.5739 | 0 | 0 | 4594.3926 | 0.0081782 | 16 | Industrial_2027_Economic_GWh_After Competition Groups_16 | Process Heat Recovery | 0.8178% | 0 | 37.5739 | Industrial_2027_Economic_GWh_After Competition Groups_Process Heat Recovery
Industrial | Ind ¦ VAV Conversion Project | 2027 | Economic | GWh | After Competition Groups | 25.0846 | 0 | 0 | 4594.3926 | 0.0054598 | 17 | Industrial_2027_Economic_GWh_After Competition Groups_17 | VAV Conversion Project | 0.546% | 0 | 25.0846 | Industrial_2027_Economic_GWh_After Competition Groups_VAV Conversion Project
Industrial | Ind ¦ Improved Controls - Process Cooling | 2027 | Economic | GWh | After Competition Groups | 21.1518 | 0 | 0 | 4594.3926 | 0.0046038 | 18 | Industrial_2027_Economic_GWh_After Competition Groups_18 | Improved Controls - Process Cooling | 0.4604% | 0 | 21.1518 | Industrial_2027_Economic_GWh_After Competition Groups_Improved Controls - Process Cooling
Industrial | Ind ¦ High Efficiency Battery Charger | 2027 | Economic | GWh | After Competition Groups | 20.4597 | 0 | 0 | 4594.3926 | 0.0044532 | 19 | Industrial_2027_Economic_GWh_After Competition Groups_19 | High Efficiency Battery Charger | 0.4453% | 0 | 20.4597 | Industrial_2027_Economic_GWh_After Competition Groups_High Efficiency Battery Charger
Industrial | Ind ¦ Process Improvements | 2027 | Economic | GWh | After Competition Groups | 17.7914 | 0 | 0 | 4594.3926 | 0.0038724 | 20 | Industrial_2027_Economic_GWh_After Competition Groups_20 | Process Improvements | 0.3872% | 0 | 17.7914 | Industrial_2027_Economic_GWh_After Competition Groups_Process Improvements
Industrial | Ind ¦ Efficient Irrigation | 2027 | Economic | GWh | After Competition Groups | 16.8159 | 0 | 0 | 4594.3926 | 0.0036601 | 21 | Industrial_2027_Economic_GWh_After Competition Groups_21 | Efficient Irrigation | 0.366% | 0 | 16.8159 | Industrial_2027_Economic_GWh_After Competition Groups_Efficient Irrigation
Industrial | Ind ¦ Refrigeration Compressor VFD | 2027 | Economic | GWh | After Competition Groups | 11.2747 | 0 | 0 | 4594.3926 | 0.002454 | 22 | Industrial_2027_Economic_GWh_After Competition Groups_22 | Refrigeration Compressor VFD | 0.2454% | 0 | 11.2747 | Industrial_2027_Economic_GWh_After Competition Groups_Refrigeration Compressor VFD
Industrial | Ind ¦ Ventilation Optimization | 2027 | Economic | GWh | After Competition Groups | 10.7897 | 0 | 0 | 4594.3926 | 0.0023484 | 23 | Industrial_2027_Economic_GWh_After Competition Groups_23 | Ventilation Optimization | 0.2348% | 0 | 10.7897 | Industrial_2027_Economic_GWh_After Competition Groups_Ventilation Optimization
Industrial | Ind ¦ Improved Controls - Process Heating | 2027 | Economic | GWh | After Competition Groups | 10.7781 | 0 | 0 | 4594.3926 | 0.0023459 | 24 | Industrial_2027_Economic_GWh_After Competition Groups_24 | Improved Controls - Process Heating | 0.2346% | 0 | 10.7781 | Industrial_2027_Economic_GWh_After Competition Groups_Improved Controls - Process Heating
Industrial | Ind ¦ Cooling Tower Optimization | 2027 | Economic | GWh | After Competition Groups | 8.9689 | 0 | 0 | 4594.3926 | 0.0019521 | 25 | Industrial_2027_Economic_GWh_After Competition Groups_25 | Cooling Tower Optimization | 0.1952% | 0 | 8.9689 | Industrial_2027_Economic_GWh_After Competition Groups_Cooling Tower Optimization
Industrial | Ind ¦ Engine Block Heater Timer | 2027 | Economic | GWh | After Competition Groups | 6.7942 | 0 | 0 | 4594.3926 | 0.0014788 | 26 | Industrial_2027_Economic_GWh_After Competition Groups_26 | Engine Block Heater Timer | 0.1479% | 0 | 6.7942 | Industrial_2027_Economic_GWh_After Competition Groups_Engine Block Heater Timer
Industrial | Ind ¦ Free Cooling | 2027 | Economic | GWh | After Competition Groups | 5.4116 | 0 | 0 | 4594.3926 | 0.0011779 | 27 | Industrial_2027_Economic_GWh_After Competition Groups_27 | Free Cooling | 0.1178% | 0 | 5.4116 | Industrial_2027_Economic_GWh_After Competition Groups_Free Cooling
Industrial | Ind ¦ Air Compressor Heat Recovery | 2027 | Economic | GWh | After Competition Groups | 2.9575 | 0 | 0 | 4594.3926 | 0.00064372 | 28 | Industrial_2027_Economic_GWh_After Competition Groups_28 | Air Compressor Heat Recovery | 0.06437% | 0 | 2.9575 | Industrial_2027_Economic_GWh_After Competition Groups_Air Compressor Heat Recovery
Industrial | Ind ¦ Dairy Pre-Cooler | 2027 | Economic | GWh | After Competition Groups | 2.2128 | 0 | 0 | 4594.3926 | 0.00048163 | 29 | Industrial_2027_Economic_GWh_After Competition Groups_29 | Dairy Pre-Cooler | 0.04816% | 0 | 2.2128 | Industrial_2027_Economic_GWh_After Competition Groups_Dairy Pre-Cooler
Industrial | Ind ¦ Efficient Refrigeration Compressor | 2027 | Economic | GWh | After Competition Groups | 0.95728 | 0 | 0 | 4594.3926 | 0.00020836 | 30 | Industrial_2027_Economic_GWh_After Competition Groups_30 | Efficient Refrigeration Compressor | 0.02084% | 0 | 0.95728 | Industrial_2027_Economic_GWh_After Competition Groups_Efficient Refrigeration Compressor
Industrial | Ind ¦ Dairy Water Heater | 2027 | Economic | GWh | After Competition Groups | 0.1102 | 0 | 0 | 4594.3926 | 2.3985e-05 | 31 | Industrial_2027_Economic_GWh_After Competition Groups_31 | Dairy Water Heater | 0.002399% | 0 | 0.1102 | Industrial_2027_Economic_GWh_After Competition Groups_Dairy Water Heater
Industrial | Ind ¦ Heat Lamps/Heat Pad | 2027 | Economic | GWh | After Competition Groups | 0.062856 | 0 | 0 | 4594.3926 | 1.3681e-05 | 32 | Industrial_2027_Economic_GWh_After Competition Groups_32 | Heat Lamps/Heat Pad | 0.001368% | 0 | 0.062856 | Industrial_2027_Economic_GWh_After Competition Groups_Heat Lamps/Heat Pad
Industrial | Ind ¦ Air Compressor Optimization | 2027 | SC A | GWh | After Competition Groups | 245.1628 | 1637731.9637 | 1.6377 | 1232.7293 | 0.19888 | 1 | Industrial_2027_SC A_GWh_After Competition Groups_1 | Air Compressor Optimization | 19.89% | 1.6377 | 245.1628 | Industrial_2027_SC A_GWh_After Competition Groups_Air Compressor Optimization
Industrial | Ind ¦ Pump System Optimization | 2027 | SC A | GWh | After Competition Groups | 226.6304 | 6018532.4251 | 6.0185 | 1232.7293 | 0.18384 | 2 | Industrial_2027_SC A_GWh_After Competition Groups_2 | Pump System Optimization | 18.38% | 6.0185 | 226.6304 | Industrial_2027_SC A_GWh_After Competition Groups_Pump System Optimization
Industrial | Ind ¦ Air Leak Survey and Repair | 2027 | SC A | GWh | After Competition Groups | 144.5355 | 418536.4276 | 0.41854 | 1232.7293 | 0.11725 | 3 | Industrial_2027_SC A_GWh_After Competition Groups_3 | Air Leak Survey and Repair | 11.72% | 0.41854 | 144.5355 | Industrial_2027_SC A_GWh_After Competition Groups_Air Leak Survey and Repair
Industrial | Ind ¦ Recommissioning | 2027 | SC A | GWh | After Competition Groups | 102.3144 | 1792182.8571 | 1.7922 | 1232.7293 | 0.082998 | 4 | Industrial_2027_SC A_GWh_After Competition Groups_4 | Recommissioning | 8.3% | 1.7922 | 102.3144 | Industrial_2027_SC A_GWh_After Competition Groups_Recommissioning
Industrial | Ind ¦ SEM | 2027 | SC A | GWh | After Competition Groups | 102.3144 | 1792182.8571 | 1.7922 | 1232.7293 | 0.082998 | 5 | Industrial_2027_SC A_GWh_After Competition Groups_5 | SEM | 8.3% | 1.7922 | 102.3144 | Industrial_2027_SC A_GWh_After Competition Groups_SEM
Industrial | Ind ¦ Pump Equipment Upgrade | 2027 | SC A | GWh | After Competition Groups | 101.8378 | 3503307.7675 | 3.5033 | 1232.7293 | 0.082612 | 6 | Industrial_2027_SC A_GWh_After Competition Groups_6 | Pump Equipment Upgrade | 8.261% | 3.5033 | 101.8378 | Industrial_2027_SC A_GWh_After Competition Groups_Pump Equipment Upgrade
Industrial | Ind ¦ Efficient Compressed Air Nozzles | 2027 | SC A | GWh | After Competition Groups | 74.1645 | 327793.3112 | 0.32779 | 1232.7293 | 0.060163 | 7 | Industrial_2027_SC A_GWh_After Competition Groups_7 | Efficient Compressed Air Nozzles | 6.016% | 0.32779 | 74.1645 | Industrial_2027_SC A_GWh_After Competition Groups_Efficient Compressed Air Nozzles
Industrial | Ind ¦ High Efficiency HVAC Fans | 2027 | SC A | GWh | After Competition Groups | 68.2822 | 1693752.1884 | 1.6938 | 1232.7293 | 0.055391 | 8 | Industrial_2027_SC A_GWh_After Competition Groups_8 | High Efficiency HVAC Fans | 5.539% | 1.6938 | 68.2822 | Industrial_2027_SC A_GWh_After Competition Groups_High Efficiency HVAC Fans
Industrial | Ind ¦ Fan System Optimization | 2027 | SC A | GWh | After Competition Groups | 34.5646 | 932028.5554 | 0.93203 | 1232.7293 | 0.028039 | 9 | Industrial_2027_SC A_GWh_After Competition Groups_9 | Fan System Optimization | 2.804% | 0.93203 | 34.5646 | Industrial_2027_SC A_GWh_After Competition Groups_Fan System Optimization
Industrial | Ind ¦ Greenhouse Grow Lights | 2027 | SC A | GWh | After Competition Groups | 30.8847 | 933651.397 | 0.93365 | 1232.7293 | 0.025054 | 10 | Industrial_2027_SC A_GWh_After Competition Groups_10 | Greenhouse Grow Lights | 2.505% | 0.93365 | 30.8847 | Industrial_2027_SC A_GWh_After Competition Groups_Greenhouse Grow Lights
Industrial | Ind ¦ Material Handling Improvements | 2027 | SC A | GWh | After Competition Groups | 24.1588 | 140057.3128 | 0.14006 | 1232.7293 | 0.019598 | 11 | Industrial_2027_SC A_GWh_After Competition Groups_11 | Material Handling Improvements | 1.96% | 0.14006 | 24.1588 | Industrial_2027_SC A_GWh_After Competition Groups_Material Handling Improvements
Industrial | Ind ¦ Process Optimization (Elec) | 2027 | SC A | GWh | After Competition Groups | 18.3975 | 311454.4276 | 0.31145 | 1232.7293 | 0.014924 | 12 | Industrial_2027_SC A_GWh_After Competition Groups_12 | Process Optimization (Elec) | 1.492% | 0.31145 | 18.3975 | Industrial_2027_SC A_GWh_After Competition Groups_Process Optimization (Elec)
Industrial | Ind ¦ Process Heat Recovery | 2027 | SC A | GWh | After Competition Groups | 8.5949 | 328033.7224 | 0.32803 | 1232.7293 | 0.0069722 | 13 | Industrial_2027_SC A_GWh_After Competition Groups_13 | Process Heat Recovery | 0.6972% | 0.32803 | 8.5949 | Industrial_2027_SC A_GWh_After Competition Groups_Process Heat Recovery
Industrial | Ind ¦ Refiner Plate Improvements | 2027 | SC A | GWh | After Competition Groups | 8.4369 | 130804.6688 | 0.1308 | 1232.7293 | 0.0068441 | 14 | Industrial_2027_SC A_GWh_After Competition Groups_14 | Refiner Plate Improvements | 0.6844% | 0.1308 | 8.4369 | Industrial_2027_SC A_GWh_After Competition Groups_Refiner Plate Improvements
Industrial | Ind ¦ VAV Conversion Project | 2027 | SC A | GWh | After Competition Groups | 6.2248 | 321956.5889 | 0.32196 | 1232.7293 | 0.0050496 | 15 | Industrial_2027_SC A_GWh_After Competition Groups_15 | VAV Conversion Project | 0.505% | 0.32196 | 6.2248 | Industrial_2027_SC A_GWh_After Competition Groups_VAV Conversion Project
Industrial | Ind ¦ Pulp and Paper Process Improvements | 2027 | SC A | GWh | After Competition Groups | 5.5727 | 228421.8145 | 0.22842 | 1232.7293 | 0.0045207 | 16 | Industrial_2027_SC A_GWh_After Competition Groups_16 | Pulp and Paper Process Improvements | 0.4521% | 0.22842 | 5.5727 | Industrial_2027_SC A_GWh_After Competition Groups_Pulp and Paper Process Improvements
Industrial | Ind ¦ Improved Controls - Process Cooling | 2027 | SC A | GWh | After Competition Groups | 5.1372 | 173024.9009 | 0.17302 | 1232.7293 | 0.0041673 | 17 | Industrial_2027_SC A_GWh_After Competition Groups_17 | Improved Controls - Process Cooling | 0.4167% | 0.17302 | 5.1372 | Industrial_2027_SC A_GWh_After Competition Groups_Improved Controls - Process Cooling
Industrial | Ind ¦ HE Lighting | 2027 | SC A | GWh | After Competition Groups | 4.4593 | 302801.7817 | 0.3028 | 1232.7293 | 0.0036174 | 18 | Industrial_2027_SC A_GWh_After Competition Groups_18 | HE Lighting | 0.3617% | 0.3028 | 4.4593 | Industrial_2027_SC A_GWh_After Competition Groups_HE Lighting
Industrial | Ind ¦ Process Improvements | 2027 | SC A | GWh | After Competition Groups | 3.9068 | 74706.6712 | 0.074707 | 1232.7293 | 0.0031693 | 19 | Industrial_2027_SC A_GWh_After Competition Groups_19 | Process Improvements | 0.3169% | 0.074707 | 3.9068 | Industrial_2027_SC A_GWh_After Competition Groups_Process Improvements
Industrial | Ind ¦ High Efficiency Battery Charger | 2027 | SC A | GWh | After Competition Groups | 3.716 | 148904.4579 | 0.1489 | 1232.7293 | 0.0030145 | 20 | Industrial_2027_SC A_GWh_After Competition Groups_20 | High Efficiency Battery Charger | 0.3014% | 0.1489 | 3.716 | Industrial_2027_SC A_GWh_After Competition Groups_High Efficiency Battery Charger
Industrial | Ind ¦ Refrigeration Compressor VFD | 2027 | SC A | GWh | After Competition Groups | 2.989 | 74956.4432 | 0.074956 | 1232.7293 | 0.0024247 | 21 | Industrial_2027_SC A_GWh_After Competition Groups_21 | Refrigeration Compressor VFD | 0.2425% | 0.074956 | 2.989 | Industrial_2027_SC A_GWh_After Competition Groups_Refrigeration Compressor VFD
Industrial | Ind ¦ Ventilation Optimization | 2027 | SC A | GWh | After Competition Groups | 2.8603 | 105030.4279 | 0.10503 | 1232.7293 | 0.0023203 | 22 | Industrial_2027_SC A_GWh_After Competition Groups_22 | Ventilation Optimization | 0.232% | 0.10503 | 2.8603 | Industrial_2027_SC A_GWh_After Competition Groups_Ventilation Optimization
Industrial | Ind ¦ Improved Controls - Process Heating | 2027 | SC A | GWh | After Competition Groups | 2.5803 | 87947.3694 | 0.087947 | 1232.7293 | 0.0020931 | 23 | Industrial_2027_SC A_GWh_After Competition Groups_23 | Improved Controls - Process Heating | 0.2093% | 0.087947 | 2.5803 | Industrial_2027_SC A_GWh_After Competition Groups_Improved Controls - Process Heating
Industrial | Ind ¦ Engine Block Heater Timer | 2027 | SC A | GWh | After Competition Groups | 1.5363 | 29435.3007 | 0.029435 | 1232.7293 | 0.0012463 | 24 | Industrial_2027_SC A_GWh_After Competition Groups_24 | Engine Block Heater Timer | 0.1246% | 0.029435 | 1.5363 | Industrial_2027_SC A_GWh_After Competition Groups_Engine Block Heater Timer
Industrial | Ind ¦ Dairy Pre-Cooler | 2027 | SC A | GWh | After Competition Groups | 0.81912 | 21504.6401 | 0.021505 | 1232.7293 | 0.00066448 | 25 | Industrial_2027_SC A_GWh_After Competition Groups_25 | Dairy Pre-Cooler | 0.06645% | 0.021505 | 0.81912 | Industrial_2027_SC A_GWh_After Competition Groups_Dairy Pre-Cooler
Industrial | Ind ¦ Air Compressor Heat Recovery | 2027 | SC A | GWh | After Competition Groups | 0.70399 | 26900.751 | 0.026901 | 1232.7293 | 0.00057108 | 26 | Industrial_2027_SC A_GWh_After Competition Groups_26 | Air Compressor Heat Recovery | 0.05711% | 0.026901 | 0.70399 | Industrial_2027_SC A_GWh_After Competition Groups_Air Compressor Heat Recovery
Industrial | Ind ¦ Efficient Irrigation | 2027 | SC A | GWh | After Competition Groups | 0.67489 | 51746.8275 | 0.051747 | 1232.7293 | 0.00054747 | 27 | Industrial_2027_SC A_GWh_After Competition Groups_27 | Efficient Irrigation | 0.05475% | 0.051747 | 0.67489 | Industrial_2027_SC A_GWh_After Competition Groups_Efficient Irrigation
Industrial | Ind ¦ Cooling Tower Optimization | 2027 | SC A | GWh | After Competition Groups | 0.56191 | 16297.0562 | 0.016297 | 1232.7293 | 0.00045582 | 28 | Industrial_2027_SC A_GWh_After Competition Groups_28 | Cooling Tower Optimization | 0.04558% | 0.016297 | 0.56191 | Industrial_2027_SC A_GWh_After Competition Groups_Cooling Tower Optimization
Industrial | Ind ¦ Efficient Refrigeration Compressor | 2027 | SC A | GWh | After Competition Groups | 0.47848 | 6509.4565 | 0.0065095 | 1232.7293 | 0.00038815 | 29 | Industrial_2027_SC A_GWh_After Competition Groups_29 | Efficient Refrigeration Compressor | 0.03881% | 0.0065095 | 0.47848 | Industrial_2027_SC A_GWh_After Competition Groups_Efficient Refrigeration Compressor
Industrial | Ind ¦ Heat Lamps/Heat Pad | 2027 | SC A | GWh | After Competition Groups | 0.17148 | 6617.4143 | 0.0066174 | 1232.7293 | 0.0001391 | 30 | Industrial_2027_SC A_GWh_After Competition Groups_30 | Heat Lamps/Heat Pad | 0.01391% | 0.0066174 | 0.17148 | Industrial_2027_SC A_GWh_After Competition Groups_Heat Lamps/Heat Pad
Industrial | Ind ¦ Dairy Water Heater | 2027 | SC A | GWh | After Competition Groups | 0.047641 | 1335.4108 | 0.0013354 | 1232.7293 | 3.8647e-05 | 31 | Industrial_2027_SC A_GWh_After Competition Groups_31 | Dairy Water Heater | 0.003865% | 0.0013354 | 0.047641 | Industrial_2027_SC A_GWh_After Competition Groups_Dairy Water Heater
Industrial | Ind ¦ Free Cooling | 2027 | SC A | GWh | After Competition Groups | 0.0093966 | 381.1611 | 0.00038116 | 1232.7293 | 7.6226e-06 | 32 | Industrial_2027_SC A_GWh_After Competition Groups_32 | Free Cooling | 0.0007623% | 0.00038116 | 0.0093966 | Industrial_2027_SC A_GWh_After Competition Groups_Free Cooling
Industrial | Ind ¦ Air Leak Survey and Repair | 2027 | SC B | GWh | After Competition Groups | 356.4022 | 843753.0024 | 0.84375 | 2212.2144 | 0.16111 | 1 | Industrial_2027_SC B_GWh_After Competition Groups_1 | Air Leak Survey and Repair | 16.11% | 0.84375 | 356.4022 | Industrial_2027_SC B_GWh_After Competition Groups_Air Leak Survey and Repair
Industrial | Ind ¦ Pump System Optimization | 2027 | SC B | GWh | After Competition Groups | 288.3828 | 23129433.6117 | 23.1294 | 2212.2144 | 0.13036 | 2 | Industrial_2027_SC B_GWh_After Competition Groups_2 | Pump System Optimization | 13.04% | 23.1294 | 288.3828 | Industrial_2027_SC B_GWh_After Competition Groups_Pump System Optimization
Industrial | Ind ¦ Recommissioning | 2027 | SC B | GWh | After Competition Groups | 252.2621 | 3611359.0064 | 3.6114 | 2212.2144 | 0.11403 | 3 | Industrial_2027_SC B_GWh_After Competition Groups_3 | Recommissioning | 11.4% | 3.6114 | 252.2621 | Industrial_2027_SC B_GWh_After Competition Groups_Recommissioning
Industrial | Ind ¦ SEM | 2027 | SC B | GWh | After Competition Groups | 252.2621 | 3611359.0064 | 3.6114 | 2212.2144 | 0.11403 | 4 | Industrial_2027_SC B_GWh_After Competition Groups_4 | SEM | 11.4% | 3.6114 | 252.2621 | Industrial_2027_SC B_GWh_After Competition Groups_SEM
Industrial | Ind ¦ Air Compressor Optimization | 2027 | SC B | GWh | After Competition Groups | 245.1628 | 1637568.1905 | 1.6376 | 2212.2144 | 0.11082 | 5 | Industrial_2027_SC B_GWh_After Competition Groups_5 | Air Compressor Optimization | 11.08% | 1.6376 | 245.1628 | Industrial_2027_SC B_GWh_After Competition Groups_Air Compressor Optimization
Industrial | Ind ¦ Efficient Compressed Air Nozzles | 2027 | SC B | GWh | After Competition Groups | 183.4014 | 679323.2438 | 0.67932 | 2212.2144 | 0.082904 | 6 | Industrial_2027_SC B_GWh_After Competition Groups_6 | Efficient Compressed Air Nozzles | 8.29% | 0.67932 | 183.4014 | Industrial_2027_SC B_GWh_After Competition Groups_Efficient Compressed Air Nozzles
Industrial | Ind ¦ Pump Equipment Upgrade | 2027 | SC B | GWh | After Competition Groups | 124.4438 | 11956147.9381 | 11.9561 | 2212.2144 | 0.056253 | 7 | Industrial_2027_SC B_GWh_After Competition Groups_7 | Pump Equipment Upgrade | 5.625% | 11.9561 | 124.4438 | Industrial_2027_SC B_GWh_After Competition Groups_Pump Equipment Upgrade
Industrial | Ind ¦ High Efficiency HVAC Fans | 2027 | SC B | GWh | After Competition Groups | 123.8509 | 3034204.8627 | 3.0342 | 2212.2144 | 0.055985 | 8 | Industrial_2027_SC B_GWh_After Competition Groups_8 | High Efficiency HVAC Fans | 5.599% | 3.0342 | 123.8509 | Industrial_2027_SC B_GWh_After Competition Groups_High Efficiency HVAC Fans
Industrial | Ind ¦ Greenhouse Grow Lights | 2027 | SC B | GWh | After Competition Groups | 72.1351 | 5387928.2157 | 5.3879 | 2212.2144 | 0.032608 | 9 | Industrial_2027_SC B_GWh_After Competition Groups_9 | Greenhouse Grow Lights | 3.261% | 5.3879 | 72.1351 | Industrial_2027_SC B_GWh_After Competition Groups_Greenhouse Grow Lights
Industrial | Ind ¦ HE Lighting | 2027 | SC B | GWh | After Competition Groups | 54.9488 | 7284748.7251 | 7.2847 | 2212.2144 | 0.024839 | 10 | Industrial_2027_SC B_GWh_After Competition Groups_10 | HE Lighting | 2.484% | 7.2847 | 54.9488 | Industrial_2027_SC B_GWh_After Competition Groups_HE Lighting
Industrial | Ind ¦ Material Handling Improvements | 2027 | SC B | GWh | After Competition Groups | 38.4555 | 236730.8491 | 0.23673 | 2212.2144 | 0.017383 | 11 | Industrial_2027_SC B_GWh_After Competition Groups_11 | Material Handling Improvements | 1.738% | 0.23673 | 38.4555 | Industrial_2027_SC B_GWh_After Competition Groups_Material Handling Improvements
Industrial | Ind ¦ Fan System Optimization | 2027 | SC B | GWh | After Competition Groups | 37.0932 | 1894433.2095 | 1.8944 | 2212.2144 | 0.016767 | 12 | Industrial_2027_SC B_GWh_After Competition Groups_12 | Fan System Optimization | 1.677% | 1.8944 | 37.0932 | Industrial_2027_SC B_GWh_After Competition Groups_Fan System Optimization
Industrial | Ind ¦ Pulp and Paper Process Improvements | 2027 | SC B | GWh | After Competition Groups | 35.4485 | 2345081.5561 | 2.3451 | 2212.2144 | 0.016024 | 13 | Industrial_2027_SC B_GWh_After Competition Groups_13 | Pulp and Paper Process Improvements | 1.602% | 2.3451 | 35.4485 | Industrial_2027_SC B_GWh_After Competition Groups_Pulp and Paper Process Improvements
Industrial | Ind ¦ Process Heat Recovery | 2027 | SC B | GWh | After Competition Groups | 21.3359 | 674227.7629 | 0.67423 | 2212.2144 | 0.0096446 | 14 | Industrial_2027_SC B_GWh_After Competition Groups_14 | Process Heat Recovery | 0.9645% | 0.67423 | 21.3359 | Industrial_2027_SC B_GWh_After Competition Groups_Process Heat Recovery
Industrial | Ind ¦ Refiner Plate Improvements | 2027 | SC B | GWh | After Competition Groups | 21.1209 | 280522.6432 | 0.28052 | 2212.2144 | 0.0095474 | 15 | Industrial_2027_SC B_GWh_After Competition Groups_15 | Refiner Plate Improvements | 0.9547% | 0.28052 | 21.1209 | Industrial_2027_SC B_GWh_After Competition Groups_Refiner Plate Improvements
Industrial | Ind ¦ Process Optimization (Elec) | 2027 | SC B | GWh | After Competition Groups | 18.3975 | 311423.2822 | 0.31142 | 2212.2144 | 0.0083163 | 16 | Industrial_2027_SC B_GWh_After Competition Groups_16 | Process Optimization (Elec) | 0.8316% | 0.31142 | 18.3975 | Industrial_2027_SC B_GWh_After Competition Groups_Process Optimization (Elec)
Industrial | Ind ¦ VAV Conversion Project | 2027 | SC B | GWh | After Competition Groups | 15.7252 | 716557.7206 | 0.71656 | 2212.2144 | 0.0071083 | 17 | Industrial_2027_SC B_GWh_After Competition Groups_17 | VAV Conversion Project | 0.7108% | 0.71656 | 15.7252 | Industrial_2027_SC B_GWh_After Competition Groups_VAV Conversion Project
Industrial | Ind ¦ Improved Controls - Process Cooling | 2027 | SC B | GWh | After Competition Groups | 12.6967 | 353330.3388 | 0.35333 | 2212.2144 | 0.0057394 | 18 | Industrial_2027_SC B_GWh_After Competition Groups_18 | Improved Controls - Process Cooling | 0.5739% | 0.35333 | 12.6967 | Industrial_2027_SC B_GWh_After Competition Groups_Improved Controls - Process Cooling
Industrial | Ind ¦ High Efficiency Battery Charger | 2027 | SC B | GWh | After Competition Groups | 10.7849 | 661569.7505 | 0.66157 | 2212.2144 | 0.0048751 | 19 | Industrial_2027_SC B_GWh_After Competition Groups_19 | High Efficiency Battery Charger | 0.4875% | 0.66157 | 10.7849 | Industrial_2027_SC B_GWh_After Competition Groups_High Efficiency Battery Charger
Industrial | Ind ¦ Process Improvements | 2027 | SC B | GWh | After Competition Groups | 10.1037 | 219536.255 | 0.21954 | 2212.2144 | 0.0045672 | 20 | Industrial_2027_SC B_GWh_After Competition Groups_20 | Process Improvements | 0.4567% | 0.21954 | 10.1037 | Industrial_2027_SC B_GWh_After Competition Groups_Process Improvements
Industrial | Ind ¦ Ventilation Optimization | 2027 | SC B | GWh | After Competition Groups | 6.5905 | 508199.8552 | 0.5082 | 2212.2144 | 0.0029792 | 21 | Industrial_2027_SC B_GWh_After Competition Groups_21 | Ventilation Optimization | 0.2979% | 0.5082 | 6.5905 | Industrial_2027_SC B_GWh_After Competition Groups_Ventilation Optimization
Industrial | Ind ¦ Improved Controls - Process Heating | 2027 | SC B | GWh | After Competition Groups | 6.3236 | 175508.4655 | 0.17551 | 2212.2144 | 0.0028585 | 22 | Industrial_2027_SC B_GWh_After Competition Groups_22 | Improved Controls - Process Heating | 0.2858% | 0.17551 | 6.3236 | Industrial_2027_SC B_GWh_After Competition Groups_Improved Controls - Process Heating
Industrial | Ind ¦ Refrigeration Compressor VFD | 2027 | SC B | GWh | After Competition Groups | 6.19 | 446895.6321 | 0.4469 | 2212.2144 | 0.0027981 | 23 | Industrial_2027_SC B_GWh_After Competition Groups_23 | Refrigeration Compressor VFD | 0.2798% | 0.4469 | 6.19 | Industrial_2027_SC B_GWh_After Competition Groups_Refrigeration Compressor VFD
Industrial | Ind ¦ Cooling Tower Optimization | 2027 | SC B | GWh | After Competition Groups | 5.2494 | 473012.3434 | 0.47301 | 2212.2144 | 0.0023729 | 24 | Industrial_2027_SC B_GWh_After Competition Groups_24 | Cooling Tower Optimization | 0.2373% | 0.47301 | 5.2494 | Industrial_2027_SC B_GWh_After Competition Groups_Cooling Tower Optimization
Industrial | Ind ¦ Engine Block Heater Timer | 2027 | SC B | GWh | After Competition Groups | 3.8086 | 61125.8844 | 0.061126 | 2212.2144 | 0.0017216 | 25 | Industrial_2027_SC B_GWh_After Competition Groups_25 | Engine Block Heater Timer | 0.1722% | 0.061126 | 3.8086 | Industrial_2027_SC B_GWh_After Competition Groups_Engine Block Heater Timer
Industrial | Ind ¦ Free Cooling | 2027 | SC B | GWh | After Competition Groups | 3.438 | 535372.6054 | 0.53537 | 2212.2144 | 0.0015541 | 26 | Industrial_2027_SC B_GWh_After Competition Groups_26 | Free Cooling | 0.1554% | 0.53537 | 3.438 | Industrial_2027_SC B_GWh_After Competition Groups_Free Cooling
Industrial | Ind ¦ Efficient Irrigation | 2027 | SC B | GWh | After Competition Groups | 2.2543 | 511468.6553 | 0.51147 | 2212.2144 | 0.001019 | 27 | Industrial_2027_SC B_GWh_After Competition Groups_27 | Efficient Irrigation | 0.1019% | 0.51147 | 2.2543 | Industrial_2027_SC B_GWh_After Competition Groups_Efficient Irrigation
Industrial | Ind ¦ Air Compressor Heat Recovery | 2027 | SC B | GWh | After Competition Groups | 1.7328 | 53884.2507 | 0.053884 | 2212.2144 | 0.0007833 | 28 | Industrial_2027_SC B_GWh_After Competition Groups_28 | Air Compressor Heat Recovery | 0.07833% | 0.053884 | 1.7328 | Industrial_2027_SC B_GWh_After Competition Groups_Air Compressor Heat Recovery
Industrial | Ind ¦ Dairy Pre-Cooler | 2027 | SC B | GWh | After Competition Groups | 1.2036 | 51856.8695 | 0.051857 | 2212.2144 | 0.00054405 | 29 | Industrial_2027_SC B_GWh_After Competition Groups_29 | Dairy Pre-Cooler | 0.0544% | 0.051857 | 1.2036 | Industrial_2027_SC B_GWh_After Competition Groups_Dairy Pre-Cooler
Industrial | Ind ¦ Efficient Refrigeration Compressor | 2027 | SC B | GWh | After Competition Groups | 0.67795 | 10412.263 | 0.010412 | 2212.2144 | 0.00030646 | 30 | Industrial_2027_SC B_GWh_After Competition Groups_30 | Efficient Refrigeration Compressor | 0.03065% | 0.010412 | 0.67795 | Industrial_2027_SC B_GWh_After Competition Groups_Efficient Refrigeration Compressor
Industrial | Ind ¦ Heat Lamps/Heat Pad | 2027 | SC B | GWh | After Competition Groups | 0.25885 | 19921.6455 | 0.019922 | 2212.2144 | 0.00011701 | 31 | Industrial_2027_SC B_GWh_After Competition Groups_31 | Heat Lamps/Heat Pad | 0.0117% | 0.019922 | 0.25885 | Industrial_2027_SC B_GWh_After Competition Groups_Heat Lamps/Heat Pad
Industrial | Ind ¦ Dairy Water Heater | 2027 | SC B | GWh | After Competition Groups | 0.073068 | 3244.5302 | 0.0032445 | 2212.2144 | 3.303e-05 | 32 | Industrial_2027_SC B_GWh_After Competition Groups_32 | Dairy Water Heater | 0.003303% | 0.0032445 | 0.073068 | Industrial_2027_SC B_GWh_After Competition Groups_Dairy Water Heater
Industrial | Ind ¦ Pump System Optimization | 2027 | SC C | GWh | After Competition Groups | 288.3828 | 23131746.7864 | 23.1317 | 1372.2759 | 0.21015 | 1 | Industrial_2027_SC C_GWh_After Competition Groups_1 | Pump System Optimization | 21.01% | 23.1317 | 288.3828 | Industrial_2027_SC C_GWh_After Competition Groups_Pump System Optimization
Industrial | Ind ¦ Air Compressor Optimization | 2027 | SC C | GWh | After Competition Groups | 245.1628 | 1637731.9637 | 1.6377 | 1372.2759 | 0.17865 | 2 | Industrial_2027_SC C_GWh_After Competition Groups_2 | Air Compressor Optimization | 17.87% | 1.6377 | 245.1628 | Industrial_2027_SC C_GWh_After Competition Groups_Air Compressor Optimization
Industrial | Ind ¦ Air Leak Survey and Repair | 2027 | SC C | GWh | After Competition Groups | 144.5355 | 418536.4276 | 0.41854 | 1372.2759 | 0.10533 | 3 | Industrial_2027_SC C_GWh_After Competition Groups_3 | Air Leak Survey and Repair | 10.53% | 0.41854 | 144.5355 | Industrial_2027_SC C_GWh_After Competition Groups_Air Leak Survey and Repair
Industrial | Ind ¦ Pump Equipment Upgrade | 2027 | SC C | GWh | After Competition Groups | 124.4438 | 11957343.6724 | 11.9573 | 1372.2759 | 0.090684 | 4 | Industrial_2027_SC C_GWh_After Competition Groups_4 | Pump Equipment Upgrade | 9.068% | 11.9573 | 124.4438 | Industrial_2027_SC C_GWh_After Competition Groups_Pump Equipment Upgrade
Industrial | Ind ¦ Recommissioning | 2027 | SC C | GWh | After Competition Groups | 102.3144 | 1792182.8571 | 1.7922 | 1372.2759 | 0.074558 | 5 | Industrial_2027_SC C_GWh_After Competition Groups_5 | Recommissioning | 7.456% | 1.7922 | 102.3144 | Industrial_2027_SC C_GWh_After Competition Groups_Recommissioning
Industrial | Ind ¦ SEM | 2027 | SC C | GWh | After Competition Groups | 102.3144 | 1792182.8571 | 1.7922 | 1372.2759 | 0.074558 | 6 | Industrial_2027_SC C_GWh_After Competition Groups_6 | SEM | 7.456% | 1.7922 | 102.3144 | Industrial_2027_SC C_GWh_After Competition Groups_SEM
Industrial | Ind ¦ Efficient Compressed Air Nozzles | 2027 | SC C | GWh | After Competition Groups | 74.1645 | 327793.3112 | 0.32779 | 1372.2759 | 0.054045 | 7 | Industrial_2027_SC C_GWh_After Competition Groups_7 | Efficient Compressed Air Nozzles | 5.404% | 0.32779 | 74.1645 | Industrial_2027_SC C_GWh_After Competition Groups_Efficient Compressed Air Nozzles
Industrial | Ind ¦ High Efficiency HVAC Fans | 2027 | SC C | GWh | After Competition Groups | 68.2822 | 1693752.1884 | 1.6938 | 1372.2759 | 0.049758 | 8 | Industrial_2027_SC C_GWh_After Competition Groups_8 | High Efficiency HVAC Fans | 4.976% | 1.6938 | 68.2822 | Industrial_2027_SC C_GWh_After Competition Groups_High Efficiency HVAC Fans
Industrial | Ind ¦ Greenhouse Grow Lights | 2027 | SC C | GWh | After Competition Groups | 44.0072 | 2780181.4096 | 2.7802 | 1372.2759 | 0.032069 | 9 | Industrial_2027_SC C_GWh_After Competition Groups_9 | Greenhouse Grow Lights | 3.207% | 2.7802 | 44.0072 | Industrial_2027_SC C_GWh_After Competition Groups_Greenhouse Grow Lights
Industrial | Ind ¦ Fan System Optimization | 2027 | SC C | GWh | After Competition Groups | 37.0932 | 1894622.6718 | 1.8946 | 1372.2759 | 0.02703 | 10 | Industrial_2027_SC C_GWh_After Competition Groups_10 | Fan System Optimization | 2.703% | 1.8946 | 37.0932 | Industrial_2027_SC C_GWh_After Competition Groups_Fan System Optimization
Industrial | Ind ¦ Material Handling Improvements | 2027 | SC C | GWh | After Competition Groups | 24.1588 | 140057.3128 | 0.14006 | 1372.2759 | 0.017605 | 11 | Industrial_2027_SC C_GWh_After Competition Groups_11 | Material Handling Improvements | 1.76% | 0.14006 | 24.1588 | Industrial_2027_SC C_GWh_After Competition Groups_Material Handling Improvements
Industrial | Ind ¦ HE Lighting | 2027 | SC C | GWh | After Competition Groups | 21.7561 | 3132381.2783 | 3.1324 | 1372.2759 | 0.015854 | 12 | Industrial_2027_SC C_GWh_After Competition Groups_12 | HE Lighting | 1.585% | 3.1324 | 21.7561 | Industrial_2027_SC C_GWh_After Competition Groups_HE Lighting
Industrial | Ind ¦ Process Optimization (Elec) | 2027 | SC C | GWh | After Competition Groups | 18.3975 | 311454.4276 | 0.31145 | 1372.2759 | 0.013407 | 13 | Industrial_2027_SC C_GWh_After Competition Groups_13 | Process Optimization (Elec) | 1.341% | 0.31145 | 18.3975 | Industrial_2027_SC C_GWh_After Competition Groups_Process Optimization (Elec)
Industrial | Ind ¦ Pulp and Paper Process Improvements | 2027 | SC C | GWh | After Competition Groups | 14.1869 | 1117993.461 | 1.118 | 1372.2759 | 0.010338 | 14 | Industrial_2027_SC C_GWh_After Competition Groups_14 | Pulp and Paper Process Improvements | 1.034% | 1.118 | 14.1869 | Industrial_2027_SC C_GWh_After Competition Groups_Pulp and Paper Process Improvements
Industrial | Ind ¦ Process Heat Recovery | 2027 | SC C | GWh | After Competition Groups | 8.5949 | 328033.7224 | 0.32803 | 1372.2759 | 0.0062632 | 15 | Industrial_2027_SC C_GWh_After Competition Groups_15 | Process Heat Recovery | 0.6263% | 0.32803 | 8.5949 | Industrial_2027_SC C_GWh_After Competition Groups_Process Heat Recovery
Industrial | Ind ¦ Refiner Plate Improvements | 2027 | SC C | GWh | After Competition Groups | 8.4369 | 130804.6688 | 0.1308 | 1372.2759 | 0.0061481 | 16 | Industrial_2027_SC C_GWh_After Competition Groups_16 | Refiner Plate Improvements | 0.6148% | 0.1308 | 8.4369 | Industrial_2027_SC C_GWh_After Competition Groups_Refiner Plate Improvements
Industrial | Ind ¦ Ventilation Optimization | 2027 | SC C | GWh | After Competition Groups | 6.5905 | 508250.6803 | 0.50825 | 1372.2759 | 0.0048026 | 17 | Industrial_2027_SC C_GWh_After Competition Groups_17 | Ventilation Optimization | 0.4803% | 0.50825 | 6.5905 | Industrial_2027_SC C_GWh_After Competition Groups_Ventilation Optimization
Industrial | Ind ¦ VAV Conversion Project | 2027 | SC C | GWh | After Competition Groups | 6.3693 | 354577.5951 | 0.35458 | 1372.2759 | 0.0046414 | 18 | Industrial_2027_SC C_GWh_After Competition Groups_18 | VAV Conversion Project | 0.4641% | 0.35458 | 6.3693 | Industrial_2027_SC C_GWh_After Competition Groups_VAV Conversion Project
Industrial | Ind ¦ High Efficiency Battery Charger | 2027 | SC C | GWh | After Competition Groups | 5.6046 | 359595.1973 | 0.3596 | 1372.2759 | 0.0040841 | 19 | Industrial_2027_SC C_GWh_After Competition Groups_19 | High Efficiency Battery Charger | 0.4084% | 0.3596 | 5.6046 | Industrial_2027_SC C_GWh_After Competition Groups_High Efficiency Battery Charger
Industrial | Ind ¦ Cooling Tower Optimization | 2027 | SC C | GWh | After Competition Groups | 5.2494 | 473059.6494 | 0.47306 | 1372.2759 | 0.0038253 | 20 | Industrial_2027_SC C_GWh_After Competition Groups_20 | Cooling Tower Optimization | 0.3825% | 0.47306 | 5.2494 | Industrial_2027_SC C_GWh_After Competition Groups_Cooling Tower Optimization
Industrial | Ind ¦ Improved Controls - Process Cooling | 2027 | SC C | GWh | After Competition Groups | 5.1463 | 174924.3546 | 0.17492 | 1372.2759 | 0.0037502 | 21 | Industrial_2027_SC C_GWh_After Competition Groups_21 | Improved Controls - Process Cooling | 0.375% | 0.17492 | 5.1463 | Industrial_2027_SC C_GWh_After Competition Groups_Improved Controls - Process Cooling
Industrial | Ind ¦ Refrigeration Compressor VFD | 2027 | SC C | GWh | After Competition Groups | 4.1473 | 232271.4822 | 0.23227 | 1372.2759 | 0.0030222 | 22 | Industrial_2027_SC C_GWh_After Competition Groups_22 | Refrigeration Compressor VFD | 0.3022% | 0.23227 | 4.1473 | Industrial_2027_SC C_GWh_After Competition Groups_Refrigeration Compressor VFD
Industrial | Ind ¦ Process Improvements | 2027 | SC C | GWh | After Competition Groups | 4.0971 | 108953.1211 | 0.10895 | 1372.2759 | 0.0029856 | 23 | Industrial_2027_SC C_GWh_After Competition Groups_23 | Process Improvements | 0.2986% | 0.10895 | 4.0971 | Industrial_2027_SC C_GWh_After Competition Groups_Process Improvements
Industrial | Ind ¦ Improved Controls - Process Heating | 2027 | SC C | GWh | After Competition Groups | 2.5849 | 88912.7493 | 0.088913 | 1372.2759 | 0.0018837 | 24 | Industrial_2027_SC C_GWh_After Competition Groups_24 | Improved Controls - Process Heating | 0.1884% | 0.088913 | 2.5849 | Industrial_2027_SC C_GWh_After Competition Groups_Improved Controls - Process Heating
Industrial | Ind ¦ Engine Block Heater Timer | 2027 | SC C | GWh | After Competition Groups | 1.5396 | 30052.3534 | 0.030052 | 1372.2759 | 0.0011219 | 25 | Industrial_2027_SC C_GWh_After Competition Groups_25 | Engine Block Heater Timer | 0.1122% | 0.030052 | 1.5396 | Industrial_2027_SC C_GWh_After Competition Groups_Engine Block Heater Timer
Industrial | Ind ¦ Free Cooling | 2027 | SC C | GWh | After Competition Groups | 1.4161 | 277545.8372 | 0.27755 | 1372.2759 | 0.0010319 | 26 | Industrial_2027_SC C_GWh_After Competition Groups_26 | Free Cooling | 0.1032% | 0.27755 | 1.4161 | Industrial_2027_SC C_GWh_After Competition Groups_Free Cooling
Industrial | Ind ¦ Dairy Pre-Cooler | 2027 | SC C | GWh | After Competition Groups | 0.9667 | 40985.1099 | 0.040985 | 1372.2759 | 0.00070445 | 27 | Industrial_2027_SC C_GWh_After Competition Groups_27 | Dairy Pre-Cooler | 0.07044% | 0.040985 | 0.9667 | Industrial_2027_SC C_GWh_After Competition Groups_Dairy Pre-Cooler
Industrial | Ind ¦ Efficient Irrigation | 2027 | SC C | GWh | After Competition Groups | 0.88424 | 201072.5975 | 0.20107 | 1372.2759 | 0.00064436 | 28 | Industrial_2027_SC C_GWh_After Competition Groups_28 | Efficient Irrigation | 0.06444% | 0.20107 | 0.88424 | Industrial_2027_SC C_GWh_After Competition Groups_Efficient Irrigation
Industrial | Ind ¦ Air Compressor Heat Recovery | 2027 | SC C | GWh | After Competition Groups | 0.70399 | 26900.751 | 0.026901 | 1372.2759 | 0.00051301 | 29 | Industrial_2027_SC C_GWh_After Competition Groups_29 | Air Compressor Heat Recovery | 0.0513% | 0.026901 | 0.70399 | Industrial_2027_SC C_GWh_After Competition Groups_Air Compressor Heat Recovery
Industrial | Ind ¦ Efficient Refrigeration Compressor | 2027 | SC C | GWh | After Competition Groups | 0.47848 | 6509.4565 | 0.0065095 | 1372.2759 | 0.00034868 | 30 | Industrial_2027_SC C_GWh_After Competition Groups_30 | Efficient Refrigeration Compressor | 0.03487% | 0.0065095 | 0.47848 | Industrial_2027_SC C_GWh_After Competition Groups_Efficient Refrigeration Compressor
Industrial | Ind ¦ Heat Lamps/Heat Pad | 2027 | SC C | GWh | After Competition Groups | 0.19954 | 15942.6665 | 0.015943 | 1372.2759 | 0.00014541 | 31 | Industrial_2027_SC C_GWh_After Competition Groups_31 | Heat Lamps/Heat Pad | 0.01454% | 0.015943 | 0.19954 | Industrial_2027_SC C_GWh_After Competition Groups_Heat Lamps/Heat Pad
Industrial | Ind ¦ Dairy Water Heater | 2027 | SC C | GWh | After Competition Groups | 0.065875 | 2988.0321 | 0.002988 | 1372.2759 | 4.8004e-05 | 32 | Industrial_2027_SC C_GWh_After Competition Groups_32 | Dairy Water Heater | 0.0048% | 0.002988 | 0.065875 | Industrial_2027_SC C_GWh_After Competition Groups_Dairy Water Heater
Industrial | Ind ¦ Air Compressor Optimization | 2027 | SC D | GWh | After Competition Groups | 245.1628 | 0 | 0 | 1182.7287 | 0.20729 | 1 | Industrial_2027_SC D_GWh_After Competition Groups_1 | Air Compressor Optimization | 20.73% | 0 | 245.1628 | Industrial_2027_SC D_GWh_After Competition Groups_Air Compressor Optimization
Industrial | Ind ¦ Pump System Optimization | 2027 | SC D | GWh | After Competition Groups | 202.4654 | 0 | 0 | 1182.7287 | 0.17119 | 2 | Industrial_2027_SC D_GWh_After Competition Groups_2 | Pump System Optimization | 17.12% | 0 | 202.4654 | Industrial_2027_SC D_GWh_After Competition Groups_Pump System Optimization
Industrial | Ind ¦ Air Leak Survey and Repair | 2027 | SC D | GWh | After Competition Groups | 144.2688 | 0 | 0 | 1182.7287 | 0.12198 | 3 | Industrial_2027_SC D_GWh_After Competition Groups_3 | Air Leak Survey and Repair | 12.2% | 0 | 144.2688 | Industrial_2027_SC D_GWh_After Competition Groups_Air Leak Survey and Repair
Industrial | Ind ¦ SEM | 2027 | SC D | GWh | After Competition Groups | 102.3144 | 0 | 0 | 1182.7287 | 0.086507 | 4 | Industrial_2027_SC D_GWh_After Competition Groups_4 | SEM | 8.651% | 0 | 102.3144 | Industrial_2027_SC D_GWh_After Competition Groups_SEM
Industrial | Ind ¦ Recommissioning | 2027 | SC D | GWh | After Competition Groups | 98.7159 | 0 | 0 | 1182.7287 | 0.083465 | 5 | Industrial_2027_SC D_GWh_After Competition Groups_5 | Recommissioning | 8.346% | 0 | 98.7159 | Industrial_2027_SC D_GWh_After Competition Groups_Recommissioning
Industrial | Ind ¦ Pump Equipment Upgrade | 2027 | SC D | GWh | After Competition Groups | 90.8831 | 0 | 0 | 1182.7287 | 0.076842 | 6 | Industrial_2027_SC D_GWh_After Competition Groups_6 | Pump Equipment Upgrade | 7.684% | 0 | 90.8831 | Industrial_2027_SC D_GWh_After Competition Groups_Pump Equipment Upgrade
Industrial | Ind ¦ Efficient Compressed Air Nozzles | 2027 | SC D | GWh | After Competition Groups | 74.1645 | 0 | 0 | 1182.7287 | 0.062706 | 7 | Industrial_2027_SC D_GWh_After Competition Groups_7 | Efficient Compressed Air Nozzles | 6.271% | 0 | 74.1645 | Industrial_2027_SC D_GWh_After Competition Groups_Efficient Compressed Air Nozzles
Industrial | Ind ¦ High Efficiency HVAC Fans | 2027 | SC D | GWh | After Competition Groups | 64.9143 | 0 | 0 | 1182.7287 | 0.054885 | 8 | Industrial_2027_SC D_GWh_After Competition Groups_8 | High Efficiency HVAC Fans | 5.489% | 0 | 64.9143 | Industrial_2027_SC D_GWh_After Competition Groups_High Efficiency HVAC Fans
Industrial | Ind ¦ Fan System Optimization | 2027 | SC D | GWh | After Competition Groups | 37.0932 | 0 | 0 | 1182.7287 | 0.031362 | 9 | Industrial_2027_SC D_GWh_After Competition Groups_9 | Fan System Optimization | 3.136% | 0 | 37.0932 | Industrial_2027_SC D_GWh_After Competition Groups_Fan System Optimization
Industrial | Ind ¦ Greenhouse Grow Lights | 2027 | SC D | GWh | After Competition Groups | 26.3983 | 0 | 0 | 1182.7287 | 0.02232 | 10 | Industrial_2027_SC D_GWh_After Competition Groups_10 | Greenhouse Grow Lights | 2.232% | 0 | 26.3983 | Industrial_2027_SC D_GWh_After Competition Groups_Greenhouse Grow Lights
Industrial | Ind ¦ Material Handling Improvements | 2027 | SC D | GWh | After Competition Groups | 24.1588 | 0 | 0 | 1182.7287 | 0.020426 | 11 | Industrial_2027_SC D_GWh_After Competition Groups_11 | Material Handling Improvements | 2.043% | 0 | 24.1588 | Industrial_2027_SC D_GWh_After Competition Groups_Material Handling Improvements
Industrial | Ind ¦ Process Optimization (Elec) | 2027 | SC D | GWh | After Competition Groups | 18.3975 | 0 | 0 | 1182.7287 | 0.015555 | 12 | Industrial_2027_SC D_GWh_After Competition Groups_12 | Process Optimization (Elec) | 1.556% | 0 | 18.3975 | Industrial_2027_SC D_GWh_After Competition Groups_Process Optimization (Elec)
Industrial | Ind ¦ Refiner Plate Improvements | 2027 | SC D | GWh | After Competition Groups | 8.4369 | 0 | 0 | 1182.7287 | 0.0071334 | 13 | Industrial_2027_SC D_GWh_After Competition Groups_13 | Refiner Plate Improvements | 0.7133% | 0 | 8.4369 | Industrial_2027_SC D_GWh_After Competition Groups_Refiner Plate Improvements
Industrial | Ind ¦ Process Heat Recovery | 2027 | SC D | GWh | After Competition Groups | 6.4614 | 0 | 0 | 1182.7287 | 0.0054632 | 14 | Industrial_2027_SC D_GWh_After Competition Groups_14 | Process Heat Recovery | 0.5463% | 0 | 6.4614 | Industrial_2027_SC D_GWh_After Competition Groups_Process Heat Recovery
Industrial | Ind ¦ Ventilation Optimization | 2027 | SC D | GWh | After Competition Groups | 5.8086 | 0 | 0 | 1182.7287 | 0.0049112 | 15 | Industrial_2027_SC D_GWh_After Competition Groups_15 | Ventilation Optimization | 0.4911% | 0 | 5.8086 | Industrial_2027_SC D_GWh_After Competition Groups_Ventilation Optimization
Industrial | Ind ¦ Improved Controls - Process Cooling | 2027 | SC D | GWh | After Competition Groups | 5.1463 | 0 | 0 | 1182.7287 | 0.0043512 | 16 | Industrial_2027_SC D_GWh_After Competition Groups_16 | Improved Controls - Process Cooling | 0.4351% | 0 | 5.1463 | Industrial_2027_SC D_GWh_After Competition Groups_Improved Controls - Process Cooling
Industrial | Ind ¦ Cooling Tower Optimization | 2027 | SC D | GWh | After Competition Groups | 4.804 | 0 | 0 | 1182.7287 | 0.0040618 | 17 | Industrial_2027_SC D_GWh_After Competition Groups_17 | Cooling Tower Optimization | 0.4062% | 0 | 4.804 | Industrial_2027_SC D_GWh_After Competition Groups_Cooling Tower Optimization
Industrial | Ind ¦ VAV Conversion Project | 2027 | SC D | GWh | After Competition Groups | 4.3148 | 0 | 0 | 1182.7287 | 0.0036481 | 18 | Industrial_2027_SC D_GWh_After Competition Groups_18 | VAV Conversion Project | 0.3648% | 0 | 4.3148 | Industrial_2027_SC D_GWh_After Competition Groups_VAV Conversion Project
Industrial | Ind ¦ Process Improvements | 2027 | SC D | GWh | After Competition Groups | 3.5776 | 0 | 0 | 1182.7287 | 0.0030248 | 19 | Industrial_2027_SC D_GWh_After Competition Groups_19 | Process Improvements | 0.3025% | 0 | 3.5776 | Industrial_2027_SC D_GWh_After Competition Groups_Process Improvements
Industrial | Ind ¦ High Efficiency Battery Charger | 2027 | SC D | GWh | After Competition Groups | 2.65 | 0 | 0 | 1182.7287 | 0.0022406 | 20 | Industrial_2027_SC D_GWh_After Competition Groups_20 | High Efficiency Battery Charger | 0.2241% | 0 | 2.65 | Industrial_2027_SC D_GWh_After Competition Groups_High Efficiency Battery Charger
Industrial | Ind ¦ HE Lighting | 2027 | SC D | GWh | After Competition Groups | 2.4817 | 0 | 0 | 1182.7287 | 0.0020983 | 21 | Industrial_2027_SC D_GWh_After Competition Groups_21 | HE Lighting | 0.2098% | 0 | 2.4817 | Industrial_2027_SC D_GWh_After Competition Groups_HE Lighting
Industrial | Ind ¦ Improved Controls - Process Heating | 2027 | SC D | GWh | After Competition Groups | 2.3023 | 0 | 0 | 1182.7287 | 0.0019466 | 22 | Industrial_2027_SC D_GWh_After Competition Groups_22 | Improved Controls - Process Heating | 0.1947% | 0 | 2.3023 | Industrial_2027_SC D_GWh_After Competition Groups_Improved Controls - Process Heating
Industrial | Ind ¦ Refrigeration Compressor VFD | 2027 | SC D | GWh | After Competition Groups | 2.2944 | 0 | 0 | 1182.7287 | 0.00194 | 23 | Industrial_2027_SC D_GWh_After Competition Groups_23 | Refrigeration Compressor VFD | 0.194% | 0 | 2.2944 | Industrial_2027_SC D_GWh_After Competition Groups_Refrigeration Compressor VFD
Industrial | Ind ¦ Pulp and Paper Process Improvements | 2027 | SC D | GWh | After Competition Groups | 1.6675 | 0 | 0 | 1182.7287 | 0.0014099 | 24 | Industrial_2027_SC D_GWh_After Competition Groups_24 | Pulp and Paper Process Improvements | 0.141% | 0 | 1.6675 | Industrial_2027_SC D_GWh_After Competition Groups_Pulp and Paper Process Improvements
Industrial | Ind ¦ Engine Block Heater Timer | 2027 | SC D | GWh | After Competition Groups | 1.457 | 0 | 0 | 1182.7287 | 0.0012319 | 25 | Industrial_2027_SC D_GWh_After Competition Groups_25 | Engine Block Heater Timer | 0.1232% | 0 | 1.457 | Industrial_2027_SC D_GWh_After Competition Groups_Engine Block Heater Timer
Industrial | Ind ¦ Air Compressor Heat Recovery | 2027 | SC D | GWh | After Competition Groups | 0.63761 | 0 | 0 | 1182.7287 | 0.00053911 | 26 | Industrial_2027_SC D_GWh_After Competition Groups_26 | Air Compressor Heat Recovery | 0.05391% | 0 | 0.63761 | Industrial_2027_SC D_GWh_After Competition Groups_Air Compressor Heat Recovery
Industrial | Ind ¦ Dairy Pre-Cooler | 2027 | SC D | GWh | After Competition Groups | 0.50054 | 0 | 0 | 1182.7287 | 0.0004232 | 27 | Industrial_2027_SC D_GWh_After Competition Groups_27 | Dairy Pre-Cooler | 0.04232% | 0 | 0.50054 | Industrial_2027_SC D_GWh_After Competition Groups_Dairy Pre-Cooler
Industrial | Ind ¦ Efficient Irrigation | 2027 | SC D | GWh | After Competition Groups | 0.4772 | 0 | 0 | 1182.7287 | 0.00040347 | 28 | Industrial_2027_SC D_GWh_After Competition Groups_28 | Efficient Irrigation | 0.04035% | 0 | 0.4772 | Industrial_2027_SC D_GWh_After Competition Groups_Efficient Irrigation
Industrial | Ind ¦ Efficient Refrigeration Compressor | 2027 | SC D | GWh | After Competition Groups | 0.47398 | 0 | 0 | 1182.7287 | 0.00040075 | 29 | Industrial_2027_SC D_GWh_After Competition Groups_29 | Efficient Refrigeration Compressor | 0.04008% | 0 | 0.47398 | Industrial_2027_SC D_GWh_After Competition Groups_Efficient Refrigeration Compressor
Industrial | Ind ¦ Free Cooling | 2027 | SC D | GWh | After Competition Groups | 0.1806 | 0 | 0 | 1182.7287 | 0.0001527 | 30 | Industrial_2027_SC D_GWh_After Competition Groups_30 | Free Cooling | 0.01527% | 0 | 0.1806 | Industrial_2027_SC D_GWh_After Competition Groups_Free Cooling
Industrial | Ind ¦ Heat Lamps/Heat Pad | 2027 | SC D | GWh | After Competition Groups | 0.1192 | 0 | 0 | 1182.7287 | 0.00010078 | 31 | Industrial_2027_SC D_GWh_After Competition Groups_31 | Heat Lamps/Heat Pad | 0.01008% | 0 | 0.1192 | Industrial_2027_SC D_GWh_After Competition Groups_Heat Lamps/Heat Pad
Industrial | Ind ¦ Pump System Optimization | 2027 | Technical | GWh | After Competition Groups | 745.971 | 0 | 0 | 5403.8712 | 0.13804 | 1 | Industrial_2027_Technical_GWh_After Competition Groups_1 | Pump System Optimization | 13.8% | 0 | 745.971 | Industrial_2027_Technical_GWh_After Competition Groups_Pump System Optimization
Industrial | Ind ¦ Air Leak Survey and Repair | 2027 | Technical | GWh | After Competition Groups | 612.7876 | 0 | 0 | 5403.8712 | 0.1134 | 2 | Industrial_2027_Technical_GWh_After Competition Groups_2 | Air Leak Survey and Repair | 11.34% | 0 | 612.7876 | Industrial_2027_Technical_GWh_After Competition Groups_Air Leak Survey and Repair
Industrial | Ind ¦ HE Lighting | 2027 | Technical | GWh | After Competition Groups | 601.6966 | 0 | 0 | 5403.8712 | 0.11135 | 3 | Industrial_2027_Technical_GWh_After Competition Groups_3 | HE Lighting | 11.13% | 0 | 601.6966 | Industrial_2027_Technical_GWh_After Competition Groups_HE Lighting
Industrial | Ind ¦ Recommissioning | 2027 | Technical | GWh | After Competition Groups | 435.3736 | 0 | 0 | 5403.8712 | 0.080567 | 4 | Industrial_2027_Technical_GWh_After Competition Groups_4 | Recommissioning | 8.057% | 0 | 435.3736 | Industrial_2027_Technical_GWh_After Competition Groups_Recommissioning
Industrial | Ind ¦ SEM | 2027 | Technical | GWh | After Competition Groups | 435.3736 | 0 | 0 | 5403.8712 | 0.080567 | 5 | Industrial_2027_Technical_GWh_After Competition Groups_5 | SEM | 8.057% | 0 | 435.3736 | Industrial_2027_Technical_GWh_After Competition Groups_SEM
Industrial | Ind ¦ Air Compressor Optimization | 2027 | Technical | GWh | After Competition Groups | 416.4827 | 0 | 0 | 5403.8712 | 0.077071 | 6 | Industrial_2027_Technical_GWh_After Competition Groups_6 | Air Compressor Optimization | 7.707% | 0 | 416.4827 | Industrial_2027_Technical_GWh_After Competition Groups_Air Compressor Optimization
Industrial | Ind ¦ Efficient Compressed Air Nozzles | 2027 | Technical | GWh | After Competition Groups | 406.5413 | 0 | 0 | 5403.8712 | 0.075231 | 7 | Industrial_2027_Technical_GWh_After Competition Groups_7 | Efficient Compressed Air Nozzles | 7.523% | 0 | 406.5413 | Industrial_2027_Technical_GWh_After Competition Groups_Efficient Compressed Air Nozzles
Industrial | Ind ¦ Pump Equipment Upgrade | 2027 | Technical | GWh | After Competition Groups | 341.2967 | 0 | 0 | 5403.8712 | 0.063158 | 8 | Industrial_2027_Technical_GWh_After Competition Groups_8 | Pump Equipment Upgrade | 6.316% | 0 | 341.2967 | Industrial_2027_Technical_GWh_After Competition Groups_Pump Equipment Upgrade
Industrial | Ind ¦ High Efficiency HVAC Fans | 2027 | Technical | GWh | After Competition Groups | 222.7002 | 0 | 0 | 5403.8712 | 0.041211 | 9 | Industrial_2027_Technical_GWh_After Competition Groups_9 | High Efficiency HVAC Fans | 4.121% | 0 | 222.7002 | Industrial_2027_Technical_GWh_After Competition Groups_High Efficiency HVAC Fans
Industrial | Ind ¦ Process Optimization (Elec) | 2027 | Technical | GWh | After Competition Groups | 177.2696 | 0 | 0 | 5403.8712 | 0.032804 | 10 | Industrial_2027_Technical_GWh_After Competition Groups_10 | Process Optimization (Elec) | 3.28% | 0 | 177.2696 | Industrial_2027_Technical_GWh_After Competition Groups_Process Optimization (Elec)
Industrial | Ind ¦ Premium Efficient Motors | 2027 | Technical | GWh | After Competition Groups | 159.8824 | 0 | 0 | 5403.8712 | 0.029587 | 11 | Industrial_2027_Technical_GWh_After Competition Groups_11 | Premium Efficient Motors | 2.959% | 0 | 159.8824 | Industrial_2027_Technical_GWh_After Competition Groups_Premium Efficient Motors
Industrial | Ind ¦ Greenhouse Grow Lights | 2027 | Technical | GWh | After Competition Groups | 151.6899 | 0 | 0 | 5403.8712 | 0.028071 | 12 | Industrial_2027_Technical_GWh_After Competition Groups_12 | Greenhouse Grow Lights | 2.807% | 0 | 151.6899 | Industrial_2027_Technical_GWh_After Competition Groups_Greenhouse Grow Lights
Industrial | Ind ¦ HE HVAC Controls | 2027 | Technical | GWh | After Competition Groups | 79.0826 | 0 | 0 | 5403.8712 | 0.014634 | 13 | Industrial_2027_Technical_GWh_After Competition Groups_13 | HE HVAC Controls | 1.463% | 0 | 79.0826 | Industrial_2027_Technical_GWh_After Competition Groups_HE HVAC Controls
Industrial | Ind ¦ Pulp and Paper Process Improvements | 2027 | Technical | GWh | After Competition Groups | 66.1127 | 0 | 0 | 5403.8712 | 0.012234 | 14 | Industrial_2027_Technical_GWh_After Competition Groups_14 | Pulp and Paper Process Improvements | 1.223% | 0 | 66.1127 | Industrial_2027_Technical_GWh_After Competition Groups_Pulp and Paper Process Improvements
Industrial | Ind ¦ Material Handling Improvements | 2027 | Technical | GWh | After Competition Groups | 65.6479 | 0 | 0 | 5403.8712 | 0.012148 | 15 | Industrial_2027_Technical_GWh_After Competition Groups_15 | Material Handling Improvements | 1.215% | 0 | 65.6479 | Industrial_2027_Technical_GWh_After Competition Groups_Material Handling Improvements
Industrial | Ind ¦ Fan System Optimization | 2027 | Technical | GWh | After Competition Groups | 62.0949 | 0 | 0 | 5403.8712 | 0.011491 | 16 | Industrial_2027_Technical_GWh_After Competition Groups_16 | Fan System Optimization | 1.149% | 0 | 62.0949 | Industrial_2027_Technical_GWh_After Competition Groups_Fan System Optimization
Industrial | Ind ¦ HE HVAC Units | 2027 | Technical | GWh | After Competition Groups | 48.6429 | 0 | 0 | 5403.8712 | 0.0090015 | 17 | Industrial_2027_Technical_GWh_After Competition Groups_17 | HE HVAC Units | 0.9001% | 0 | 48.6429 | Industrial_2027_Technical_GWh_After Competition Groups_HE HVAC Units
Industrial | Ind ¦ Refiner Plate Improvements | 2027 | Technical | GWh | After Competition Groups | 48.6206 | 0 | 0 | 5403.8712 | 0.0089974 | 18 | Industrial_2027_Technical_GWh_After Competition Groups_18 | Refiner Plate Improvements | 0.8997% | 0 | 48.6206 | Industrial_2027_Technical_GWh_After Competition Groups_Refiner Plate Improvements
Industrial | Ind ¦ Process Heat Recovery | 2027 | Technical | GWh | After Competition Groups | 37.5739 | 0 | 0 | 5403.8712 | 0.0069531 | 19 | Industrial_2027_Technical_GWh_After Competition Groups_19 | Process Heat Recovery | 0.6953% | 0 | 37.5739 | Industrial_2027_Technical_GWh_After Competition Groups_Process Heat Recovery
Industrial | Ind ¦ Ventilation Optimization | 2027 | Technical | GWh | After Competition Groups | 31.202 | 0 | 0 | 5403.8712 | 0.005774 | 20 | Industrial_2027_Technical_GWh_After Competition Groups_20 | Ventilation Optimization | 0.5774% | 0 | 31.202 | Industrial_2027_Technical_GWh_After Competition Groups_Ventilation Optimization
Industrial | Ind ¦ VAV Conversion Project | 2027 | Technical | GWh | After Competition Groups | 25.0846 | 0 | 0 | 5403.8712 | 0.004642 | 21 | Industrial_2027_Technical_GWh_After Competition Groups_21 | VAV Conversion Project | 0.4642% | 0 | 25.0846 | Industrial_2027_Technical_GWh_After Competition Groups_VAV Conversion Project
Industrial | Ind ¦ Cold Storage Retrofit | 2027 | Technical | GWh | After Competition Groups | 24.2068 | 0 | 0 | 5403.8712 | 0.0044795 | 22 | Industrial_2027_Technical_GWh_After Competition Groups_22 | Cold Storage Retrofit | 0.448% | 0 | 24.2068 | Industrial_2027_Technical_GWh_After Competition Groups_Cold Storage Retrofit
Industrial | Ind ¦ Synchronous Belts | 2027 | Technical | GWh | After Competition Groups | 21.9367 | 0 | 0 | 5403.8712 | 0.0040594 | 23 | Industrial_2027_Technical_GWh_After Competition Groups_23 | Synchronous Belts | 0.4059% | 0 | 21.9367 | Industrial_2027_Technical_GWh_After Competition Groups_Synchronous Belts
Industrial | Ind ¦ Improved Controls - Process Cooling | 2027 | Technical | GWh | After Competition Groups | 21.1518 | 0 | 0 | 5403.8712 | 0.0039142 | 24 | Industrial_2027_Technical_GWh_After Competition Groups_24 | Improved Controls - Process Cooling | 0.3914% | 0 | 21.1518 | Industrial_2027_Technical_GWh_After Competition Groups_Improved Controls - Process Cooling
Industrial | Ind ¦ High Efficiency Battery Charger | 2027 | Technical | GWh | After Competition Groups | 20.4597 | 0 | 0 | 5403.8712 | 0.0037861 | 25 | Industrial_2027_Technical_GWh_After Competition Groups_25 | High Efficiency Battery Charger | 0.3786% | 0 | 20.4597 | Industrial_2027_Technical_GWh_After Competition Groups_High Efficiency Battery Charger
Industrial | Ind ¦ Process Improvements | 2027 | Technical | GWh | After Competition Groups | 17.7914 | 0 | 0 | 5403.8712 | 0.0032923 | 26 | Industrial_2027_Technical_GWh_After Competition Groups_26 | Process Improvements | 0.3292% | 0 | 17.7914 | Industrial_2027_Technical_GWh_After Competition Groups_Process Improvements
Industrial | Ind ¦ HVLS Fans | 2027 | Technical | GWh | After Competition Groups | 17.3369 | 0 | 0 | 5403.8712 | 0.0032082 | 27 | Industrial_2027_Technical_GWh_After Competition Groups_27 | HVLS Fans | 0.3208% | 0 | 17.3369 | Industrial_2027_Technical_GWh_After Competition Groups_HVLS Fans
Industrial | Ind ¦ Efficient Irrigation | 2027 | Technical | GWh | After Competition Groups | 16.8159 | 0 | 0 | 5403.8712 | 0.0031118 | 28 | Industrial_2027_Technical_GWh_After Competition Groups_28 | Efficient Irrigation | 0.3112% | 0 | 16.8159 | Industrial_2027_Technical_GWh_After Competition Groups_Efficient Irrigation
Industrial | Ind ¦ Chiller Optimization | 2027 | Technical | GWh | After Competition Groups | 11.4805 | 0 | 0 | 5403.8712 | 0.0021245 | 29 | Industrial_2027_Technical_GWh_After Competition Groups_29 | Chiller Optimization | 0.2124% | 0 | 11.4805 | Industrial_2027_Technical_GWh_After Competition Groups_Chiller Optimization
Industrial | Ind ¦ Refrigeration Compressor VFD | 2027 | Technical | GWh | After Competition Groups | 11.2747 | 0 | 0 | 5403.8712 | 0.0020864 | 30 | Industrial_2027_Technical_GWh_After Competition Groups_30 | Refrigeration Compressor VFD | 0.2086% | 0 | 11.2747 | Industrial_2027_Technical_GWh_After Competition Groups_Refrigeration Compressor VFD
Industrial | Ind ¦ Improved Controls - Process Heating | 2027 | Technical | GWh | After Competition Groups | 10.7781 | 0 | 0 | 5403.8712 | 0.0019945 | 31 | Industrial_2027_Technical_GWh_After Competition Groups_31 | Improved Controls - Process Heating | 0.1995% | 0 | 10.7781 | Industrial_2027_Technical_GWh_After Competition Groups_Improved Controls - Process Heating
Industrial | Ind ¦ Efficient Transformer | 2027 | Technical | GWh | After Competition Groups | 10.2298 | 0 | 0 | 5403.8712 | 0.0018931 | 32 | Industrial_2027_Technical_GWh_After Competition Groups_32 | Efficient Transformer | 0.1893% | 0 | 10.2298 | Industrial_2027_Technical_GWh_After Competition Groups_Efficient Transformer
Industrial | Ind ¦ Cooling Tower Optimization | 2027 | Technical | GWh | After Competition Groups | 8.9689 | 0 | 0 | 5403.8712 | 0.0016597 | 33 | Industrial_2027_Technical_GWh_After Competition Groups_33 | Cooling Tower Optimization | 0.166% | 0 | 8.9689 | Industrial_2027_Technical_GWh_After Competition Groups_Cooling Tower Optimization
Industrial | Ind ¦ High Efficiency Welders | 2027 | Technical | GWh | After Competition Groups | 8.235 | 0 | 0 | 5403.8712 | 0.0015239 | 34 | Industrial_2027_Technical_GWh_After Competition Groups_34 | High Efficiency Welders | 0.1524% | 0 | 8.235 | Industrial_2027_Technical_GWh_After Competition Groups_High Efficiency Welders
Industrial | Ind ¦ Engine Block Heater Timer | 2027 | Technical | GWh | After Competition Groups | 6.7942 | 0 | 0 | 5403.8712 | 0.0012573 | 35 | Industrial_2027_Technical_GWh_After Competition Groups_35 | Engine Block Heater Timer | 0.1257% | 0 | 6.7942 | Industrial_2027_Technical_GWh_After Competition Groups_Engine Block Heater Timer
Industrial | Ind ¦ Low Energy Livestock Waterers | 2027 | Technical | GWh | After Competition Groups | 6.217 | 0 | 0 | 5403.8712 | 0.0011505 | 36 | Industrial_2027_Technical_GWh_After Competition Groups_36 | Low Energy Livestock Waterers | 0.115% | 0 | 6.217 | Industrial_2027_Technical_GWh_After Competition Groups_Low Energy Livestock Waterers
Industrial | Ind ¦ Free Cooling | 2027 | Technical | GWh | After Competition Groups | 5.4116 | 0 | 0 | 5403.8712 | 0.0010014 | 37 | Industrial_2027_Technical_GWh_After Competition Groups_37 | Free Cooling | 0.1001% | 0 | 5.4116 | Industrial_2027_Technical_GWh_After Competition Groups_Free Cooling
Industrial | Ind ¦ Dairy Pre-Cooler | 2027 | Technical | GWh | After Competition Groups | 4.6123 | 0 | 0 | 5403.8712 | 0.00085352 | 38 | Industrial_2027_Technical_GWh_After Competition Groups_38 | Dairy Pre-Cooler | 0.08535% | 0 | 4.6123 | Industrial_2027_Technical_GWh_After Competition Groups_Dairy Pre-Cooler
Industrial | Ind ¦ Air Compressor Heat Recovery | 2027 | Technical | GWh | After Competition Groups | 2.9575 | 0 | 0 | 5403.8712 | 0.00054729 | 39 | Industrial_2027_Technical_GWh_After Competition Groups_39 | Air Compressor Heat Recovery | 0.05473% | 0 | 2.9575 | Industrial_2027_Technical_GWh_After Competition Groups_Air Compressor Heat Recovery
Industrial | Ind ¦ Optimize Compressed Air Dryer | 2027 | Technical | GWh | After Competition Groups | 2.1417 | 0 | 0 | 5403.8712 | 0.00039634 | 40 | Industrial_2027_Technical_GWh_After Competition Groups_40 | Optimize Compressed Air Dryer | 0.03963% | 0 | 2.1417 | Industrial_2027_Technical_GWh_After Competition Groups_Optimize Compressed Air Dryer
Industrial | Ind ¦ Heat Lamps/Heat Pad | 2027 | Technical | GWh | After Competition Groups | 1.4426 | 0 | 0 | 5403.8712 | 0.00026695 | 41 | Industrial_2027_Technical_GWh_After Competition Groups_41 | Heat Lamps/Heat Pad | 0.0267% | 0 | 1.4426 | Industrial_2027_Technical_GWh_After Competition Groups_Heat Lamps/Heat Pad
Industrial | Ind ¦ Efficient Refrigeration Compressor | 2027 | Technical | GWh | After Competition Groups | 0.95728 | 0 | 0 | 5403.8712 | 0.00017715 | 42 | Industrial_2027_Technical_GWh_After Competition Groups_42 | Efficient Refrigeration Compressor | 0.01771% | 0 | 0.95728 | Industrial_2027_Technical_GWh_After Competition Groups_Efficient Refrigeration Compressor
Industrial | Ind ¦ Creep Heat Controller | 2027 | Technical | GWh | After Competition Groups | 0.9213 | 0 | 0 | 5403.8712 | 0.00017049 | 43 | Industrial_2027_Technical_GWh_After Competition Groups_43 | Creep Heat Controller | 0.01705% | 0 | 0.9213 | Industrial_2027_Technical_GWh_After Competition Groups_Creep Heat Controller
Industrial | Ind ¦ Dual and Natural Exhaust Ventilation Systems | 2027 | Technical | GWh | After Competition Groups | 0.35739 | 0 | 0 | 5403.8712 | 6.6135e-05 | 44 | Industrial_2027_Technical_GWh_After Competition Groups_44 | Dual and Natural Exhaust Ventilation Systems | 0.006614% | 0 | 0.35739 | Industrial_2027_Technical_GWh_After Competition Groups_Dual and Natural Exhaust Ventilation Systems
Industrial | Ind ¦ Dairy Water Heater | 2027 | Technical | GWh | After Competition Groups | 0.26493 | 0 | 0 | 5403.8712 | 4.9027e-05 | 45 | Industrial_2027_Technical_GWh_After Competition Groups_45 | Dairy Water Heater | 0.004903% | 0 | 0.26493 | Industrial_2027_Technical_GWh_After Competition Groups_Dairy Water Heater
Industrial | Ind ¦ Pump System Optimization | 2028 | Economic | GWh | After Competition Groups | 744.7886 | 0 | 0 | 4672.3529 | 0.1594 | 1 | Industrial_2028_Economic_GWh_After Competition Groups_1 | Pump System Optimization | 15.94% | 0 | 744.7886 | Industrial_2028_Economic_GWh_After Competition Groups_Pump System Optimization
Industrial | Ind ¦ Air Leak Survey and Repair | 2028 | Economic | GWh | After Competition Groups | 612.9278 | 0 | 0 | 4672.3529 | 0.13118 | 2 | Industrial_2028_Economic_GWh_After Competition Groups_2 | Air Leak Survey and Repair | 13.12% | 0 | 612.9278 | Industrial_2028_Economic_GWh_After Competition Groups_Air Leak Survey and Repair
Industrial | Ind ¦ Recommissioning | 2028 | Economic | GWh | After Competition Groups | 434.1619 | 0 | 0 | 4672.3529 | 0.092921 | 3 | Industrial_2028_Economic_GWh_After Competition Groups_3 | Recommissioning | 9.292% | 0 | 434.1619 | Industrial_2028_Economic_GWh_After Competition Groups_Recommissioning
Industrial | Ind ¦ SEM | 2028 | Economic | GWh | After Competition Groups | 434.1619 | 0 | 0 | 4672.3529 | 0.092921 | 4 | Industrial_2028_Economic_GWh_After Competition Groups_4 | SEM | 9.292% | 0 | 434.1619 | Industrial_2028_Economic_GWh_After Competition Groups_SEM
Industrial | Ind ¦ Air Compressor Optimization | 2028 | Economic | GWh | After Competition Groups | 426.9464 | 0 | 0 | 4672.3529 | 0.091377 | 5 | Industrial_2028_Economic_GWh_After Competition Groups_5 | Air Compressor Optimization | 9.138% | 0 | 426.9464 | Industrial_2028_Economic_GWh_After Competition Groups_Air Compressor Optimization
Industrial | Ind ¦ Efficient Compressed Air Nozzles | 2028 | Economic | GWh | After Competition Groups | 417.4687 | 0 | 0 | 4672.3529 | 0.089349 | 6 | Industrial_2028_Economic_GWh_After Competition Groups_6 | Efficient Compressed Air Nozzles | 8.935% | 0 | 417.4687 | Industrial_2028_Economic_GWh_After Competition Groups_Efficient Compressed Air Nozzles
Industrial | Ind ¦ Pump Equipment Upgrade | 2028 | Economic | GWh | After Competition Groups | 349.8613 | 0 | 0 | 4672.3529 | 0.074879 | 7 | Industrial_2028_Economic_GWh_After Competition Groups_7 | Pump Equipment Upgrade | 7.488% | 0 | 349.8613 | Industrial_2028_Economic_GWh_After Competition Groups_Pump Equipment Upgrade
Industrial | Ind ¦ HE Lighting | 2028 | Economic | GWh | After Competition Groups | 247.1406 | 0 | 0 | 4672.3529 | 0.052894 | 8 | Industrial_2028_Economic_GWh_After Competition Groups_8 | HE Lighting | 5.289% | 0 | 247.1406 | Industrial_2028_Economic_GWh_After Competition Groups_HE Lighting
Industrial | Ind ¦ High Efficiency HVAC Fans | 2028 | Economic | GWh | After Competition Groups | 226.328 | 0 | 0 | 4672.3529 | 0.04844 | 9 | Industrial_2028_Economic_GWh_After Competition Groups_9 | High Efficiency HVAC Fans | 4.844% | 0 | 226.328 | Industrial_2028_Economic_GWh_After Competition Groups_High Efficiency HVAC Fans
Industrial | Ind ¦ Process Optimization (Elec) | 2028 | Economic | GWh | After Competition Groups | 176.6056 | 0 | 0 | 4672.3529 | 0.037798 | 10 | Industrial_2028_Economic_GWh_After Competition Groups_10 | Process Optimization (Elec) | 3.78% | 0 | 176.6056 | Industrial_2028_Economic_GWh_After Competition Groups_Process Optimization (Elec)
Industrial | Ind ¦ Greenhouse Grow Lights | 2028 | Economic | GWh | After Competition Groups | 154.3216 | 0 | 0 | 4672.3529 | 0.033029 | 11 | Industrial_2028_Economic_GWh_After Competition Groups_11 | Greenhouse Grow Lights | 3.303% | 0 | 154.3216 | Industrial_2028_Economic_GWh_After Competition Groups_Greenhouse Grow Lights
Industrial | Ind ¦ Material Handling Improvements | 2028 | Economic | GWh | After Competition Groups | 67.384 | 0 | 0 | 4672.3529 | 0.014422 | 12 | Industrial_2028_Economic_GWh_After Competition Groups_12 | Material Handling Improvements | 1.442% | 0 | 67.384 | Industrial_2028_Economic_GWh_After Competition Groups_Material Handling Improvements
Industrial | Ind ¦ Pulp and Paper Process Improvements | 2028 | Economic | GWh | After Competition Groups | 66.2562 | 0 | 0 | 4672.3529 | 0.01418 | 13 | Industrial_2028_Economic_GWh_After Competition Groups_13 | Pulp and Paper Process Improvements | 1.418% | 0 | 66.2562 | Industrial_2028_Economic_GWh_After Competition Groups_Pulp and Paper Process Improvements
Industrial | Ind ¦ Fan System Optimization | 2028 | Economic | GWh | After Competition Groups | 62.99 | 0 | 0 | 4672.3529 | 0.013481 | 14 | Industrial_2028_Economic_GWh_After Competition Groups_14 | Fan System Optimization | 1.348% | 0 | 62.99 | Industrial_2028_Economic_GWh_After Competition Groups_Fan System Optimization
Industrial | Ind ¦ Refiner Plate Improvements | 2028 | Economic | GWh | After Competition Groups | 50.2613 | 0 | 0 | 4672.3529 | 0.010757 | 15 | Industrial_2028_Economic_GWh_After Competition Groups_15 | Refiner Plate Improvements | 1.076% | 0 | 50.2613 | Industrial_2028_Economic_GWh_After Competition Groups_Refiner Plate Improvements
Industrial | Ind ¦ Process Heat Recovery | 2028 | Economic | GWh | After Competition Groups | 37.4981 | 0 | 0 | 4672.3529 | 0.0080255 | 16 | Industrial_2028_Economic_GWh_After Competition Groups_16 | Process Heat Recovery | 0.8026% | 0 | 37.4981 | Industrial_2028_Economic_GWh_After Competition Groups_Process Heat Recovery
Industrial | Ind ¦ VAV Conversion Project | 2028 | Economic | GWh | After Competition Groups | 24.6399 | 0 | 0 | 4672.3529 | 0.0052735 | 17 | Industrial_2028_Economic_GWh_After Competition Groups_17 | VAV Conversion Project | 0.5274% | 0 | 24.6399 | Industrial_2028_Economic_GWh_After Competition Groups_VAV Conversion Project
Industrial | Ind ¦ Improved Controls - Process Cooling | 2028 | Economic | GWh | After Competition Groups | 21.064 | 0 | 0 | 4672.3529 | 0.0045082 | 18 | Industrial_2028_Economic_GWh_After Competition Groups_18 | Improved Controls - Process Cooling | 0.4508% | 0 | 21.064 | Industrial_2028_Economic_GWh_After Competition Groups_Improved Controls - Process Cooling
Industrial | Ind ¦ High Efficiency Battery Charger | 2028 | Economic | GWh | After Competition Groups | 21.0109 | 0 | 0 | 4672.3529 | 0.0044968 | 19 | Industrial_2028_Economic_GWh_After Competition Groups_19 | High Efficiency Battery Charger | 0.4497% | 0 | 21.0109 | Industrial_2028_Economic_GWh_After Competition Groups_High Efficiency Battery Charger
Industrial | Ind ¦ Process Improvements | 2028 | Economic | GWh | After Competition Groups | 17.8214 | 0 | 0 | 4672.3529 | 0.0038142 | 20 | Industrial_2028_Economic_GWh_After Competition Groups_20 | Process Improvements | 0.3814% | 0 | 17.8214 | Industrial_2028_Economic_GWh_After Competition Groups_Process Improvements
Industrial | Ind ¦ Efficient Irrigation | 2028 | Economic | GWh | After Competition Groups | 17.1977 | 0 | 0 | 4672.3529 | 0.0036807 | 21 | Industrial_2028_Economic_GWh_After Competition Groups_21 | Efficient Irrigation | 0.3681% | 0 | 17.1977 | Industrial_2028_Economic_GWh_After Competition Groups_Efficient Irrigation
Industrial | Ind ¦ Ventilation Optimization | 2028 | Economic | GWh | After Competition Groups | 11.6345 | 0 | 0 | 4672.3529 | 0.0024901 | 22 | Industrial_2028_Economic_GWh_After Competition Groups_22 | Ventilation Optimization | 0.249% | 0 | 11.6345 | Industrial_2028_Economic_GWh_After Competition Groups_Ventilation Optimization
Industrial | Ind ¦ Refrigeration Compressor VFD | 2028 | Economic | GWh | After Competition Groups | 11.5595 | 0 | 0 | 4672.3529 | 0.002474 | 23 | Industrial_2028_Economic_GWh_After Competition Groups_23 | Refrigeration Compressor VFD | 0.2474% | 0 | 11.5595 | Industrial_2028_Economic_GWh_After Competition Groups_Refrigeration Compressor VFD
Industrial | Ind ¦ Improved Controls - Process Heating | 2028 | Economic | GWh | After Competition Groups | 10.7695 | 0 | 0 | 4672.3529 | 0.0023049 | 24 | Industrial_2028_Economic_GWh_After Competition Groups_24 | Improved Controls - Process Heating | 0.2305% | 0 | 10.7695 | Industrial_2028_Economic_GWh_After Competition Groups_Improved Controls - Process Heating
Industrial | Ind ¦ Cooling Tower Optimization | 2028 | Economic | GWh | After Competition Groups | 8.9221 | 0 | 0 | 4672.3529 | 0.0019096 | 25 | Industrial_2028_Economic_GWh_After Competition Groups_25 | Cooling Tower Optimization | 0.191% | 0 | 8.9221 | Industrial_2028_Economic_GWh_After Competition Groups_Cooling Tower Optimization
Industrial | Ind ¦ Engine Block Heater Timer | 2028 | Economic | GWh | After Competition Groups | 6.8089 | 0 | 0 | 4672.3529 | 0.0014573 | 26 | Industrial_2028_Economic_GWh_After Competition Groups_26 | Engine Block Heater Timer | 0.1457% | 0 | 6.8089 | Industrial_2028_Economic_GWh_After Competition Groups_Engine Block Heater Timer
Industrial | Ind ¦ Free Cooling | 2028 | Economic | GWh | After Competition Groups | 5.4006 | 0 | 0 | 4672.3529 | 0.0011559 | 27 | Industrial_2028_Economic_GWh_After Competition Groups_27 | Free Cooling | 0.1156% | 0 | 5.4006 | Industrial_2028_Economic_GWh_After Competition Groups_Free Cooling
Industrial | Ind ¦ Air Compressor Heat Recovery | 2028 | Economic | GWh | After Competition Groups | 2.9388 | 0 | 0 | 4672.3529 | 0.00062898 | 28 | Industrial_2028_Economic_GWh_After Competition Groups_28 | Air Compressor Heat Recovery | 0.0629% | 0 | 2.9388 | Industrial_2028_Economic_GWh_After Competition Groups_Air Compressor Heat Recovery
Industrial | Ind ¦ Dairy Pre-Cooler | 2028 | Economic | GWh | After Competition Groups | 2.317 | 0 | 0 | 4672.3529 | 0.00049589 | 29 | Industrial_2028_Economic_GWh_After Competition Groups_29 | Dairy Pre-Cooler | 0.04959% | 0 | 2.317 | Industrial_2028_Economic_GWh_After Competition Groups_Dairy Pre-Cooler
Industrial | Ind ¦ Efficient Refrigeration Compressor | 2028 | Economic | GWh | After Competition Groups | 0.97621 | 0 | 0 | 4672.3529 | 0.00020893 | 30 | Industrial_2028_Economic_GWh_After Competition Groups_30 | Efficient Refrigeration Compressor | 0.02089% | 0 | 0.97621 | Industrial_2028_Economic_GWh_After Competition Groups_Efficient Refrigeration Compressor
Industrial | Ind ¦ Dairy Water Heater | 2028 | Economic | GWh | After Competition Groups | 0.11403 | 0 | 0 | 4672.3529 | 2.4406e-05 | 31 | Industrial_2028_Economic_GWh_After Competition Groups_31 | Dairy Water Heater | 0.002441% | 0 | 0.11403 | Industrial_2028_Economic_GWh_After Competition Groups_Dairy Water Heater
Industrial | Ind ¦ Heat Lamps/Heat Pad | 2028 | Economic | GWh | After Competition Groups | 0.076045 | 0 | 0 | 4672.3529 | 1.6276e-05 | 32 | Industrial_2028_Economic_GWh_After Competition Groups_32 | Heat Lamps/Heat Pad | 0.001628% | 0 | 0.076045 | Industrial_2028_Economic_GWh_After Competition Groups_Heat Lamps/Heat Pad
Industrial | Ind ¦ Air Compressor Optimization | 2028 | SC A | GWh | After Competition Groups | 272.7156 | 1582609.8688 | 1.5826 | 1402.5059 | 0.19445 | 1 | Industrial_2028_SC A_GWh_After Competition Groups_1 | Air Compressor Optimization | 19.44% | 1.5826 | 272.7156 | Industrial_2028_SC A_GWh_After Competition Groups_Air Compressor Optimization
Industrial | Ind ¦ Pump System Optimization | 2028 | SC A | GWh | After Competition Groups | 254.6055 | 6277357.3159 | 6.2774 | 1402.5059 | 0.18154 | 2 | Industrial_2028_SC A_GWh_After Competition Groups_2 | Pump System Optimization | 18.15% | 6.2774 | 254.6055 | Industrial_2028_SC A_GWh_After Competition Groups_Pump System Optimization
Industrial | Ind ¦ Air Leak Survey and Repair | 2028 | SC A | GWh | After Competition Groups | 167.8167 | 453017.2468 | 0.45302 | 1402.5059 | 0.11965 | 3 | Industrial_2028_SC A_GWh_After Competition Groups_3 | Air Leak Survey and Repair | 11.97% | 0.45302 | 167.8167 | Industrial_2028_SC A_GWh_After Competition Groups_Air Leak Survey and Repair
Industrial | Ind ¦ Recommissioning | 2028 | SC A | GWh | After Competition Groups | 118.8034 | 1941473.0966 | 1.9415 | 1402.5059 | 0.084708 | 4 | Industrial_2028_SC A_GWh_After Competition Groups_4 | Recommissioning | 8.471% | 1.9415 | 118.8034 | Industrial_2028_SC A_GWh_After Competition Groups_Recommissioning
Industrial | Ind ¦ SEM | 2028 | SC A | GWh | After Competition Groups | 118.8034 | 1941473.0966 | 1.9415 | 1402.5059 | 0.084708 | 5 | Industrial_2028_SC A_GWh_After Competition Groups_5 | SEM | 8.471% | 1.9415 | 118.8034 | Industrial_2028_SC A_GWh_After Competition Groups_SEM
Industrial | Ind ¦ Pump Equipment Upgrade | 2028 | SC A | GWh | After Competition Groups | 113.3751 | 3430157.1612 | 3.4302 | 1402.5059 | 0.080837 | 6 | Industrial_2028_SC A_GWh_After Competition Groups_6 | Pump Equipment Upgrade | 8.084% | 3.4302 | 113.3751 | Industrial_2028_SC A_GWh_After Competition Groups_Pump Equipment Upgrade
Industrial | Ind ¦ Efficient Compressed Air Nozzles | 2028 | SC A | GWh | After Competition Groups | 88.1309 | 360488.8197 | 0.36049 | 1402.5059 | 0.062838 | 7 | Industrial_2028_SC A_GWh_After Competition Groups_7 | Efficient Compressed Air Nozzles | 6.284% | 0.36049 | 88.1309 | Industrial_2028_SC A_GWh_After Competition Groups_Efficient Compressed Air Nozzles
Industrial | Ind ¦ High Efficiency HVAC Fans | 2028 | SC A | GWh | After Competition Groups | 77.9233 | 1843809.9553 | 1.8438 | 1402.5059 | 0.05556 | 8 | Industrial_2028_SC A_GWh_After Competition Groups_8 | High Efficiency HVAC Fans | 5.556% | 1.8438 | 77.9233 | Industrial_2028_SC A_GWh_After Competition Groups_High Efficiency HVAC Fans
Industrial | Ind ¦ Fan System Optimization | 2028 | SC A | GWh | After Competition Groups | 38.5429 | 897622.3253 | 0.89762 | 1402.5059 | 0.027481 | 9 | Industrial_2028_SC A_GWh_After Competition Groups_9 | Fan System Optimization | 2.748% | 0.89762 | 38.5429 | Industrial_2028_SC A_GWh_After Competition Groups_Fan System Optimization
Industrial | Ind ¦ Greenhouse Grow Lights | 2028 | SC A | GWh | After Competition Groups | 34.1547 | 972201.5426 | 0.9722 | 1402.5059 | 0.024353 | 10 | Industrial_2028_SC A_GWh_After Competition Groups_10 | Greenhouse Grow Lights | 2.435% | 0.9722 | 34.1547 | Industrial_2028_SC A_GWh_After Competition Groups_Greenhouse Grow Lights
Industrial | Ind ¦ Material Handling Improvements | 2028 | SC A | GWh | After Competition Groups | 27.0179 | 147899.896 | 0.1479 | 1402.5059 | 0.019264 | 11 | Industrial_2028_SC A_GWh_After Competition Groups_11 | Material Handling Improvements | 1.926% | 0.1479 | 27.0179 | Industrial_2028_SC A_GWh_After Competition Groups_Material Handling Improvements
Industrial | Ind ¦ Process Optimization (Elec) | 2028 | SC A | GWh | After Competition Groups | 21.2848 | 339962.0937 | 0.33996 | 1402.5059 | 0.015176 | 12 | Industrial_2028_SC A_GWh_After Competition Groups_12 | Process Optimization (Elec) | 1.518% | 0.33996 | 21.2848 | Industrial_2028_SC A_GWh_After Competition Groups_Process Optimization (Elec)
Industrial | Ind ¦ Refiner Plate Improvements | 2028 | SC A | GWh | After Competition Groups | 10.0439 | 142860.5891 | 0.14286 | 1402.5059 | 0.0071614 | 13 | Industrial_2028_SC A_GWh_After Competition Groups_13 | Refiner Plate Improvements | 0.7161% | 0.14286 | 10.0439 | Industrial_2028_SC A_GWh_After Competition Groups_Refiner Plate Improvements
Industrial | Ind ¦ Process Heat Recovery | 2028 | SC A | GWh | After Competition Groups | 9.9742 | 355884.3542 | 0.35588 | 1402.5059 | 0.0071117 | 14 | Industrial_2028_SC A_GWh_After Competition Groups_14 | Process Heat Recovery | 0.7112% | 0.35588 | 9.9742 | Industrial_2028_SC A_GWh_After Competition Groups_Process Heat Recovery
Industrial | Ind ¦ VAV Conversion Project | 2028 | SC A | GWh | After Competition Groups | 7.2193 | 348738.054 | 0.34874 | 1402.5059 | 0.0051474 | 15 | Industrial_2028_SC A_GWh_After Competition Groups_15 | VAV Conversion Project | 0.5147% | 0.34874 | 7.2193 | Industrial_2028_SC A_GWh_After Competition Groups_VAV Conversion Project
Industrial | Ind ¦ Pulp and Paper Process Improvements | 2028 | SC A | GWh | After Competition Groups | 6.3765 | 238953.878 | 0.23895 | 1402.5059 | 0.0045465 | 16 | Industrial_2028_SC A_GWh_After Competition Groups_16 | Pulp and Paper Process Improvements | 0.4546% | 0.23895 | 6.3765 | Industrial_2028_SC A_GWh_After Competition Groups_Pulp and Paper Process Improvements
Industrial | Ind ¦ Improved Controls - Process Cooling | 2028 | SC A | GWh | After Competition Groups | 5.9698 | 187869.386 | 0.18787 | 1402.5059 | 0.0042565 | 17 | Industrial_2028_SC A_GWh_After Competition Groups_17 | Improved Controls - Process Cooling | 0.4257% | 0.18787 | 5.9698 | Industrial_2028_SC A_GWh_After Competition Groups_Improved Controls - Process Cooling
Industrial | Ind ¦ HE Lighting | 2028 | SC A | GWh | After Competition Groups | 5.685 | 364429.9373 | 0.36443 | 1402.5059 | 0.0040535 | 18 | Industrial_2028_SC A_GWh_After Competition Groups_18 | HE Lighting | 0.4053% | 0.36443 | 5.685 | Industrial_2028_SC A_GWh_After Competition Groups_HE Lighting
Industrial | Ind ¦ Process Improvements | 2028 | SC A | GWh | After Competition Groups | 4.5332 | 81008.208 | 0.081008 | 1402.5059 | 0.0032322 | 19 | Industrial_2028_SC A_GWh_After Competition Groups_19 | Process Improvements | 0.3232% | 0.081008 | 4.5332 | Industrial_2028_SC A_GWh_After Competition Groups_Process Improvements
Industrial | Ind ¦ High Efficiency Battery Charger | 2028 | SC A | GWh | After Competition Groups | 4.2462 | 165645.6542 | 0.16565 | 1402.5059 | 0.0030276 | 20 | Industrial_2028_SC A_GWh_After Competition Groups_20 | High Efficiency Battery Charger | 0.3028% | 0.16565 | 4.2462 | Industrial_2028_SC A_GWh_After Competition Groups_High Efficiency Battery Charger
Industrial | Ind ¦ Refrigeration Compressor VFD | 2028 | SC A | GWh | After Competition Groups | 3.2538 | 78704.8716 | 0.078705 | 1402.5059 | 0.00232 | 21 | Industrial_2028_SC A_GWh_After Competition Groups_21 | Refrigeration Compressor VFD | 0.232% | 0.078705 | 3.2538 | Industrial_2028_SC A_GWh_After Competition Groups_Refrigeration Compressor VFD
Industrial | Ind ¦ Ventilation Optimization | 2028 | SC A | GWh | After Competition Groups | 3.1967 | 100029.4704 | 0.10003 | 1402.5059 | 0.0022793 | 22 | Industrial_2028_SC A_GWh_After Competition Groups_22 | Ventilation Optimization | 0.2279% | 0.10003 | 3.1967 | Industrial_2028_SC A_GWh_After Competition Groups_Ventilation Optimization
Industrial | Ind ¦ Improved Controls - Process Heating | 2028 | SC A | GWh | After Competition Groups | 3.0033 | 95441.7444 | 0.095442 | 1402.5059 | 0.0021414 | 23 | Industrial_2028_SC A_GWh_After Competition Groups_23 | Improved Controls - Process Heating | 0.2141% | 0.095442 | 3.0033 | Industrial_2028_SC A_GWh_After Competition Groups_Improved Controls - Process Heating
Industrial | Ind ¦ Engine Block Heater Timer | 2028 | SC A | GWh | After Competition Groups | 1.7833 | 31937.0528 | 0.031937 | 1402.5059 | 0.0012715 | 24 | Industrial_2028_SC A_GWh_After Competition Groups_24 | Engine Block Heater Timer | 0.1271% | 0.031937 | 1.7833 | Industrial_2028_SC A_GWh_After Competition Groups_Engine Block Heater Timer
Industrial | Ind ¦ Dairy Pre-Cooler | 2028 | SC A | GWh | After Competition Groups | 0.91593 | 21843.2378 | 0.021843 | 1402.5059 | 0.00065307 | 25 | Industrial_2028_SC A_GWh_After Competition Groups_25 | Dairy Pre-Cooler | 0.06531% | 0.021843 | 0.91593 | Industrial_2028_SC A_GWh_After Competition Groups_Dairy Pre-Cooler
Industrial | Ind ¦ Efficient Irrigation | 2028 | SC A | GWh | After Competition Groups | 0.87711 | 60124.3056 | 0.060124 | 1402.5059 | 0.00062539 | 26 | Industrial_2028_SC A_GWh_After Competition Groups_26 | Efficient Irrigation | 0.06254% | 0.060124 | 0.87711 | Industrial_2028_SC A_GWh_After Competition Groups_Efficient Irrigation
Industrial | Ind ¦ Air Compressor Heat Recovery | 2028 | SC A | GWh | After Competition Groups | 0.81661 | 29057.4884 | 0.029057 | 1402.5059 | 0.00058225 | 27 | Industrial_2028_SC A_GWh_After Competition Groups_27 | Air Compressor Heat Recovery | 0.05822% | 0.029057 | 0.81661 | Industrial_2028_SC A_GWh_After Competition Groups_Air Compressor Heat Recovery
Industrial | Ind ¦ Cooling Tower Optimization | 2028 | SC A | GWh | After Competition Groups | 0.63492 | 16473.8286 | 0.016474 | 1402.5059 | 0.0004527 | 28 | Industrial_2028_SC A_GWh_After Competition Groups_28 | Cooling Tower Optimization | 0.04527% | 0.016474 | 0.63492 | Industrial_2028_SC A_GWh_After Competition Groups_Cooling Tower Optimization
Industrial | Ind ¦ Efficient Refrigeration Compressor | 2028 | SC A | GWh | After Competition Groups | 0.52007 | 6801.939 | 0.0068019 | 1402.5059 | 0.00037082 | 29 | Industrial_2028_SC A_GWh_After Competition Groups_29 | Efficient Refrigeration Compressor | 0.03708% | 0.0068019 | 0.52007 | Industrial_2028_SC A_GWh_After Competition Groups_Efficient Refrigeration Compressor
Industrial | Ind ¦ Heat Lamps/Heat Pad | 2028 | SC A | GWh | After Competition Groups | 0.21929 | 6184.7661 | 0.0061848 | 1402.5059 | 0.00015636 | 30 | Industrial_2028_SC A_GWh_After Competition Groups_30 | Heat Lamps/Heat Pad | 0.01564% | 0.0061848 | 0.21929 | Industrial_2028_SC A_GWh_After Competition Groups_Heat Lamps/Heat Pad
Industrial | Ind ¦ Dairy Water Heater | 2028 | SC A | GWh | After Competition Groups | 0.052418 | 1295.026 | 0.001295 | 1402.5059 | 3.7374e-05 | 31 | Industrial_2028_SC A_GWh_After Competition Groups_31 | Dairy Water Heater | 0.003737% | 0.001295 | 0.052418 | Industrial_2028_SC A_GWh_After Competition Groups_Dairy Water Heater
Industrial | Ind ¦ Free Cooling | 2028 | SC A | GWh | After Competition Groups | 0.010539 | 369.8813 | 0.00036988 | 1402.5059 | 7.5147e-06 | 32 | Industrial_2028_SC A_GWh_After Competition Groups_32 | Free Cooling | 0.0007515% | 0.00036988 | 0.010539 | Industrial_2028_SC A_GWh_After Competition Groups_Free Cooling
Industrial | Ind ¦ Air Leak Survey and Repair | 2028 | SC B | GWh | After Competition Groups | 397.8987 | 807381.4016 | 0.80738 | 2506.436 | 0.15875 | 1 | Industrial_2028_SC B_GWh_After Competition Groups_1 | Air Leak Survey and Repair | 15.88% | 0.80738 | 397.8987 | Industrial_2028_SC B_GWh_After Competition Groups_Air Leak Survey and Repair
Industrial | Ind ¦ Pump System Optimization | 2028 | SC B | GWh | After Competition Groups | 336.6319 | 24946717.2665 | 24.9467 | 2506.436 | 0.13431 | 2 | Industrial_2028_SC B_GWh_After Competition Groups_2 | Pump System Optimization | 13.43% | 24.9467 | 336.6319 | Industrial_2028_SC B_GWh_After Competition Groups_Pump System Optimization
Industrial | Ind ¦ Recommissioning | 2028 | SC B | GWh | After Competition Groups | 281.6364 | 3458305.0363 | 3.4583 | 2506.436 | 0.11237 | 3 | Industrial_2028_SC B_GWh_After Competition Groups_3 | Recommissioning | 11.24% | 3.4583 | 281.6364 | Industrial_2028_SC B_GWh_After Competition Groups_Recommissioning
Industrial | Ind ¦ SEM | 2028 | SC B | GWh | After Competition Groups | 281.6364 | 3458305.0363 | 3.4583 | 2506.436 | 0.11237 | 4 | Industrial_2028_SC B_GWh_After Competition Groups_4 | SEM | 11.24% | 3.4583 | 281.6364 | Industrial_2028_SC B_GWh_After Competition Groups_SEM
Industrial | Ind ¦ Air Compressor Optimization | 2028 | SC B | GWh | After Competition Groups | 272.7156 | 1582451.6078 | 1.5825 | 2506.436 | 0.10881 | 5 | Industrial_2028_SC B_GWh_After Competition Groups_5 | Air Compressor Optimization | 10.88% | 1.5825 | 272.7156 | Industrial_2028_SC B_GWh_After Competition Groups_Air Compressor Optimization
Industrial | Ind ¦ Efficient Compressed Air Nozzles | 2028 | SC B | GWh | After Competition Groups | 209.9935 | 669136.6045 | 0.66914 | 2506.436 | 0.083782 | 6 | Industrial_2028_SC B_GWh_After Competition Groups_6 | Efficient Compressed Air Nozzles | 8.378% | 0.66914 | 209.9935 | Industrial_2028_SC B_GWh_After Competition Groups_Efficient Compressed Air Nozzles
Industrial | Ind ¦ Pump Equipment Upgrade | 2028 | SC B | GWh | After Competition Groups | 146.0982 | 12929455.3577 | 12.9295 | 2506.436 | 0.058289 | 7 | Industrial_2028_SC B_GWh_After Competition Groups_7 | Pump Equipment Upgrade | 5.829% | 12.9295 | 146.0982 | Industrial_2028_SC B_GWh_After Competition Groups_Pump Equipment Upgrade
Industrial | Ind ¦ High Efficiency HVAC Fans | 2028 | SC B | GWh | After Competition Groups | 138.5245 | 2975890.7508 | 2.9759 | 2506.436 | 0.055268 | 8 | Industrial_2028_SC B_GWh_After Competition Groups_8 | High Efficiency HVAC Fans | 5.527% | 2.9759 | 138.5245 | Industrial_2028_SC B_GWh_After Competition Groups_High Efficiency HVAC Fans
Industrial | Ind ¦ Greenhouse Grow Lights | 2028 | SC B | GWh | After Competition Groups | 81.9295 | 5399850.7986 | 5.3999 | 2506.436 | 0.032688 | 9 | Industrial_2028_SC B_GWh_After Competition Groups_9 | Greenhouse Grow Lights | 3.269% | 5.3999 | 81.9295 | Industrial_2028_SC B_GWh_After Competition Groups_Greenhouse Grow Lights
Industrial | Ind ¦ HE Lighting | 2028 | SC B | GWh | After Competition Groups | 68.4068 | 8441948.8013 | 8.4419 | 2506.436 | 0.027292 | 10 | Industrial_2028_SC B_GWh_After Competition Groups_10 | HE Lighting | 2.729% | 8.4419 | 68.4068 | Industrial_2028_SC B_GWh_After Competition Groups_HE Lighting
Industrial | Ind ¦ Material Handling Improvements | 2028 | SC B | GWh | After Competition Groups | 42.5212 | 228869.6994 | 0.22887 | 2506.436 | 0.016965 | 11 | Industrial_2028_SC B_GWh_After Competition Groups_11 | Material Handling Improvements | 1.696% | 0.22887 | 42.5212 | Industrial_2028_SC B_GWh_After Competition Groups_Material Handling Improvements
Industrial | Ind ¦ Fan System Optimization | 2028 | SC B | GWh | After Competition Groups | 41.1873 | 1801855.9429 | 1.8019 | 2506.436 | 0.016433 | 12 | Industrial_2028_SC B_GWh_After Competition Groups_12 | Fan System Optimization | 1.643% | 1.8019 | 41.1873 | Industrial_2028_SC B_GWh_After Competition Groups_Fan System Optimization
Industrial | Ind ¦ Pulp and Paper Process Improvements | 2028 | SC B | GWh | After Competition Groups | 39.7203 | 2269051.1521 | 2.2691 | 2506.436 | 0.015847 | 13 | Industrial_2028_SC B_GWh_After Competition Groups_13 | Pulp and Paper Process Improvements | 1.585% | 2.2691 | 39.7203 | Industrial_2028_SC B_GWh_After Competition Groups_Pulp and Paper Process Improvements
Industrial | Ind ¦ Refiner Plate Improvements | 2028 | SC B | GWh | After Competition Groups | 24.3026 | 277049.7445 | 0.27705 | 2506.436 | 0.0096961 | 14 | Industrial_2028_SC B_GWh_After Competition Groups_14 | Refiner Plate Improvements | 0.9696% | 0.27705 | 24.3026 | Industrial_2028_SC B_GWh_After Competition Groups_Refiner Plate Improvements
Industrial | Ind ¦ Process Heat Recovery | 2028 | SC B | GWh | After Competition Groups | 23.8591 | 650976.0851 | 0.65098 | 2506.436 | 0.0095191 | 15 | Industrial_2028_SC B_GWh_After Competition Groups_15 | Process Heat Recovery | 0.9519% | 0.65098 | 23.8591 | Industrial_2028_SC B_GWh_After Competition Groups_Process Heat Recovery
Industrial | Ind ¦ Process Optimization (Elec) | 2028 | SC B | GWh | After Competition Groups | 21.2848 | 339928.0975 | 0.33993 | 2506.436 | 0.008492 | 16 | Industrial_2028_SC B_GWh_After Competition Groups_16 | Process Optimization (Elec) | 0.8492% | 0.33993 | 21.2848 | Industrial_2028_SC B_GWh_After Competition Groups_Process Optimization (Elec)
Industrial | Ind ¦ VAV Conversion Project | 2028 | SC B | GWh | After Competition Groups | 17.5485 | 686738.2146 | 0.68674 | 2506.436 | 0.0070014 | 17 | Industrial_2028_SC B_GWh_After Competition Groups_17 | VAV Conversion Project | 0.7001% | 0.68674 | 17.5485 | Industrial_2028_SC B_GWh_After Competition Groups_VAV Conversion Project
Industrial | Ind ¦ Improved Controls - Process Cooling | 2028 | SC B | GWh | After Competition Groups | 14.1873 | 339311.5732 | 0.33931 | 2506.436 | 0.0056603 | 18 | Industrial_2028_SC B_GWh_After Competition Groups_18 | Improved Controls - Process Cooling | 0.566% | 0.33931 | 14.1873 | Industrial_2028_SC B_GWh_After Competition Groups_Improved Controls - Process Cooling
Industrial | Ind ¦ High Efficiency Battery Charger | 2028 | SC B | GWh | After Competition Groups | 12.1171 | 653995.3766 | 0.654 | 2506.436 | 0.0048344 | 19 | Industrial_2028_SC B_GWh_After Competition Groups_19 | High Efficiency Battery Charger | 0.4834% | 0.654 | 12.1171 | Industrial_2028_SC B_GWh_After Competition Groups_High Efficiency Battery Charger
Industrial | Ind ¦ Process Improvements | 2028 | SC B | GWh | After Competition Groups | 11.2777 | 210430.5822 | 0.21043 | 2506.436 | 0.0044995 | 20 | Industrial_2028_SC B_GWh_After Competition Groups_20 | Process Improvements | 0.4499% | 0.21043 | 11.2777 | Industrial_2028_SC B_GWh_After Competition Groups_Process Improvements
Industrial | Ind ¦ Ventilation Optimization | 2028 | SC B | GWh | After Competition Groups | 7.318 | 504125.6794 | 0.50413 | 2506.436 | 0.0029197 | 21 | Industrial_2028_SC B_GWh_After Competition Groups_21 | Ventilation Optimization | 0.292% | 0.50413 | 7.318 | Industrial_2028_SC B_GWh_After Competition Groups_Ventilation Optimization
Industrial | Ind ¦ Improved Controls - Process Heating | 2028 | SC B | GWh | After Competition Groups | 7.058 | 167189.5086 | 0.16719 | 2506.436 | 0.002816 | 22 | Industrial_2028_SC B_GWh_After Competition Groups_22 | Improved Controls - Process Heating | 0.2816% | 0.16719 | 7.058 | Industrial_2028_SC B_GWh_After Competition Groups_Improved Controls - Process Heating
Industrial | Ind ¦ Refrigeration Compressor VFD | 2028 | SC B | GWh | After Competition Groups | 6.9881 | 457735.5022 | 0.45774 | 2506.436 | 0.0027881 | 23 | Industrial_2028_SC B_GWh_After Competition Groups_23 | Refrigeration Compressor VFD | 0.2788% | 0.45774 | 6.9881 | Industrial_2028_SC B_GWh_After Competition Groups_Refrigeration Compressor VFD
Industrial | Ind ¦ Cooling Tower Optimization | 2028 | SC B | GWh | After Competition Groups | 5.8569 | 451798.7086 | 0.4518 | 2506.436 | 0.0023367 | 24 | Industrial_2028_SC B_GWh_After Competition Groups_24 | Cooling Tower Optimization | 0.2337% | 0.4518 | 5.8569 | Industrial_2028_SC B_GWh_After Competition Groups_Cooling Tower Optimization
Industrial | Ind ¦ Engine Block Heater Timer | 2028 | SC B | GWh | After Competition Groups | 4.255 | 58813.6201 | 0.058814 | 2506.436 | 0.0016976 | 25 | Industrial_2028_SC B_GWh_After Competition Groups_25 | Engine Block Heater Timer | 0.1698% | 0.058814 | 4.255 | Industrial_2028_SC B_GWh_After Competition Groups_Engine Block Heater Timer
Industrial | Ind ¦ Free Cooling | 2028 | SC B | GWh | After Competition Groups | 3.8284 | 505328.824 | 0.50533 | 2506.436 | 0.0015274 | 26 | Industrial_2028_SC B_GWh_After Competition Groups_26 | Free Cooling | 0.1527% | 0.50533 | 3.8284 | Industrial_2028_SC B_GWh_After Competition Groups_Free Cooling
Industrial | Ind ¦ Efficient Irrigation | 2028 | SC B | GWh | After Competition Groups | 3.2448 | 592228.7655 | 0.59223 | 2506.436 | 0.0012946 | 27 | Industrial_2028_SC B_GWh_After Competition Groups_27 | Efficient Irrigation | 0.1295% | 0.59223 | 3.2448 | Industrial_2028_SC B_GWh_After Competition Groups_Efficient Irrigation
Industrial | Ind ¦ Air Compressor Heat Recovery | 2028 | SC B | GWh | After Competition Groups | 1.9318 | 51336.3415 | 0.051336 | 2506.436 | 0.00077074 | 28 | Industrial_2028_SC B_GWh_After Competition Groups_28 | Air Compressor Heat Recovery | 0.07707% | 0.051336 | 1.9318 | Industrial_2028_SC B_GWh_After Competition Groups_Air Compressor Heat Recovery
Industrial | Ind ¦ Dairy Pre-Cooler | 2028 | SC B | GWh | After Competition Groups | 1.3394 | 50900.9476 | 0.050901 | 2506.436 | 0.00053438 | 29 | Industrial_2028_SC B_GWh_After Competition Groups_29 | Dairy Pre-Cooler | 0.05344% | 0.050901 | 1.3394 | Industrial_2028_SC B_GWh_After Competition Groups_Dairy Pre-Cooler
Industrial | Ind ¦ Efficient Refrigeration Compressor | 2028 | SC B | GWh | After Competition Groups | 0.73369 | 9769.5846 | 0.0097696 | 2506.436 | 0.00029272 | 30 | Industrial_2028_SC B_GWh_After Competition Groups_30 | Efficient Refrigeration Compressor | 0.02927% | 0.0097696 | 0.73369 | Industrial_2028_SC B_GWh_After Competition Groups_Efficient Refrigeration Compressor
Industrial | Ind ¦ Heat Lamps/Heat Pad | 2028 | SC B | GWh | After Competition Groups | 0.32461 | 17649.6101 | 0.01765 | 2506.436 | 0.00012951 | 31 | Industrial_2028_SC B_GWh_After Competition Groups_31 | Heat Lamps/Heat Pad | 0.01295% | 0.01765 | 0.32461 | Industrial_2028_SC B_GWh_After Competition Groups_Heat Lamps/Heat Pad
Industrial | Ind ¦ Dairy Water Heater | 2028 | SC B | GWh | After Competition Groups | 0.07994 | 3128.4917 | 0.0031285 | 2506.436 | 3.1894e-05 | 32 | Industrial_2028_SC B_GWh_After Competition Groups_32 | Dairy Water Heater | 0.003189% | 0.0031285 | 0.07994 | Industrial_2028_SC B_GWh_After Competition Groups_Dairy Water Heater
Industrial | Ind ¦ Pump System Optimization | 2028 | SC C | GWh | After Competition Groups | 336.6319 | 24949212.1878 | 24.9492 | 1583.677 | 0.21256 | 1 | Industrial_2028_SC C_GWh_After Competition Groups_1 | Pump System Optimization | 21.26% | 24.9492 | 336.6319 | Industrial_2028_SC C_GWh_After Competition Groups_Pump System Optimization
Industrial | Ind ¦ Air Compressor Optimization | 2028 | SC C | GWh | After Competition Groups | 272.7156 | 1582609.8688 | 1.5826 | 1583.677 | 0.1722 | 2 | Industrial_2028_SC C_GWh_After Competition Groups_2 | Air Compressor Optimization | 17.22% | 1.5826 | 272.7156 | Industrial_2028_SC C_GWh_After Competition Groups_Air Compressor Optimization
Industrial | Ind ¦ Air Leak Survey and Repair | 2028 | SC C | GWh | After Competition Groups | 167.8167 | 453017.2468 | 0.45302 | 1583.677 | 0.10597 | 3 | Industrial_2028_SC C_GWh_After Competition Groups_3 | Air Leak Survey and Repair | 10.6% | 0.45302 | 167.8167 | Industrial_2028_SC C_GWh_After Competition Groups_Air Leak Survey and Repair
Industrial | Ind ¦ Pump Equipment Upgrade | 2028 | SC C | GWh | After Competition Groups | 146.0982 | 12930748.4325 | 12.9307 | 1583.677 | 0.092253 | 4 | Industrial_2028_SC C_GWh_After Competition Groups_4 | Pump Equipment Upgrade | 9.225% | 12.9307 | 146.0982 | Industrial_2028_SC C_GWh_After Competition Groups_Pump Equipment Upgrade
Industrial | Ind ¦ Recommissioning | 2028 | SC C | GWh | After Competition Groups | 118.8034 | 1941473.0966 | 1.9415 | 1583.677 | 0.075017 | 5 | Industrial_2028_SC C_GWh_After Competition Groups_5 | Recommissioning | 7.502% | 1.9415 | 118.8034 | Industrial_2028_SC C_GWh_After Competition Groups_Recommissioning
Industrial | Ind ¦ SEM | 2028 | SC C | GWh | After Competition Groups | 118.8034 | 1941473.0966 | 1.9415 | 1583.677 | 0.075017 | 6 | Industrial_2028_SC C_GWh_After Competition Groups_6 | SEM | 7.502% | 1.9415 | 118.8034 | Industrial_2028_SC C_GWh_After Competition Groups_SEM
Industrial | Ind ¦ Efficient Compressed Air Nozzles | 2028 | SC C | GWh | After Competition Groups | 88.1309 | 360488.8197 | 0.36049 | 1583.677 | 0.05565 | 7 | Industrial_2028_SC C_GWh_After Competition Groups_7 | Efficient Compressed Air Nozzles | 5.565% | 0.36049 | 88.1309 | Industrial_2028_SC C_GWh_After Competition Groups_Efficient Compressed Air Nozzles
Industrial | Ind ¦ High Efficiency HVAC Fans | 2028 | SC C | GWh | After Competition Groups | 77.9233 | 1843809.9553 | 1.8438 | 1583.677 | 0.049204 | 8 | Industrial_2028_SC C_GWh_After Competition Groups_8 | High Efficiency HVAC Fans | 4.92% | 1.8438 | 77.9233 | Industrial_2028_SC C_GWh_After Competition Groups_High Efficiency HVAC Fans
Industrial | Ind ¦ Greenhouse Grow Lights | 2028 | SC C | GWh | After Competition Groups | 49.9655 | 3011803.6661 | 3.0118 | 1583.677 | 0.03155 | 9 | Industrial_2028_SC C_GWh_After Competition Groups_9 | Greenhouse Grow Lights | 3.155% | 3.0118 | 49.9655 | Industrial_2028_SC C_GWh_After Competition Groups_Greenhouse Grow Lights
Industrial | Ind ¦ Fan System Optimization | 2028 | SC C | GWh | After Competition Groups | 41.1873 | 1802036.1465 | 1.802 | 1583.677 | 0.026007 | 10 | Industrial_2028_SC C_GWh_After Competition Groups_10 | Fan System Optimization | 2.601% | 1.802 | 41.1873 | Industrial_2028_SC C_GWh_After Competition Groups_Fan System Optimization
Industrial | Ind ¦ HE Lighting | 2028 | SC C | GWh | After Competition Groups | 27.9445 | 3882234.754 | 3.8822 | 1583.677 | 0.017645 | 11 | Industrial_2028_SC C_GWh_After Competition Groups_11 | HE Lighting | 1.765% | 3.8822 | 27.9445 | Industrial_2028_SC C_GWh_After Competition Groups_HE Lighting
Industrial | Ind ¦ Material Handling Improvements | 2028 | SC C | GWh | After Competition Groups | 27.0179 | 147899.896 | 0.1479 | 1583.677 | 0.01706 | 12 | Industrial_2028_SC C_GWh_After Competition Groups_12 | Material Handling Improvements | 1.706% | 0.1479 | 27.0179 | Industrial_2028_SC C_GWh_After Competition Groups_Material Handling Improvements
Industrial | Ind ¦ Process Optimization (Elec) | 2028 | SC C | GWh | After Competition Groups | 21.2848 | 339962.0937 | 0.33996 | 1583.677 | 0.01344 | 13 | Industrial_2028_SC C_GWh_After Competition Groups_13 | Process Optimization (Elec) | 1.344% | 0.33996 | 21.2848 | Industrial_2028_SC C_GWh_After Competition Groups_Process Optimization (Elec)
Industrial | Ind ¦ Pulp and Paper Process Improvements | 2028 | SC C | GWh | After Competition Groups | 16.4598 | 1207366.6581 | 1.2074 | 1583.677 | 0.010393 | 14 | Industrial_2028_SC C_GWh_After Competition Groups_14 | Pulp and Paper Process Improvements | 1.039% | 1.2074 | 16.4598 | Industrial_2028_SC C_GWh_After Competition Groups_Pulp and Paper Process Improvements
Industrial | Ind ¦ Refiner Plate Improvements | 2028 | SC C | GWh | After Competition Groups | 10.0439 | 142860.5891 | 0.14286 | 1583.677 | 0.0063421 | 15 | Industrial_2028_SC C_GWh_After Competition Groups_15 | Refiner Plate Improvements | 0.6342% | 0.14286 | 10.0439 | Industrial_2028_SC C_GWh_After Competition Groups_Refiner Plate Improvements
Industrial | Ind ¦ Process Heat Recovery | 2028 | SC C | GWh | After Competition Groups | 9.9742 | 355884.3542 | 0.35588 | 1583.677 | 0.0062981 | 16 | Industrial_2028_SC C_GWh_After Competition Groups_16 | Process Heat Recovery | 0.6298% | 0.35588 | 9.9742 | Industrial_2028_SC C_GWh_After Competition Groups_Process Heat Recovery
Industrial | Ind ¦ VAV Conversion Project | 2028 | SC C | GWh | After Competition Groups | 7.3888 | 384020.3984 | 0.38402 | 1583.677 | 0.0046656 | 17 | Industrial_2028_SC C_GWh_After Competition Groups_17 | VAV Conversion Project | 0.4666% | 0.38402 | 7.3888 | Industrial_2028_SC C_GWh_After Competition Groups_VAV Conversion Project
Industrial | Ind ¦ Ventilation Optimization | 2028 | SC C | GWh | After Competition Groups | 7.318 | 504176.097 | 0.50418 | 1583.677 | 0.0046209 | 18 | Industrial_2028_SC C_GWh_After Competition Groups_18 | Ventilation Optimization | 0.4621% | 0.50418 | 7.318 | Industrial_2028_SC C_GWh_After Competition Groups_Ventilation Optimization
Industrial | Ind ¦ High Efficiency Battery Charger | 2028 | SC C | GWh | After Competition Groups | 6.4567 | 395965.3454 | 0.39597 | 1583.677 | 0.004077 | 19 | Industrial_2028_SC C_GWh_After Competition Groups_19 | High Efficiency Battery Charger | 0.4077% | 0.39597 | 6.4567 | Industrial_2028_SC C_GWh_After Competition Groups_High Efficiency Battery Charger
Industrial | Ind ¦ Improved Controls - Process Cooling | 2028 | SC C | GWh | After Competition Groups | 5.9806 | 189929.4019 | 0.18993 | 1583.677 | 0.0037764 | 20 | Industrial_2028_SC C_GWh_After Competition Groups_20 | Improved Controls - Process Cooling | 0.3776% | 0.18993 | 5.9806 | Industrial_2028_SC C_GWh_After Competition Groups_Improved Controls - Process Cooling
Industrial | Ind ¦ Cooling Tower Optimization | 2028 | SC C | GWh | After Competition Groups | 5.8569 | 451843.8929 | 0.45184 | 1583.677 | 0.0036983 | 21 | Industrial_2028_SC C_GWh_After Competition Groups_21 | Cooling Tower Optimization | 0.3698% | 0.45184 | 5.8569 | Industrial_2028_SC C_GWh_After Competition Groups_Cooling Tower Optimization
Industrial | Ind ¦ Process Improvements | 2028 | SC C | GWh | After Competition Groups | 4.7561 | 118137.4098 | 0.11814 | 1583.677 | 0.0030032 | 22 | Industrial_2028_SC C_GWh_After Competition Groups_22 | Process Improvements | 0.3003% | 0.11814 | 4.7561 | Industrial_2028_SC C_GWh_After Competition Groups_Process Improvements
Industrial | Ind ¦ Refrigeration Compressor VFD | 2028 | SC C | GWh | After Competition Groups | 4.6422 | 252422.0293 | 0.25242 | 1583.677 | 0.0029313 | 23 | Industrial_2028_SC C_GWh_After Competition Groups_23 | Refrigeration Compressor VFD | 0.2931% | 0.25242 | 4.6422 | Industrial_2028_SC C_GWh_After Competition Groups_Refrigeration Compressor VFD
Industrial | Ind ¦ Improved Controls - Process Heating | 2028 | SC C | GWh | After Competition Groups | 3.0087 | 96487.4073 | 0.096487 | 1583.677 | 0.0018998 | 24 | Industrial_2028_SC C_GWh_After Competition Groups_24 | Improved Controls - Process Heating | 0.19% | 0.096487 | 3.0087 | Industrial_2028_SC C_GWh_After Competition Groups_Improved Controls - Process Heating
Industrial | Ind ¦ Engine Block Heater Timer | 2028 | SC C | GWh | After Competition Groups | 1.7871 | 32606.1411 | 0.032606 | 1583.677 | 0.0011284 | 25 | Industrial_2028_SC C_GWh_After Competition Groups_25 | Engine Block Heater Timer | 0.1128% | 0.032606 | 1.7871 | Industrial_2028_SC C_GWh_After Competition Groups_Engine Block Heater Timer
Industrial | Ind ¦ Free Cooling | 2028 | SC C | GWh | After Competition Groups | 1.6486 | 300972.1183 | 0.30097 | 1583.677 | 0.001041 | 26 | Industrial_2028_SC C_GWh_After Competition Groups_26 | Free Cooling | 0.1041% | 0.30097 | 1.6486 | Industrial_2028_SC C_GWh_After Competition Groups_Free Cooling
Industrial | Ind ¦ Efficient Irrigation | 2028 | SC C | GWh | After Competition Groups | 1.2892 | 233864.0738 | 0.23386 | 1583.677 | 0.00081406 | 27 | Industrial_2028_SC C_GWh_After Competition Groups_27 | Efficient Irrigation | 0.08141% | 0.23386 | 1.2892 | Industrial_2028_SC C_GWh_After Competition Groups_Efficient Irrigation
Industrial | Ind ¦ Dairy Pre-Cooler | 2028 | SC C | GWh | After Competition Groups | 1.079 | 42097.5558 | 0.042098 | 1583.677 | 0.00068135 | 28 | Industrial_2028_SC C_GWh_After Competition Groups_28 | Dairy Pre-Cooler | 0.06813% | 0.042098 | 1.079 | Industrial_2028_SC C_GWh_After Competition Groups_Dairy Pre-Cooler
Industrial | Ind ¦ Air Compressor Heat Recovery | 2028 | SC C | GWh | After Competition Groups | 0.81661 | 29057.4884 | 0.029057 | 1583.677 | 0.00051564 | 29 | Industrial_2028_SC C_GWh_After Competition Groups_29 | Air Compressor Heat Recovery | 0.05156% | 0.029057 | 0.81661 | Industrial_2028_SC C_GWh_After Competition Groups_Air Compressor Heat Recovery
Industrial | Ind ¦ Efficient Refrigeration Compressor | 2028 | SC C | GWh | After Competition Groups | 0.52007 | 6801.939 | 0.0068019 | 1583.677 | 0.0003284 | 30 | Industrial_2028_SC C_GWh_After Competition Groups_30 | Efficient Refrigeration Compressor | 0.03284% | 0.0068019 | 0.52007 | Industrial_2028_SC C_GWh_After Competition Groups_Efficient Refrigeration Compressor
Industrial | Ind ¦ Heat Lamps/Heat Pad | 2028 | SC C | GWh | After Competition Groups | 0.25504 | 14894.5592 | 0.014895 | 1583.677 | 0.00016104 | 31 | Industrial_2028_SC C_GWh_After Competition Groups_31 | Heat Lamps/Heat Pad | 0.0161% | 0.014895 | 0.25504 | Industrial_2028_SC C_GWh_After Competition Groups_Heat Lamps/Heat Pad
Industrial | Ind ¦ Dairy Water Heater | 2028 | SC C | GWh | After Competition Groups | 0.072339 | 2943.2301 | 0.0029432 | 1583.677 | 4.5678e-05 | 32 | Industrial_2028_SC C_GWh_After Competition Groups_32 | Dairy Water Heater | 0.004568% | 0.0029432 | 0.072339 | Industrial_2028_SC C_GWh_After Competition Groups_Dairy Water Heater
Industrial | Ind ¦ Air Compressor Optimization | 2028 | SC D | GWh | After Competition Groups | 272.7156 | 0 | 0 | 1340.9011 | 0.20338 | 1 | Industrial_2028_SC D_GWh_After Competition Groups_1 | Air Compressor Optimization | 20.34% | 0 | 272.7156 | Industrial_2028_SC D_GWh_After Competition Groups_Air Compressor Optimization
Industrial | Ind ¦ Pump System Optimization | 2028 | SC D | GWh | After Competition Groups | 224.4292 | 0 | 0 | 1340.9011 | 0.16737 | 2 | Industrial_2028_SC D_GWh_After Competition Groups_2 | Pump System Optimization | 16.74% | 0 | 224.4292 | Industrial_2028_SC D_GWh_After Competition Groups_Pump System Optimization
Industrial | Ind ¦ Air Leak Survey and Repair | 2028 | SC D | GWh | After Competition Groups | 167.5036 | 0 | 0 | 1340.9011 | 0.12492 | 3 | Industrial_2028_SC D_GWh_After Competition Groups_3 | Air Leak Survey and Repair | 12.49% | 0 | 167.5036 | Industrial_2028_SC D_GWh_After Competition Groups_Air Leak Survey and Repair
Industrial | Ind ¦ SEM | 2028 | SC D | GWh | After Competition Groups | 118.8034 | 0 | 0 | 1340.9011 | 0.0886 | 4 | Industrial_2028_SC D_GWh_After Competition Groups_4 | SEM | 8.86% | 0 | 118.8034 | Industrial_2028_SC D_GWh_After Competition Groups_SEM
Industrial | Ind ¦ Recommissioning | 2028 | SC D | GWh | After Competition Groups | 114.5782 | 0 | 0 | 1340.9011 | 0.085449 | 5 | Industrial_2028_SC D_GWh_After Competition Groups_5 | Recommissioning | 8.545% | 0 | 114.5782 | Industrial_2028_SC D_GWh_After Competition Groups_Recommissioning
Industrial | Ind ¦ Pump Equipment Upgrade | 2028 | SC D | GWh | After Competition Groups | 99.8109 | 0 | 0 | 1340.9011 | 0.074436 | 6 | Industrial_2028_SC D_GWh_After Competition Groups_6 | Pump Equipment Upgrade | 7.444% | 0 | 99.8109 | Industrial_2028_SC D_GWh_After Competition Groups_Pump Equipment Upgrade
Industrial | Ind ¦ Efficient Compressed Air Nozzles | 2028 | SC D | GWh | After Competition Groups | 88.1309 | 0 | 0 | 1340.9011 | 0.065725 | 7 | Industrial_2028_SC D_GWh_After Competition Groups_7 | Efficient Compressed Air Nozzles | 6.573% | 0 | 88.1309 | Industrial_2028_SC D_GWh_After Competition Groups_Efficient Compressed Air Nozzles
Industrial | Ind ¦ High Efficiency HVAC Fans | 2028 | SC D | GWh | After Competition Groups | 73.9734 | 0 | 0 | 1340.9011 | 0.055167 | 8 | Industrial_2028_SC D_GWh_After Competition Groups_8 | High Efficiency HVAC Fans | 5.517% | 0 | 73.9734 | Industrial_2028_SC D_GWh_After Competition Groups_High Efficiency HVAC Fans
Industrial | Ind ¦ Fan System Optimization | 2028 | SC D | GWh | After Competition Groups | 41.1873 | 0 | 0 | 1340.9011 | 0.030716 | 9 | Industrial_2028_SC D_GWh_After Competition Groups_9 | Fan System Optimization | 3.072% | 0 | 41.1873 | Industrial_2028_SC D_GWh_After Competition Groups_Fan System Optimization
Industrial | Ind ¦ Greenhouse Grow Lights | 2028 | SC D | GWh | After Competition Groups | 29.2403 | 0 | 0 | 1340.9011 | 0.021806 | 10 | Industrial_2028_SC D_GWh_After Competition Groups_10 | Greenhouse Grow Lights | 2.181% | 0 | 29.2403 | Industrial_2028_SC D_GWh_After Competition Groups_Greenhouse Grow Lights
Industrial | Ind ¦ Material Handling Improvements | 2028 | SC D | GWh | After Competition Groups | 27.0179 | 0 | 0 | 1340.9011 | 0.020149 | 11 | Industrial_2028_SC D_GWh_After Competition Groups_11 | Material Handling Improvements | 2.015% | 0 | 27.0179 | Industrial_2028_SC D_GWh_After Competition Groups_Material Handling Improvements
Industrial | Ind ¦ Process Optimization (Elec) | 2028 | SC D | GWh | After Competition Groups | 21.2848 | 0 | 0 | 1340.9011 | 0.015873 | 12 | Industrial_2028_SC D_GWh_After Competition Groups_12 | Process Optimization (Elec) | 1.587% | 0 | 21.2848 | Industrial_2028_SC D_GWh_After Competition Groups_Process Optimization (Elec)
Industrial | Ind ¦ Refiner Plate Improvements | 2028 | SC D | GWh | After Competition Groups | 10.0439 | 0 | 0 | 1340.9011 | 0.0074904 | 13 | Industrial_2028_SC D_GWh_After Competition Groups_13 | Refiner Plate Improvements | 0.749% | 0 | 10.0439 | Industrial_2028_SC D_GWh_After Competition Groups_Refiner Plate Improvements
Industrial | Ind ¦ Process Heat Recovery | 2028 | SC D | GWh | After Competition Groups | 7.4791 | 0 | 0 | 1340.9011 | 0.0055776 | 14 | Industrial_2028_SC D_GWh_After Competition Groups_14 | Process Heat Recovery | 0.5578% | 0 | 7.4791 | Industrial_2028_SC D_GWh_After Competition Groups_Process Heat Recovery
Industrial | Ind ¦ Ventilation Optimization | 2028 | SC D | GWh | After Competition Groups | 6.4572 | 0 | 0 | 1340.9011 | 0.0048156 | 15 | Industrial_2028_SC D_GWh_After Competition Groups_15 | Ventilation Optimization | 0.4816% | 0 | 6.4572 | Industrial_2028_SC D_GWh_After Competition Groups_Ventilation Optimization
Industrial | Ind ¦ Improved Controls - Process Cooling | 2028 | SC D | GWh | After Competition Groups | 5.9806 | 0 | 0 | 1340.9011 | 0.0044601 | 16 | Industrial_2028_SC D_GWh_After Competition Groups_16 | Improved Controls - Process Cooling | 0.446% | 0 | 5.9806 | Industrial_2028_SC D_GWh_After Competition Groups_Improved Controls - Process Cooling
Industrial | Ind ¦ Cooling Tower Optimization | 2028 | SC D | GWh | After Competition Groups | 5.395 | 0 | 0 | 1340.9011 | 0.0040234 | 17 | Industrial_2028_SC D_GWh_After Competition Groups_17 | Cooling Tower Optimization | 0.4023% | 0 | 5.395 | Industrial_2028_SC D_GWh_After Competition Groups_Cooling Tower Optimization
Industrial | Ind ¦ VAV Conversion Project | 2028 | SC D | GWh | After Competition Groups | 4.9854 | 0 | 0 | 1340.9011 | 0.0037179 | 18 | Industrial_2028_SC D_GWh_After Competition Groups_18 | VAV Conversion Project | 0.3718% | 0 | 4.9854 | Industrial_2028_SC D_GWh_After Competition Groups_VAV Conversion Project
Industrial | Ind ¦ Process Improvements | 2028 | SC D | GWh | After Competition Groups | 4.1463 | 0 | 0 | 1340.9011 | 0.0030922 | 19 | Industrial_2028_SC D_GWh_After Competition Groups_19 | Process Improvements | 0.3092% | 0 | 4.1463 | Industrial_2028_SC D_GWh_After Competition Groups_Process Improvements
Industrial | Ind ¦ HE Lighting | 2028 | SC D | GWh | After Competition Groups | 3.1827 | 0 | 0 | 1340.9011 | 0.0023735 | 20 | Industrial_2028_SC D_GWh_After Competition Groups_20 | HE Lighting | 0.2374% | 0 | 3.1827 | Industrial_2028_SC D_GWh_After Competition Groups_HE Lighting
Industrial | Ind ¦ High Efficiency Battery Charger | 2028 | SC D | GWh | After Competition Groups | 3.0209 | 0 | 0 | 1340.9011 | 0.0022529 | 21 | Industrial_2028_SC D_GWh_After Competition Groups_21 | High Efficiency Battery Charger | 0.2253% | 0 | 3.0209 | Industrial_2028_SC D_GWh_After Competition Groups_High Efficiency Battery Charger
Industrial | Ind ¦ Improved Controls - Process Heating | 2028 | SC D | GWh | After Competition Groups | 2.6764 | 0 | 0 | 1340.9011 | 0.001996 | 22 | Industrial_2028_SC D_GWh_After Competition Groups_22 | Improved Controls - Process Heating | 0.1996% | 0 | 2.6764 | Industrial_2028_SC D_GWh_After Competition Groups_Improved Controls - Process Heating
Industrial | Ind ¦ Refrigeration Compressor VFD | 2028 | SC D | GWh | After Competition Groups | 2.5017 | 0 | 0 | 1340.9011 | 0.0018657 | 23 | Industrial_2028_SC D_GWh_After Competition Groups_23 | Refrigeration Compressor VFD | 0.1866% | 0 | 2.5017 | Industrial_2028_SC D_GWh_After Competition Groups_Refrigeration Compressor VFD
Industrial | Ind ¦ Pulp and Paper Process Improvements | 2028 | SC D | GWh | After Competition Groups | 1.8767 | 0 | 0 | 1340.9011 | 0.0013995 | 24 | Industrial_2028_SC D_GWh_After Competition Groups_24 | Pulp and Paper Process Improvements | 0.14% | 0 | 1.8767 | Industrial_2028_SC D_GWh_After Competition Groups_Pulp and Paper Process Improvements
Industrial | Ind ¦ Engine Block Heater Timer | 2028 | SC D | GWh | After Competition Groups | 1.6903 | 0 | 0 | 1340.9011 | 0.0012605 | 25 | Industrial_2028_SC D_GWh_After Competition Groups_25 | Engine Block Heater Timer | 0.1261% | 0 | 1.6903 | Industrial_2028_SC D_GWh_After Competition Groups_Engine Block Heater Timer
Industrial | Ind ¦ Air Compressor Heat Recovery | 2028 | SC D | GWh | After Competition Groups | 0.73881 | 0 | 0 | 1340.9011 | 0.00055098 | 26 | Industrial_2028_SC D_GWh_After Competition Groups_26 | Air Compressor Heat Recovery | 0.0551% | 0 | 0.73881 | Industrial_2028_SC D_GWh_After Competition Groups_Air Compressor Heat Recovery
Industrial | Ind ¦ Efficient Irrigation | 2028 | SC D | GWh | After Competition Groups | 0.61889 | 0 | 0 | 1340.9011 | 0.00046155 | 27 | Industrial_2028_SC D_GWh_After Competition Groups_27 | Efficient Irrigation | 0.04616% | 0 | 0.61889 | Industrial_2028_SC D_GWh_After Competition Groups_Efficient Irrigation
Industrial | Ind ¦ Dairy Pre-Cooler | 2028 | SC D | GWh | After Competition Groups | 0.5613 | 0 | 0 | 1340.9011 | 0.0004186 | 28 | Industrial_2028_SC D_GWh_After Competition Groups_28 | Dairy Pre-Cooler | 0.04186% | 0 | 0.5613 | Industrial_2028_SC D_GWh_After Competition Groups_Dairy Pre-Cooler
Industrial | Ind ¦ Efficient Refrigeration Compressor | 2028 | SC D | GWh | After Competition Groups | 0.51479 | 0 | 0 | 1340.9011 | 0.00038391 | 29 | Industrial_2028_SC D_GWh_After Competition Groups_29 | Efficient Refrigeration Compressor | 0.03839% | 0 | 0.51479 | Industrial_2028_SC D_GWh_After Competition Groups_Efficient Refrigeration Compressor
Industrial | Ind ¦ Free Cooling | 2028 | SC D | GWh | After Competition Groups | 0.20392 | 0 | 0 | 1340.9011 | 0.00015208 | 30 | Industrial_2028_SC D_GWh_After Competition Groups_30 | Free Cooling | 0.01521% | 0 | 0.20392 | Industrial_2028_SC D_GWh_After Competition Groups_Free Cooling
Industrial | Ind ¦ Heat Lamps/Heat Pad | 2028 | SC D | GWh | After Competition Groups | 0.15207 | 0 | 0 | 1340.9011 | 0.00011341 | 31 | Industrial_2028_SC D_GWh_After Competition Groups_31 | Heat Lamps/Heat Pad | 0.01134% | 0 | 0.15207 | Industrial_2028_SC D_GWh_After Competition Groups_Heat Lamps/Heat Pad
Industrial | Ind ¦ Pump System Optimization | 2028 | Technical | GWh | After Competition Groups | 769.2709 | 0 | 0 | 5485.412 | 0.14024 | 1 | Industrial_2028_Technical_GWh_After Competition Groups_1 | Pump System Optimization | 14.02% | 0 | 769.2709 | Industrial_2028_Technical_GWh_After Competition Groups_Pump System Optimization
Industrial | Ind ¦ HE Lighting | 2028 | Technical | GWh | After Competition Groups | 616.9396 | 0 | 0 | 5485.412 | 0.11247 | 2 | Industrial_2028_Technical_GWh_After Competition Groups_2 | HE Lighting | 11.25% | 0 | 616.9396 | Industrial_2028_Technical_GWh_After Competition Groups_HE Lighting
Industrial | Ind ¦ Air Leak Survey and Repair | 2028 | Technical | GWh | After Competition Groups | 612.9278 | 0 | 0 | 5485.412 | 0.11174 | 3 | Industrial_2028_Technical_GWh_After Competition Groups_3 | Air Leak Survey and Repair | 11.17% | 0 | 612.9278 | Industrial_2028_Technical_GWh_After Competition Groups_Air Leak Survey and Repair
Industrial | Ind ¦ Recommissioning | 2028 | Technical | GWh | After Competition Groups | 434.1619 | 0 | 0 | 5485.412 | 0.079148 | 4 | Industrial_2028_Technical_GWh_After Competition Groups_4 | Recommissioning | 7.915% | 0 | 434.1619 | Industrial_2028_Technical_GWh_After Competition Groups_Recommissioning
Industrial | Ind ¦ SEM | 2028 | Technical | GWh | After Competition Groups | 434.1619 | 0 | 0 | 5485.412 | 0.079148 | 5 | Industrial_2028_Technical_GWh_After Competition Groups_5 | SEM | 7.915% | 0 | 434.1619 | Industrial_2028_Technical_GWh_After Competition Groups_SEM
Industrial | Ind ¦ Air Compressor Optimization | 2028 | Technical | GWh | After Competition Groups | 426.9464 | 0 | 0 | 5485.412 | 0.077833 | 6 | Industrial_2028_Technical_GWh_After Competition Groups_6 | Air Compressor Optimization | 7.783% | 0 | 426.9464 | Industrial_2028_Technical_GWh_After Competition Groups_Air Compressor Optimization
Industrial | Ind ¦ Efficient Compressed Air Nozzles | 2028 | Technical | GWh | After Competition Groups | 417.4687 | 0 | 0 | 5485.412 | 0.076105 | 7 | Industrial_2028_Technical_GWh_After Competition Groups_7 | Efficient Compressed Air Nozzles | 7.611% | 0 | 417.4687 | Industrial_2028_Technical_GWh_After Competition Groups_Efficient Compressed Air Nozzles
Industrial | Ind ¦ Pump Equipment Upgrade | 2028 | Technical | GWh | After Competition Groups | 349.8613 | 0 | 0 | 5485.412 | 0.06378 | 8 | Industrial_2028_Technical_GWh_After Competition Groups_8 | Pump Equipment Upgrade | 6.378% | 0 | 349.8613 | Industrial_2028_Technical_GWh_After Competition Groups_Pump Equipment Upgrade
Industrial | Ind ¦ High Efficiency HVAC Fans | 2028 | Technical | GWh | After Competition Groups | 226.328 | 0 | 0 | 5485.412 | 0.04126 | 9 | Industrial_2028_Technical_GWh_After Competition Groups_9 | High Efficiency HVAC Fans | 4.126% | 0 | 226.328 | Industrial_2028_Technical_GWh_After Competition Groups_High Efficiency HVAC Fans
Industrial | Ind ¦ Process Optimization (Elec) | 2028 | Technical | GWh | After Competition Groups | 176.6056 | 0 | 0 | 5485.412 | 0.032196 | 10 | Industrial_2028_Technical_GWh_After Competition Groups_10 | Process Optimization (Elec) | 3.22% | 0 | 176.6056 | Industrial_2028_Technical_GWh_After Competition Groups_Process Optimization (Elec)
Industrial | Ind ¦ Premium Efficient Motors | 2028 | Technical | GWh | After Competition Groups | 162.4676 | 0 | 0 | 5485.412 | 0.029618 | 11 | Industrial_2028_Technical_GWh_After Competition Groups_11 | Premium Efficient Motors | 2.962% | 0 | 162.4676 | Industrial_2028_Technical_GWh_After Competition Groups_Premium Efficient Motors
Industrial | Ind ¦ Greenhouse Grow Lights | 2028 | Technical | GWh | After Competition Groups | 154.3216 | 0 | 0 | 5485.412 | 0.028133 | 12 | Industrial_2028_Technical_GWh_After Competition Groups_12 | Greenhouse Grow Lights | 2.813% | 0 | 154.3216 | Industrial_2028_Technical_GWh_After Competition Groups_Greenhouse Grow Lights
Industrial | Ind ¦ HE HVAC Controls | 2028 | Technical | GWh | After Competition Groups | 78.8604 | 0 | 0 | 5485.412 | 0.014376 | 13 | Industrial_2028_Technical_GWh_After Competition Groups_13 | HE HVAC Controls | 1.438% | 0 | 78.8604 | Industrial_2028_Technical_GWh_After Competition Groups_HE HVAC Controls
Industrial | Ind ¦ Material Handling Improvements | 2028 | Technical | GWh | After Competition Groups | 67.384 | 0 | 0 | 5485.412 | 0.012284 | 14 | Industrial_2028_Technical_GWh_After Competition Groups_14 | Material Handling Improvements | 1.228% | 0 | 67.384 | Industrial_2028_Technical_GWh_After Competition Groups_Material Handling Improvements
Industrial | Ind ¦ Pulp and Paper Process Improvements | 2028 | Technical | GWh | After Competition Groups | 66.2562 | 0 | 0 | 5485.412 | 0.012079 | 15 | Industrial_2028_Technical_GWh_After Competition Groups_15 | Pulp and Paper Process Improvements | 1.208% | 0 | 66.2562 | Industrial_2028_Technical_GWh_After Competition Groups_Pulp and Paper Process Improvements
Industrial | Ind ¦ Fan System Optimization | 2028 | Technical | GWh | After Competition Groups | 62.99 | 0 | 0 | 5485.412 | 0.011483 | 16 | Industrial_2028_Technical_GWh_After Competition Groups_16 | Fan System Optimization | 1.148% | 0 | 62.99 | Industrial_2028_Technical_GWh_After Competition Groups_Fan System Optimization
Industrial | Ind ¦ Refiner Plate Improvements | 2028 | Technical | GWh | After Competition Groups | 50.2613 | 0 | 0 | 5485.412 | 0.0091627 | 17 | Industrial_2028_Technical_GWh_After Competition Groups_17 | Refiner Plate Improvements | 0.9163% | 0 | 50.2613 | Industrial_2028_Technical_GWh_After Competition Groups_Refiner Plate Improvements
Industrial | Ind ¦ HE HVAC Units | 2028 | Technical | GWh | After Competition Groups | 49.3476 | 0 | 0 | 5485.412 | 0.0089961 | 18 | Industrial_2028_Technical_GWh_After Competition Groups_18 | HE HVAC Units | 0.8996% | 0 | 49.3476 | Industrial_2028_Technical_GWh_After Competition Groups_HE HVAC Units
Industrial | Ind ¦ Process Heat Recovery | 2028 | Technical | GWh | After Competition Groups | 37.4981 | 0 | 0 | 5485.412 | 0.006836 | 19 | Industrial_2028_Technical_GWh_After Competition Groups_19 | Process Heat Recovery | 0.6836% | 0 | 37.4981 | Industrial_2028_Technical_GWh_After Competition Groups_Process Heat Recovery
Industrial | Ind ¦ Ventilation Optimization | 2028 | Technical | GWh | After Competition Groups | 31.939 | 0 | 0 | 5485.412 | 0.0058225 | 20 | Industrial_2028_Technical_GWh_After Competition Groups_20 | Ventilation Optimization | 0.5823% | 0 | 31.939 | Industrial_2028_Technical_GWh_After Competition Groups_Ventilation Optimization
Industrial | Ind ¦ VAV Conversion Project | 2028 | Technical | GWh | After Competition Groups | 24.6399 | 0 | 0 | 5485.412 | 0.0044919 | 21 | Industrial_2028_Technical_GWh_After Competition Groups_21 | VAV Conversion Project | 0.4492% | 0 | 24.6399 | Industrial_2028_Technical_GWh_After Competition Groups_VAV Conversion Project
Industrial | Ind ¦ Cold Storage Retrofit | 2028 | Technical | GWh | After Competition Groups | 24.1398 | 0 | 0 | 5485.412 | 0.0044007 | 22 | Industrial_2028_Technical_GWh_After Competition Groups_22 | Cold Storage Retrofit | 0.4401% | 0 | 24.1398 | Industrial_2028_Technical_GWh_After Competition Groups_Cold Storage Retrofit
Industrial | Ind ¦ Synchronous Belts | 2028 | Technical | GWh | After Competition Groups | 21.8627 | 0 | 0 | 5485.412 | 0.0039856 | 23 | Industrial_2028_Technical_GWh_After Competition Groups_23 | Synchronous Belts | 0.3986% | 0 | 21.8627 | Industrial_2028_Technical_GWh_After Competition Groups_Synchronous Belts
Industrial | Ind ¦ Improved Controls - Process Cooling | 2028 | Technical | GWh | After Competition Groups | 21.064 | 0 | 0 | 5485.412 | 0.00384 | 24 | Industrial_2028_Technical_GWh_After Competition Groups_24 | Improved Controls - Process Cooling | 0.384% | 0 | 21.064 | Industrial_2028_Technical_GWh_After Competition Groups_Improved Controls - Process Cooling
Industrial | Ind ¦ High Efficiency Battery Charger | 2028 | Technical | GWh | After Competition Groups | 21.0109 | 0 | 0 | 5485.412 | 0.0038303 | 25 | Industrial_2028_Technical_GWh_After Competition Groups_25 | High Efficiency Battery Charger | 0.383% | 0 | 21.0109 | Industrial_2028_Technical_GWh_After Competition Groups_High Efficiency Battery Charger
Industrial | Ind ¦ Process Improvements | 2028 | Technical | GWh | After Competition Groups | 17.8214 | 0 | 0 | 5485.412 | 0.0032489 | 26 | Industrial_2028_Technical_GWh_After Competition Groups_26 | Process Improvements | 0.3249% | 0 | 17.8214 | Industrial_2028_Technical_GWh_After Competition Groups_Process Improvements
Industrial | Ind ¦ HVLS Fans | 2028 | Technical | GWh | After Competition Groups | 17.7575 | 0 | 0 | 5485.412 | 0.0032372 | 27 | Industrial_2028_Technical_GWh_After Competition Groups_27 | HVLS Fans | 0.3237% | 0 | 17.7575 | Industrial_2028_Technical_GWh_After Competition Groups_HVLS Fans
Industrial | Ind ¦ Efficient Irrigation | 2028 | Technical | GWh | After Competition Groups | 17.1977 | 0 | 0 | 5485.412 | 0.0031352 | 28 | Industrial_2028_Technical_GWh_After Competition Groups_28 | Efficient Irrigation | 0.3135% | 0 | 17.1977 | Industrial_2028_Technical_GWh_After Competition Groups_Efficient Irrigation
Industrial | Ind ¦ Refrigeration Compressor VFD | 2028 | Technical | GWh | After Competition Groups | 11.5595 | 0 | 0 | 5485.412 | 0.0021073 | 29 | Industrial_2028_Technical_GWh_After Competition Groups_29 | Refrigeration Compressor VFD | 0.2107% | 0 | 11.5595 | Industrial_2028_Technical_GWh_After Competition Groups_Refrigeration Compressor VFD
Industrial | Ind ¦ Chiller Optimization | 2028 | Technical | GWh | After Competition Groups | 11.4148 | 0 | 0 | 5485.412 | 0.0020809 | 30 | Industrial_2028_Technical_GWh_After Competition Groups_30 | Chiller Optimization | 0.2081% | 0 | 11.4148 | Industrial_2028_Technical_GWh_After Competition Groups_Chiller Optimization
Industrial | Ind ¦ Improved Controls - Process Heating | 2028 | Technical | GWh | After Competition Groups | 10.7695 | 0 | 0 | 5485.412 | 0.0019633 | 31 | Industrial_2028_Technical_GWh_After Competition Groups_31 | Improved Controls - Process Heating | 0.1963% | 0 | 10.7695 | Industrial_2028_Technical_GWh_After Competition Groups_Improved Controls - Process Heating
Industrial | Ind ¦ Efficient Transformer | 2028 | Technical | GWh | After Competition Groups | 10.5054 | 0 | 0 | 5485.412 | 0.0019152 | 32 | Industrial_2028_Technical_GWh_After Competition Groups_32 | Efficient Transformer | 0.1915% | 0 | 10.5054 | Industrial_2028_Technical_GWh_After Competition Groups_Efficient Transformer
Industrial | Ind ¦ Cooling Tower Optimization | 2028 | Technical | GWh | After Competition Groups | 8.9221 | 0 | 0 | 5485.412 | 0.0016265 | 33 | Industrial_2028_Technical_GWh_After Competition Groups_33 | Cooling Tower Optimization | 0.1627% | 0 | 8.9221 | Industrial_2028_Technical_GWh_After Competition Groups_Cooling Tower Optimization
Industrial | Ind ¦ High Efficiency Welders | 2028 | Technical | GWh | After Competition Groups | 8.4274 | 0 | 0 | 5485.412 | 0.0015363 | 34 | Industrial_2028_Technical_GWh_After Competition Groups_34 | High Efficiency Welders | 0.1536% | 0 | 8.4274 | Industrial_2028_Technical_GWh_After Competition Groups_High Efficiency Welders
Industrial | Ind ¦ Engine Block Heater Timer | 2028 | Technical | GWh | After Competition Groups | 6.8089 | 0 | 0 | 5485.412 | 0.0012413 | 35 | Industrial_2028_Technical_GWh_After Competition Groups_35 | Engine Block Heater Timer | 0.1241% | 0 | 6.8089 | Industrial_2028_Technical_GWh_After Competition Groups_Engine Block Heater Timer
Industrial | Ind ¦ Low Energy Livestock Waterers | 2028 | Technical | GWh | After Competition Groups | 6.3397 | 0 | 0 | 5485.412 | 0.0011557 | 36 | Industrial_2028_Technical_GWh_After Competition Groups_36 | Low Energy Livestock Waterers | 0.1156% | 0 | 6.3397 | Industrial_2028_Technical_GWh_After Competition Groups_Low Energy Livestock Waterers
Industrial | Ind ¦ Free Cooling | 2028 | Technical | GWh | After Competition Groups | 5.4006 | 0 | 0 | 5485.412 | 0.00098454 | 37 | Industrial_2028_Technical_GWh_After Competition Groups_37 | Free Cooling | 0.09845% | 0 | 5.4006 | Industrial_2028_Technical_GWh_After Competition Groups_Free Cooling
Industrial | Ind ¦ Dairy Pre-Cooler | 2028 | Technical | GWh | After Competition Groups | 4.7157 | 0 | 0 | 5485.412 | 0.00085969 | 38 | Industrial_2028_Technical_GWh_After Competition Groups_38 | Dairy Pre-Cooler | 0.08597% | 0 | 4.7157 | Industrial_2028_Technical_GWh_After Competition Groups_Dairy Pre-Cooler
Industrial | Ind ¦ Air Compressor Heat Recovery | 2028 | Technical | GWh | After Competition Groups | 2.9388 | 0 | 0 | 5485.412 | 0.00053575 | 39 | Industrial_2028_Technical_GWh_After Competition Groups_39 | Air Compressor Heat Recovery | 0.05357% | 0 | 2.9388 | Industrial_2028_Technical_GWh_After Competition Groups_Air Compressor Heat Recovery
Industrial | Ind ¦ Optimize Compressed Air Dryer | 2028 | Technical | GWh | After Competition Groups | 2.1355 | 0 | 0 | 5485.412 | 0.0003893 | 40 | Industrial_2028_Technical_GWh_After Competition Groups_40 | Optimize Compressed Air Dryer | 0.03893% | 0 | 2.1355 | Industrial_2028_Technical_GWh_After Competition Groups_Optimize Compressed Air Dryer
Industrial | Ind ¦ Heat Lamps/Heat Pad | 2028 | Technical | GWh | After Competition Groups | 1.4527 | 0 | 0 | 5485.412 | 0.00026483 | 41 | Industrial_2028_Technical_GWh_After Competition Groups_41 | Heat Lamps/Heat Pad | 0.02648% | 0 | 1.4527 | Industrial_2028_Technical_GWh_After Competition Groups_Heat Lamps/Heat Pad
Industrial | Ind ¦ Efficient Refrigeration Compressor | 2028 | Technical | GWh | After Competition Groups | 0.97621 | 0 | 0 | 5485.412 | 0.00017797 | 42 | Industrial_2028_Technical_GWh_After Competition Groups_42 | Efficient Refrigeration Compressor | 0.0178% | 0 | 0.97621 | Industrial_2028_Technical_GWh_After Competition Groups_Efficient Refrigeration Compressor
Industrial | Ind ¦ Creep Heat Controller | 2028 | Technical | GWh | After Competition Groups | 0.91995 | 0 | 0 | 5485.412 | 0.00016771 | 43 | Industrial_2028_Technical_GWh_After Competition Groups_43 | Creep Heat Controller | 0.01677% | 0 | 0.91995 | Industrial_2028_Technical_GWh_After Competition Groups_Creep Heat Controller
Industrial | Ind ¦ Dual and Natural Exhaust Ventilation Systems | 2028 | Technical | GWh | After Competition Groups | 0.3655 | 0 | 0 | 5485.412 | 6.6631e-05 | 44 | Industrial_2028_Technical_GWh_After Competition Groups_44 | Dual and Natural Exhaust Ventilation Systems | 0.006663% | 0 | 0.3655 | Industrial_2028_Technical_GWh_After Competition Groups_Dual and Natural Exhaust Ventilation Systems
Industrial | Ind ¦ Dairy Water Heater | 2028 | Technical | GWh | After Competition Groups | 0.26813 | 0 | 0 | 5485.412 | 4.8881e-05 | 45 | Industrial_2028_Technical_GWh_After Competition Groups_45 | Dairy Water Heater | 0.004888% | 0 | 0.26813 | Industrial_2028_Technical_GWh_After Competition Groups_Dairy Water Heater
Industrial | Ind ¦ Pump System Optimization | 2029 | Economic | GWh | After Competition Groups | 767.0625 | 0 | 0 | 4748.6781 | 0.16153 | 1 | Industrial_2029_Economic_GWh_After Competition Groups_1 | Pump System Optimization | 16.15% | 0 | 767.0625 | Industrial_2029_Economic_GWh_After Competition Groups_Pump System Optimization
Industrial | Ind ¦ Air Leak Survey and Repair | 2029 | Economic | GWh | After Competition Groups | 613.5598 | 0 | 0 | 4748.6781 | 0.12921 | 2 | Industrial_2029_Economic_GWh_After Competition Groups_2 | Air Leak Survey and Repair | 12.92% | 0 | 613.5598 | Industrial_2029_Economic_GWh_After Competition Groups_Air Leak Survey and Repair
Industrial | Ind ¦ Air Compressor Optimization | 2029 | Economic | GWh | After Competition Groups | 437.1466 | 0 | 0 | 4748.6781 | 0.092056 | 3 | Industrial_2029_Economic_GWh_After Competition Groups_3 | Air Compressor Optimization | 9.206% | 0 | 437.1466 | Industrial_2029_Economic_GWh_After Competition Groups_Air Compressor Optimization
Industrial | Ind ¦ Recommissioning | 2029 | Economic | GWh | After Competition Groups | 433.0587 | 0 | 0 | 4748.6781 | 0.091196 | 4 | Industrial_2029_Economic_GWh_After Competition Groups_4 | Recommissioning | 9.12% | 0 | 433.0587 | Industrial_2029_Economic_GWh_After Competition Groups_Recommissioning
Industrial | Ind ¦ SEM | 2029 | Economic | GWh | After Competition Groups | 433.0587 | 0 | 0 | 4748.6781 | 0.091196 | 5 | Industrial_2029_Economic_GWh_After Competition Groups_5 | SEM | 9.12% | 0 | 433.0587 | Industrial_2029_Economic_GWh_After Competition Groups_SEM
Industrial | Ind ¦ Efficient Compressed Air Nozzles | 2029 | Economic | GWh | After Competition Groups | 428.1698 | 0 | 0 | 4748.6781 | 0.090166 | 6 | Industrial_2029_Economic_GWh_After Competition Groups_6 | Efficient Compressed Air Nozzles | 9.017% | 0 | 428.1698 | Industrial_2029_Economic_GWh_After Competition Groups_Efficient Compressed Air Nozzles
Industrial | Ind ¦ Pump Equipment Upgrade | 2029 | Economic | GWh | After Competition Groups | 358.1409 | 0 | 0 | 4748.6781 | 0.075419 | 7 | Industrial_2029_Economic_GWh_After Competition Groups_7 | Pump Equipment Upgrade | 7.542% | 0 | 358.1409 | Industrial_2029_Economic_GWh_After Competition Groups_Pump Equipment Upgrade
Industrial | Ind ¦ HE Lighting | 2029 | Economic | GWh | After Competition Groups | 262.972 | 0 | 0 | 4748.6781 | 0.055378 | 8 | Industrial_2029_Economic_GWh_After Competition Groups_8 | HE Lighting | 5.538% | 0 | 262.972 | Industrial_2029_Economic_GWh_After Competition Groups_HE Lighting
Industrial | Ind ¦ High Efficiency HVAC Fans | 2029 | Economic | GWh | After Competition Groups | 230.3291 | 0 | 0 | 4748.6781 | 0.048504 | 9 | Industrial_2029_Economic_GWh_After Competition Groups_9 | High Efficiency HVAC Fans | 4.85% | 0 | 230.3291 | Industrial_2029_Economic_GWh_After Competition Groups_High Efficiency HVAC Fans
Industrial | Ind ¦ Process Optimization (Elec) | 2029 | Economic | GWh | After Competition Groups | 175.9755 | 0 | 0 | 4748.6781 | 0.037058 | 10 | Industrial_2029_Economic_GWh_After Competition Groups_10 | Process Optimization (Elec) | 3.706% | 0 | 175.9755 | Industrial_2029_Economic_GWh_After Competition Groups_Process Optimization (Elec)
Industrial | Ind ¦ Greenhouse Grow Lights | 2029 | Economic | GWh | After Competition Groups | 156.8808 | 0 | 0 | 4748.6781 | 0.033037 | 11 | Industrial_2029_Economic_GWh_After Competition Groups_11 | Greenhouse Grow Lights | 3.304% | 0 | 156.8808 | Industrial_2029_Economic_GWh_After Competition Groups_Greenhouse Grow Lights
Industrial | Ind ¦ Material Handling Improvements | 2029 | Economic | GWh | After Competition Groups | 69.0121 | 0 | 0 | 4748.6781 | 0.014533 | 12 | Industrial_2029_Economic_GWh_After Competition Groups_12 | Material Handling Improvements | 1.453% | 0 | 69.0121 | Industrial_2029_Economic_GWh_After Competition Groups_Material Handling Improvements
Industrial | Ind ¦ Pulp and Paper Process Improvements | 2029 | Economic | GWh | After Competition Groups | 65.8241 | 0 | 0 | 4748.6781 | 0.013862 | 13 | Industrial_2029_Economic_GWh_After Competition Groups_13 | Pulp and Paper Process Improvements | 1.386% | 0 | 65.8241 | Industrial_2029_Economic_GWh_After Competition Groups_Pulp and Paper Process Improvements
Industrial | Ind ¦ Fan System Optimization | 2029 | Economic | GWh | After Competition Groups | 63.92 | 0 | 0 | 4748.6781 | 0.013461 | 14 | Industrial_2029_Economic_GWh_After Competition Groups_14 | Fan System Optimization | 1.346% | 0 | 63.92 | Industrial_2029_Economic_GWh_After Competition Groups_Fan System Optimization
Industrial | Ind ¦ Refiner Plate Improvements | 2029 | Economic | GWh | After Competition Groups | 51.2057 | 0 | 0 | 4748.6781 | 0.010783 | 15 | Industrial_2029_Economic_GWh_After Competition Groups_15 | Refiner Plate Improvements | 1.078% | 0 | 51.2057 | Industrial_2029_Economic_GWh_After Competition Groups_Refiner Plate Improvements
Industrial | Ind ¦ Process Heat Recovery | 2029 | Economic | GWh | After Competition Groups | 37.4428 | 0 | 0 | 4748.6781 | 0.0078849 | 16 | Industrial_2029_Economic_GWh_After Competition Groups_16 | Process Heat Recovery | 0.7885% | 0 | 37.4428 | Industrial_2029_Economic_GWh_After Competition Groups_Process Heat Recovery
Industrial | Ind ¦ VAV Conversion Project | 2029 | Economic | GWh | After Competition Groups | 24.3067 | 0 | 0 | 4748.6781 | 0.0051186 | 17 | Industrial_2029_Economic_GWh_After Competition Groups_17 | VAV Conversion Project | 0.5119% | 0 | 24.3067 | Industrial_2029_Economic_GWh_After Competition Groups_VAV Conversion Project
Industrial | Ind ¦ High Efficiency Battery Charger | 2029 | Economic | GWh | After Competition Groups | 21.5574 | 0 | 0 | 4748.6781 | 0.0045397 | 18 | Industrial_2029_Economic_GWh_After Competition Groups_18 | High Efficiency Battery Charger | 0.454% | 0 | 21.5574 | Industrial_2029_Economic_GWh_After Competition Groups_High Efficiency Battery Charger
Industrial | Ind ¦ Improved Controls - Process Cooling | 2029 | Economic | GWh | After Competition Groups | 20.9703 | 0 | 0 | 4748.6781 | 0.004416 | 19 | Industrial_2029_Economic_GWh_After Competition Groups_19 | Improved Controls - Process Cooling | 0.4416% | 0 | 20.9703 | Industrial_2029_Economic_GWh_After Competition Groups_Improved Controls - Process Cooling
Industrial | Ind ¦ Process Improvements | 2029 | Economic | GWh | After Competition Groups | 17.8351 | 0 | 0 | 4748.6781 | 0.0037558 | 20 | Industrial_2029_Economic_GWh_After Competition Groups_20 | Process Improvements | 0.3756% | 0 | 17.8351 | Industrial_2029_Economic_GWh_After Competition Groups_Process Improvements
Industrial | Ind ¦ Efficient Irrigation | 2029 | Economic | GWh | After Competition Groups | 17.5578 | 0 | 0 | 4748.6781 | 0.0036974 | 21 | Industrial_2029_Economic_GWh_After Competition Groups_21 | Efficient Irrigation | 0.3697% | 0 | 17.5578 | Industrial_2029_Economic_GWh_After Competition Groups_Efficient Irrigation
Industrial | Ind ¦ Ventilation Optimization | 2029 | Economic | GWh | After Competition Groups | 12.4628 | 0 | 0 | 4748.6781 | 0.0026245 | 22 | Industrial_2029_Economic_GWh_After Competition Groups_22 | Ventilation Optimization | 0.2624% | 0 | 12.4628 | Industrial_2029_Economic_GWh_After Competition Groups_Ventilation Optimization
Industrial | Ind ¦ Refrigeration Compressor VFD | 2029 | Economic | GWh | After Competition Groups | 11.8171 | 0 | 0 | 4748.6781 | 0.0024885 | 23 | Industrial_2029_Economic_GWh_After Competition Groups_23 | Refrigeration Compressor VFD | 0.2489% | 0 | 11.8171 | Industrial_2029_Economic_GWh_After Competition Groups_Refrigeration Compressor VFD
Industrial | Ind ¦ Improved Controls - Process Heating | 2029 | Economic | GWh | After Competition Groups | 10.7665 | 0 | 0 | 4748.6781 | 0.0022673 | 24 | Industrial_2029_Economic_GWh_After Competition Groups_24 | Improved Controls - Process Heating | 0.2267% | 0 | 10.7665 | Industrial_2029_Economic_GWh_After Competition Groups_Improved Controls - Process Heating
Industrial | Ind ¦ Cooling Tower Optimization | 2029 | Economic | GWh | After Competition Groups | 8.9034 | 0 | 0 | 4748.6781 | 0.0018749 | 25 | Industrial_2029_Economic_GWh_After Competition Groups_25 | Cooling Tower Optimization | 0.1875% | 0 | 8.9034 | Industrial_2029_Economic_GWh_After Competition Groups_Cooling Tower Optimization
Industrial | Ind ¦ Engine Block Heater Timer | 2029 | Economic | GWh | After Competition Groups | 6.8194 | 0 | 0 | 4748.6781 | 0.0014361 | 26 | Industrial_2029_Economic_GWh_After Competition Groups_26 | Engine Block Heater Timer | 0.1436% | 0 | 6.8194 | Industrial_2029_Economic_GWh_After Competition Groups_Engine Block Heater Timer
Industrial | Ind ¦ Free Cooling | 2029 | Economic | GWh | After Competition Groups | 5.3897 | 0 | 0 | 4748.6781 | 0.001135 | 27 | Industrial_2029_Economic_GWh_After Competition Groups_27 | Free Cooling | 0.1135% | 0 | 5.3897 | Industrial_2029_Economic_GWh_After Competition Groups_Free Cooling
Industrial | Ind ¦ Air Compressor Heat Recovery | 2029 | Economic | GWh | After Competition Groups | 2.9231 | 0 | 0 | 4748.6781 | 0.00061556 | 28 | Industrial_2029_Economic_GWh_After Competition Groups_28 | Air Compressor Heat Recovery | 0.06156% | 0 | 2.9231 | Industrial_2029_Economic_GWh_After Competition Groups_Air Compressor Heat Recovery
Industrial | Ind ¦ Dairy Pre-Cooler | 2029 | Economic | GWh | After Competition Groups | 2.4111 | 0 | 0 | 4748.6781 | 0.00050775 | 29 | Industrial_2029_Economic_GWh_After Competition Groups_29 | Dairy Pre-Cooler | 0.05078% | 0 | 2.4111 | Industrial_2029_Economic_GWh_After Competition Groups_Dairy Pre-Cooler
Industrial | Ind ¦ Efficient Refrigeration Compressor | 2029 | Economic | GWh | After Competition Groups | 0.99433 | 0 | 0 | 4748.6781 | 0.00020939 | 30 | Industrial_2029_Economic_GWh_After Competition Groups_30 | Efficient Refrigeration Compressor | 0.02094% | 0 | 0.99433 | Industrial_2029_Economic_GWh_After Competition Groups_Efficient Refrigeration Compressor
Industrial | Ind ¦ Dairy Water Heater | 2029 | Economic | GWh | After Competition Groups | 0.11758 | 0 | 0 | 4748.6781 | 2.476e-05 | 31 | Industrial_2029_Economic_GWh_After Competition Groups_31 | Dairy Water Heater | 0.002476% | 0 | 0.11758 | Industrial_2029_Economic_GWh_After Competition Groups_Dairy Water Heater
Industrial | Ind ¦ Heat Lamps/Heat Pad | 2029 | Economic | GWh | After Competition Groups | 0.086597 | 0 | 0 | 4748.6781 | 1.8236e-05 | 32 | Industrial_2029_Economic_GWh_After Competition Groups_32 | Heat Lamps/Heat Pad | 0.001824% | 0 | 0.086597 | Industrial_2029_Economic_GWh_After Competition Groups_Heat Lamps/Heat Pad
Industrial | Ind ¦ Air Compressor Optimization | 2029 | SC A | GWh | After Competition Groups | 298.4923 | 1492534.5577 | 1.4925 | 1575.3972 | 0.18947 | 1 | Industrial_2029_SC A_GWh_After Competition Groups_1 | Air Compressor Optimization | 18.95% | 1.4925 | 298.4923 | Industrial_2029_SC A_GWh_After Competition Groups_Air Compressor Optimization
Industrial | Ind ¦ Pump System Optimization | 2029 | SC A | GWh | After Competition Groups | 282.4655 | 6386076.8168 | 6.3861 | 1575.3972 | 0.1793 | 2 | Industrial_2029_SC A_GWh_After Competition Groups_2 | Pump System Optimization | 17.93% | 6.3861 | 282.4655 | Industrial_2029_SC A_GWh_After Competition Groups_Pump System Optimization
Industrial | Ind ¦ Air Leak Survey and Repair | 2029 | SC A | GWh | After Competition Groups | 192.2945 | 485829.7437 | 0.48583 | 1575.3972 | 0.12206 | 3 | Industrial_2029_SC A_GWh_After Competition Groups_3 | Air Leak Survey and Repair | 12.21% | 0.48583 | 192.2945 | Industrial_2029_SC A_GWh_After Competition Groups_Air Leak Survey and Repair
Industrial | Ind ¦ Recommissioning | 2029 | SC A | GWh | After Competition Groups | 136.1482 | 2083099.2951 | 2.0831 | 1575.3972 | 0.086422 | 4 | Industrial_2029_SC A_GWh_After Competition Groups_4 | Recommissioning | 8.642% | 2.0831 | 136.1482 | Industrial_2029_SC A_GWh_After Competition Groups_Recommissioning
Industrial | Ind ¦ SEM | 2029 | SC A | GWh | After Competition Groups | 136.1482 | 2083099.2951 | 2.0831 | 1575.3972 | 0.086422 | 5 | Industrial_2029_SC A_GWh_After Competition Groups_5 | SEM | 8.642% | 2.0831 | 136.1482 | Industrial_2029_SC A_GWh_After Competition Groups_SEM
Industrial | Ind ¦ Pump Equipment Upgrade | 2029 | SC A | GWh | After Competition Groups | 124.7369 | 3445551.341 | 3.4456 | 1575.3972 | 0.079178 | 6 | Industrial_2029_SC A_GWh_After Competition Groups_6 | Pump Equipment Upgrade | 7.918% | 3.4456 | 124.7369 | Industrial_2029_SC A_GWh_After Competition Groups_Pump Equipment Upgrade
Industrial | Ind ¦ Efficient Compressed Air Nozzles | 2029 | SC A | GWh | After Competition Groups | 103.3725 | 395523.6196 | 0.39552 | 1575.3972 | 0.065617 | 7 | Industrial_2029_SC A_GWh_After Competition Groups_7 | Efficient Compressed Air Nozzles | 6.562% | 0.39552 | 103.3725 | Industrial_2029_SC A_GWh_After Competition Groups_Efficient Compressed Air Nozzles
Industrial | Ind ¦ High Efficiency HVAC Fans | 2029 | SC A | GWh | After Competition Groups | 88.008 | 1970960.2382 | 1.971 | 1575.3972 | 0.055864 | 8 | Industrial_2029_SC A_GWh_After Competition Groups_8 | High Efficiency HVAC Fans | 5.586% | 1.971 | 88.008 | Industrial_2029_SC A_GWh_After Competition Groups_High Efficiency HVAC Fans
Industrial | Ind ¦ Fan System Optimization | 2029 | SC A | GWh | After Competition Groups | 42.2722 | 858263.7612 | 0.85826 | 1575.3972 | 0.026833 | 9 | Industrial_2029_SC A_GWh_After Competition Groups_9 | Fan System Optimization | 2.683% | 0.85826 | 42.2722 | Industrial_2029_SC A_GWh_After Competition Groups_Fan System Optimization
Industrial | Ind ¦ Greenhouse Grow Lights | 2029 | SC A | GWh | After Competition Groups | 37.4631 | 1003293.82 | 1.0033 | 1575.3972 | 0.02378 | 10 | Industrial_2029_SC A_GWh_After Competition Groups_10 | Greenhouse Grow Lights | 2.378% | 1.0033 | 37.4631 | Industrial_2029_SC A_GWh_After Competition Groups_Greenhouse Grow Lights
Industrial | Ind ¦ Material Handling Improvements | 2029 | SC A | GWh | After Competition Groups | 29.9219 | 155041.0183 | 0.15504 | 1575.3972 | 0.018993 | 11 | Industrial_2029_SC A_GWh_After Competition Groups_11 | Material Handling Improvements | 1.899% | 0.15504 | 29.9219 | Industrial_2029_SC A_GWh_After Competition Groups_Material Handling Improvements
Industrial | Ind ¦ Process Optimization (Elec) | 2029 | SC A | GWh | After Competition Groups | 24.3675 | 370235.9806 | 0.37024 | 1575.3972 | 0.015468 | 12 | Industrial_2029_SC A_GWh_After Competition Groups_12 | Process Optimization (Elec) | 1.547% | 0.37024 | 24.3675 | Industrial_2029_SC A_GWh_After Competition Groups_Process Optimization (Elec)
Industrial | Ind ¦ Refiner Plate Improvements | 2029 | SC A | GWh | After Competition Groups | 11.704 | 151828.7407 | 0.15183 | 1575.3972 | 0.0074292 | 13 | Industrial_2029_SC A_GWh_After Competition Groups_13 | Refiner Plate Improvements | 0.7429% | 0.15183 | 11.704 | Industrial_2029_SC A_GWh_After Competition Groups_Refiner Plate Improvements
Industrial | Ind ¦ Process Heat Recovery | 2029 | SC A | GWh | After Competition Groups | 11.4272 | 382410.6594 | 0.38241 | 1575.3972 | 0.0072535 | 14 | Industrial_2029_SC A_GWh_After Competition Groups_14 | Process Heat Recovery | 0.7254% | 0.38241 | 11.4272 | Industrial_2029_SC A_GWh_After Competition Groups_Process Heat Recovery
Industrial | Ind ¦ VAV Conversion Project | 2029 | SC A | GWh | After Competition Groups | 8.2658 | 374312.742 | 0.37431 | 1575.3972 | 0.0052468 | 15 | Industrial_2029_SC A_GWh_After Competition Groups_15 | VAV Conversion Project | 0.5247% | 0.37431 | 8.2658 | Industrial_2029_SC A_GWh_After Competition Groups_VAV Conversion Project
Industrial | Ind ¦ Pulp and Paper Process Improvements | 2029 | SC A | GWh | After Competition Groups | 7.2034 | 250787.2372 | 0.25079 | 1575.3972 | 0.0045725 | 16 | Industrial_2029_SC A_GWh_After Competition Groups_16 | Pulp and Paper Process Improvements | 0.4572% | 0.25079 | 7.2034 | Industrial_2029_SC A_GWh_After Competition Groups_Pulp and Paper Process Improvements
Industrial | Ind ¦ HE Lighting | 2029 | SC A | GWh | After Competition Groups | 7.0977 | 428400.3949 | 0.4284 | 1575.3972 | 0.0045053 | 17 | Industrial_2029_SC A_GWh_After Competition Groups_17 | HE Lighting | 0.4505% | 0.4284 | 7.0977 | Industrial_2029_SC A_GWh_After Competition Groups_HE Lighting
Industrial | Ind ¦ Improved Controls - Process Cooling | 2029 | SC A | GWh | After Competition Groups | 6.8474 | 201969.3306 | 0.20197 | 1575.3972 | 0.0043465 | 18 | Industrial_2029_SC A_GWh_After Competition Groups_18 | Improved Controls - Process Cooling | 0.4346% | 0.20197 | 6.8474 | Industrial_2029_SC A_GWh_After Competition Groups_Improved Controls - Process Cooling
Industrial | Ind ¦ Process Improvements | 2029 | SC A | GWh | After Competition Groups | 5.1929 | 87034.5194 | 0.087035 | 1575.3972 | 0.0032962 | 19 | Industrial_2029_SC A_GWh_After Competition Groups_19 | Process Improvements | 0.3296% | 0.087035 | 5.1929 | Industrial_2029_SC A_GWh_After Competition Groups_Process Improvements
Industrial | Ind ¦ High Efficiency Battery Charger | 2029 | SC A | GWh | After Competition Groups | 4.8078 | 178694.2723 | 0.17869 | 1575.3972 | 0.0030518 | 20 | Industrial_2029_SC A_GWh_After Competition Groups_20 | High Efficiency Battery Charger | 0.3052% | 0.17869 | 4.8078 | Industrial_2029_SC A_GWh_After Competition Groups_High Efficiency Battery Charger
Industrial | Ind ¦ Ventilation Optimization | 2029 | SC A | GWh | After Competition Groups | 3.5167 | 97027.014 | 0.097027 | 1575.3972 | 0.0022323 | 21 | Industrial_2029_SC A_GWh_After Competition Groups_21 | Ventilation Optimization | 0.2232% | 0.097027 | 3.5167 | Industrial_2029_SC A_GWh_After Competition Groups_Ventilation Optimization
Industrial | Ind ¦ Refrigeration Compressor VFD | 2029 | SC A | GWh | After Competition Groups | 3.5012 | 75043.3649 | 0.075043 | 1575.3972 | 0.0022224 | 22 | Industrial_2029_SC A_GWh_After Competition Groups_22 | Refrigeration Compressor VFD | 0.2222% | 0.075043 | 3.5012 | Industrial_2029_SC A_GWh_After Competition Groups_Refrigeration Compressor VFD
Industrial | Ind ¦ Improved Controls - Process Heating | 2029 | SC A | GWh | After Competition Groups | 3.4485 | 102464.7062 | 0.10246 | 1575.3972 | 0.002189 | 23 | Industrial_2029_SC A_GWh_After Competition Groups_23 | Improved Controls - Process Heating | 0.2189% | 0.10246 | 3.4485 | Industrial_2029_SC A_GWh_After Competition Groups_Improved Controls - Process Heating
Industrial | Ind ¦ Engine Block Heater Timer | 2029 | SC A | GWh | After Competition Groups | 2.0434 | 34313.6359 | 0.034314 | 1575.3972 | 0.001297 | 24 | Industrial_2029_SC A_GWh_After Competition Groups_24 | Engine Block Heater Timer | 0.1297% | 0.034314 | 2.0434 | Industrial_2029_SC A_GWh_After Competition Groups_Engine Block Heater Timer
Industrial | Ind ¦ Efficient Irrigation | 2029 | SC A | GWh | After Competition Groups | 1.1045 | 68946.2568 | 0.068946 | 1575.3972 | 0.00070107 | 25 | Industrial_2029_SC A_GWh_After Competition Groups_25 | Efficient Irrigation | 0.07011% | 0.068946 | 1.1045 | Industrial_2029_SC A_GWh_After Competition Groups_Efficient Irrigation
Industrial | Ind ¦ Dairy Pre-Cooler | 2029 | SC A | GWh | After Competition Groups | 1.0113 | 21950.3467 | 0.02195 | 1575.3972 | 0.00064194 | 26 | Industrial_2029_SC A_GWh_After Competition Groups_26 | Dairy Pre-Cooler | 0.06419% | 0.02195 | 1.0113 | Industrial_2029_SC A_GWh_After Competition Groups_Dairy Pre-Cooler
Industrial | Ind ¦ Air Compressor Heat Recovery | 2029 | SC A | GWh | After Competition Groups | 0.93476 | 31096.4814 | 0.031096 | 1575.3972 | 0.00059335 | 27 | Industrial_2029_SC A_GWh_After Competition Groups_27 | Air Compressor Heat Recovery | 0.05934% | 0.031096 | 0.93476 | Industrial_2029_SC A_GWh_After Competition Groups_Air Compressor Heat Recovery
Industrial | Ind ¦ Cooling Tower Optimization | 2029 | SC A | GWh | After Competition Groups | 0.70688 | 16560.3059 | 0.01656 | 1575.3972 | 0.0004487 | 28 | Industrial_2029_SC A_GWh_After Competition Groups_28 | Cooling Tower Optimization | 0.04487% | 0.01656 | 0.70688 | Industrial_2029_SC A_GWh_After Competition Groups_Cooling Tower Optimization
Industrial | Ind ¦ Efficient Refrigeration Compressor | 2029 | SC A | GWh | After Competition Groups | 0.56174 | 7065.6971 | 0.0070657 | 1575.3972 | 0.00035657 | 29 | Industrial_2029_SC A_GWh_After Competition Groups_29 | Efficient Refrigeration Compressor | 0.03566% | 0.0070657 | 0.56174 | Industrial_2029_SC A_GWh_After Competition Groups_Efficient Refrigeration Compressor
Industrial | Ind ¦ Heat Lamps/Heat Pad | 2029 | SC A | GWh | After Competition Groups | 0.2629 | 5753.2411 | 0.0057532 | 1575.3972 | 0.00016688 | 30 | Industrial_2029_SC A_GWh_After Competition Groups_30 | Heat Lamps/Heat Pad | 0.01669% | 0.0057532 | 0.2629 | Industrial_2029_SC A_GWh_After Competition Groups_Heat Lamps/Heat Pad
Industrial | Ind ¦ Dairy Water Heater | 2029 | SC A | GWh | After Competition Groups | 0.056917 | 1244.5126 | 0.0012445 | 1575.3972 | 3.6129e-05 | 31 | Industrial_2029_SC A_GWh_After Competition Groups_31 | Dairy Water Heater | 0.003613% | 0.0012445 | 0.056917 | Industrial_2029_SC A_GWh_After Competition Groups_Dairy Water Heater
Industrial | Ind ¦ Free Cooling | 2029 | SC A | GWh | After Competition Groups | 0.011616 | 355.5251 | 0.00035553 | 1575.3972 | 7.3736e-06 | 32 | Industrial_2029_SC A_GWh_After Competition Groups_32 | Free Cooling | 0.0007374% | 0.00035553 | 0.011616 | Industrial_2029_SC A_GWh_After Competition Groups_Free Cooling
Industrial | Ind ¦ Air Leak Survey and Repair | 2029 | SC B | GWh | After Competition Groups | 435.6934 | 750064.373 | 0.75006 | 2789.4516 | 0.15619 | 1 | Industrial_2029_SC B_GWh_After Competition Groups_1 | Air Leak Survey and Repair | 15.62% | 0.75006 | 435.6934 | Industrial_2029_SC B_GWh_After Competition Groups_Air Leak Survey and Repair
Industrial | Ind ¦ Pump System Optimization | 2029 | SC B | GWh | After Competition Groups | 386.1288 | 26410589.3209 | 26.4106 | 2789.4516 | 0.13842 | 2 | Industrial_2029_SC B_GWh_After Competition Groups_2 | Pump System Optimization | 13.84% | 26.4106 | 386.1288 | Industrial_2029_SC B_GWh_After Competition Groups_Pump System Optimization
Industrial | Ind ¦ Recommissioning | 2029 | SC B | GWh | After Competition Groups | 308.4015 | 3214143.1106 | 3.2141 | 2789.4516 | 0.11056 | 3 | Industrial_2029_SC B_GWh_After Competition Groups_3 | Recommissioning | 11.06% | 3.2141 | 308.4015 | Industrial_2029_SC B_GWh_After Competition Groups_Recommissioning
Industrial | Ind ¦ SEM | 2029 | SC B | GWh | After Competition Groups | 308.4015 | 3214143.1106 | 3.2141 | 2789.4516 | 0.11056 | 4 | Industrial_2029_SC B_GWh_After Competition Groups_4 | SEM | 11.06% | 3.2141 | 308.4015 | Industrial_2029_SC B_GWh_After Competition Groups_SEM
Industrial | Ind ¦ Air Compressor Optimization | 2029 | SC B | GWh | After Competition Groups | 298.4923 | 1492385.3043 | 1.4924 | 2789.4516 | 0.10701 | 5 | Industrial_2029_SC B_GWh_After Competition Groups_5 | Air Compressor Optimization | 10.7% | 1.4924 | 298.4923 | Industrial_2029_SC B_GWh_After Competition Groups_Air Compressor Optimization
Industrial | Ind ¦ Efficient Compressed Air Nozzles | 2029 | SC B | GWh | After Competition Groups | 235.8653 | 648084.5303 | 0.64808 | 2789.4516 | 0.084556 | 6 | Industrial_2029_SC B_GWh_After Competition Groups_6 | Efficient Compressed Air Nozzles | 8.456% | 0.64808 | 235.8653 | Industrial_2029_SC B_GWh_After Competition Groups_Efficient Compressed Air Nozzles
Industrial | Ind ¦ Pump Equipment Upgrade | 2029 | SC B | GWh | After Competition Groups | 168.633 | 13892997.9366 | 13.893 | 2789.4516 | 0.060454 | 7 | Industrial_2029_SC B_GWh_After Competition Groups_7 | Pump Equipment Upgrade | 6.045% | 13.893 | 168.633 | Industrial_2029_SC B_GWh_After Competition Groups_Pump Equipment Upgrade
Industrial | Ind ¦ High Efficiency HVAC Fans | 2029 | SC B | GWh | After Competition Groups | 152.3943 | 2830580.8046 | 2.8306 | 2789.4516 | 0.054632 | 8 | Industrial_2029_SC B_GWh_After Competition Groups_8 | High Efficiency HVAC Fans | 5.463% | 2.8306 | 152.3943 | Industrial_2029_SC B_GWh_After Competition Groups_High Efficiency HVAC Fans
Industrial | Ind ¦ Greenhouse Grow Lights | 2029 | SC B | GWh | After Competition Groups | 91.2992 | 5247027.0486 | 5.247 | 2789.4516 | 0.03273 | 9 | Industrial_2029_SC B_GWh_After Competition Groups_9 | Greenhouse Grow Lights | 3.273% | 5.247 | 91.2992 | Industrial_2029_SC B_GWh_After Competition Groups_Greenhouse Grow Lights
Industrial | Ind ¦ HE Lighting | 2029 | SC B | GWh | After Competition Groups | 82.9846 | 9327232.0292 | 9.3272 | 2789.4516 | 0.029749 | 10 | Industrial_2029_SC B_GWh_After Competition Groups_10 | HE Lighting | 2.975% | 9.3272 | 82.9846 | Industrial_2029_SC B_GWh_After Competition Groups_HE Lighting
Industrial | Ind ¦ Material Handling Improvements | 2029 | SC B | GWh | After Competition Groups | 46.3101 | 216103.5943 | 0.2161 | 2789.4516 | 0.016602 | 11 | Industrial_2029_SC B_GWh_After Competition Groups_11 | Material Handling Improvements | 1.66% | 0.2161 | 46.3101 | Industrial_2029_SC B_GWh_After Competition Groups_Material Handling Improvements
Industrial | Ind ¦ Fan System Optimization | 2029 | SC B | GWh | After Competition Groups | 44.9727 | 1699305.1625 | 1.6993 | 2789.4516 | 0.016122 | 12 | Industrial_2029_SC B_GWh_After Competition Groups_12 | Fan System Optimization | 1.612% | 1.6993 | 44.9727 | Industrial_2029_SC B_GWh_After Competition Groups_Fan System Optimization
Industrial | Ind ¦ Pulp and Paper Process Improvements | 2029 | SC B | GWh | After Competition Groups | 43.6813 | 2146014.6474 | 2.146 | 2789.4516 | 0.015659 | 13 | Industrial_2029_SC B_GWh_After Competition Groups_13 | Pulp and Paper Process Improvements | 1.566% | 2.146 | 43.6813 | Industrial_2029_SC B_GWh_After Competition Groups_Pulp and Paper Process Improvements
Industrial | Ind ¦ Refiner Plate Improvements | 2029 | SC B | GWh | After Competition Groups | 27.2187 | 260186.2433 | 0.26019 | 2789.4516 | 0.0097577 | 14 | Industrial_2029_SC B_GWh_After Competition Groups_14 | Refiner Plate Improvements | 0.9758% | 0.26019 | 27.2187 | Industrial_2029_SC B_GWh_After Competition Groups_Refiner Plate Improvements
Industrial | Ind ¦ Process Heat Recovery | 2029 | SC B | GWh | After Competition Groups | 26.1783 | 610313.1605 | 0.61031 | 2789.4516 | 0.0093848 | 15 | Industrial_2029_SC B_GWh_After Competition Groups_15 | Process Heat Recovery | 0.9385% | 0.61031 | 26.1783 | Industrial_2029_SC B_GWh_After Competition Groups_Process Heat Recovery
Industrial | Ind ¦ Process Optimization (Elec) | 2029 | SC B | GWh | After Competition Groups | 24.3675 | 370198.957 | 0.3702 | 2789.4516 | 0.0087356 | 16 | Industrial_2029_SC B_GWh_After Competition Groups_16 | Process Optimization (Elec) | 0.8736% | 0.3702 | 24.3675 | Industrial_2029_SC B_GWh_After Competition Groups_Process Optimization (Elec)
Industrial | Ind ¦ VAV Conversion Project | 2029 | SC B | GWh | After Competition Groups | 19.2115 | 638886.3705 | 0.63889 | 2789.4516 | 0.0068872 | 17 | Industrial_2029_SC B_GWh_After Competition Groups_17 | VAV Conversion Project | 0.6887% | 0.63889 | 19.2115 | Industrial_2029_SC B_GWh_After Competition Groups_VAV Conversion Project
Industrial | Ind ¦ Improved Controls - Process Cooling | 2029 | SC B | GWh | After Competition Groups | 15.5485 | 316069.9362 | 0.31607 | 2789.4516 | 0.005574 | 18 | Industrial_2029_SC B_GWh_After Competition Groups_18 | Improved Controls - Process Cooling | 0.5574% | 0.31607 | 15.5485 | Industrial_2029_SC B_GWh_After Competition Groups_Improved Controls - Process Cooling
Industrial | Ind ¦ High Efficiency Battery Charger | 2029 | SC B | GWh | After Competition Groups | 13.3903 | 626767.9088 | 0.62677 | 2789.4516 | 0.0048003 | 19 | Industrial_2029_SC B_GWh_After Competition Groups_19 | High Efficiency Battery Charger | 0.48% | 0.62677 | 13.3903 | Industrial_2029_SC B_GWh_After Competition Groups_High Efficiency Battery Charger
Industrial | Ind ¦ Process Improvements | 2029 | SC B | GWh | After Competition Groups | 12.3481 | 195693.9222 | 0.19569 | 2789.4516 | 0.0044267 | 20 | Industrial_2029_SC B_GWh_After Competition Groups_20 | Process Improvements | 0.4427% | 0.19569 | 12.3481 | Industrial_2029_SC B_GWh_After Competition Groups_Process Improvements
Industrial | Ind ¦ Ventilation Optimization | 2029 | SC B | GWh | After Competition Groups | 8.0438 | 512992.6588 | 0.51299 | 2789.4516 | 0.0028836 | 21 | Industrial_2029_SC B_GWh_After Competition Groups_21 | Ventilation Optimization | 0.2884% | 0.51299 | 8.0438 | Industrial_2029_SC B_GWh_After Competition Groups_Ventilation Optimization
Industrial | Ind ¦ Refrigeration Compressor VFD | 2029 | SC B | GWh | After Competition Groups | 7.7498 | 448382.1814 | 0.44838 | 2789.4516 | 0.0027783 | 22 | Industrial_2029_SC B_GWh_After Competition Groups_22 | Refrigeration Compressor VFD | 0.2778% | 0.44838 | 7.7498 | Industrial_2029_SC B_GWh_After Competition Groups_Refrigeration Compressor VFD
Industrial | Ind ¦ Improved Controls - Process Heating | 2029 | SC B | GWh | After Competition Groups | 7.7225 | 154295.4958 | 0.1543 | 2789.4516 | 0.0027685 | 23 | Industrial_2029_SC B_GWh_After Competition Groups_23 | Improved Controls - Process Heating | 0.2768% | 0.1543 | 7.7225 | Industrial_2029_SC B_GWh_After Competition Groups_Improved Controls - Process Heating
Industrial | Ind ¦ Cooling Tower Optimization | 2029 | SC B | GWh | After Competition Groups | 6.4084 | 418323.7577 | 0.41832 | 2789.4516 | 0.0022974 | 24 | Industrial_2029_SC B_GWh_After Competition Groups_24 | Cooling Tower Optimization | 0.2297% | 0.41832 | 6.4084 | Industrial_2029_SC B_GWh_After Competition Groups_Cooling Tower Optimization
Industrial | Ind ¦ Engine Block Heater Timer | 2029 | SC B | GWh | After Competition Groups | 4.6638 | 54922.533 | 0.054923 | 2789.4516 | 0.0016719 | 25 | Industrial_2029_SC B_GWh_After Competition Groups_25 | Engine Block Heater Timer | 0.1672% | 0.054923 | 4.6638 | Industrial_2029_SC B_GWh_After Competition Groups_Engine Block Heater Timer
Industrial | Ind ¦ Efficient Irrigation | 2029 | SC B | GWh | After Competition Groups | 4.3328 | 671294.9622 | 0.67129 | 2789.4516 | 0.0015533 | 26 | Industrial_2029_SC B_GWh_After Competition Groups_26 | Efficient Irrigation | 0.1553% | 0.67129 | 4.3328 | Industrial_2029_SC B_GWh_After Competition Groups_Efficient Irrigation
Industrial | Ind ¦ Free Cooling | 2029 | SC B | GWh | After Competition Groups | 4.1777 | 461290.2398 | 0.46129 | 2789.4516 | 0.0014977 | 27 | Industrial_2029_SC B_GWh_After Competition Groups_27 | Free Cooling | 0.1498% | 0.46129 | 4.1777 | Industrial_2029_SC B_GWh_After Competition Groups_Free Cooling
Industrial | Ind ¦ Air Compressor Heat Recovery | 2029 | SC B | GWh | After Competition Groups | 2.1122 | 47464.536 | 0.047465 | 2789.4516 | 0.0007572 | 28 | Industrial_2029_SC B_GWh_After Competition Groups_28 | Air Compressor Heat Recovery | 0.07572% | 0.047465 | 2.1122 | Industrial_2029_SC B_GWh_After Competition Groups_Air Compressor Heat Recovery
Industrial | Ind ¦ Dairy Pre-Cooler | 2029 | SC B | GWh | After Competition Groups | 1.4685 | 49329.2357 | 0.049329 | 2789.4516 | 0.00052643 | 29 | Industrial_2029_SC B_GWh_After Competition Groups_29 | Dairy Pre-Cooler | 0.05264% | 0.049329 | 1.4685 | Industrial_2029_SC B_GWh_After Competition Groups_Dairy Pre-Cooler
Industrial | Ind ¦ Efficient Refrigeration Compressor | 2029 | SC B | GWh | After Competition Groups | 0.784 | 8917.9119 | 0.0089179 | 2789.4516 | 0.00028106 | 30 | Industrial_2029_SC B_GWh_After Competition Groups_30 | Efficient Refrigeration Compressor | 0.02811% | 0.0089179 | 0.784 | Industrial_2029_SC B_GWh_After Competition Groups_Efficient Refrigeration Compressor
Industrial | Ind ¦ Heat Lamps/Heat Pad | 2029 | SC B | GWh | After Competition Groups | 0.38104 | 15445.5209 | 0.015446 | 2789.4516 | 0.0001366 | 31 | Industrial_2029_SC B_GWh_After Competition Groups_31 | Heat Lamps/Heat Pad | 0.01366% | 0.015446 | 0.38104 | Industrial_2029_SC B_GWh_After Competition Groups_Heat Lamps/Heat Pad
Industrial | Ind ¦ Dairy Water Heater | 2029 | SC B | GWh | After Competition Groups | 0.086394 | 2997.0869 | 0.0029971 | 2789.4516 | 3.0972e-05 | 32 | Industrial_2029_SC B_GWh_After Competition Groups_32 | Dairy Water Heater | 0.003097% | 0.0029971 | 0.086394 | Industrial_2029_SC B_GWh_After Competition Groups_Dairy Water Heater
Industrial | Ind ¦ Pump System Optimization | 2029 | SC C | GWh | After Competition Groups | 386.1288 | 26413230.644 | 26.4132 | 1801.7907 | 0.2143 | 1 | Industrial_2029_SC C_GWh_After Competition Groups_1 | Pump System Optimization | 21.43% | 26.4132 | 386.1288 | Industrial_2029_SC C_GWh_After Competition Groups_Pump System Optimization
Industrial | Ind ¦ Air Compressor Optimization | 2029 | SC C | GWh | After Competition Groups | 298.4923 | 1492534.5577 | 1.4925 | 1801.7907 | 0.16566 | 2 | Industrial_2029_SC C_GWh_After Competition Groups_2 | Air Compressor Optimization | 16.57% | 1.4925 | 298.4923 | Industrial_2029_SC C_GWh_After Competition Groups_Air Compressor Optimization
Industrial | Ind ¦ Air Leak Survey and Repair | 2029 | SC C | GWh | After Competition Groups | 192.2945 | 485829.7437 | 0.48583 | 1801.7907 | 0.10672 | 3 | Industrial_2029_SC C_GWh_After Competition Groups_3 | Air Leak Survey and Repair | 10.67% | 0.48583 | 192.2945 | Industrial_2029_SC C_GWh_After Competition Groups_Air Leak Survey and Repair
Industrial | Ind ¦ Pump Equipment Upgrade | 2029 | SC C | GWh | After Competition Groups | 168.633 | 13894387.3753 | 13.8944 | 1801.7907 | 0.093592 | 4 | Industrial_2029_SC C_GWh_After Competition Groups_4 | Pump Equipment Upgrade | 9.359% | 13.8944 | 168.633 | Industrial_2029_SC C_GWh_After Competition Groups_Pump Equipment Upgrade
Industrial | Ind ¦ Recommissioning | 2029 | SC C | GWh | After Competition Groups | 136.1482 | 2083099.2951 | 2.0831 | 1801.7907 | 0.075563 | 5 | Industrial_2029_SC C_GWh_After Competition Groups_5 | Recommissioning | 7.556% | 2.0831 | 136.1482 | Industrial_2029_SC C_GWh_After Competition Groups_Recommissioning
Industrial | Ind ¦ SEM | 2029 | SC C | GWh | After Competition Groups | 136.1482 | 2083099.2951 | 2.0831 | 1801.7907 | 0.075563 | 6 | Industrial_2029_SC C_GWh_After Competition Groups_6 | SEM | 7.556% | 2.0831 | 136.1482 | Industrial_2029_SC C_GWh_After Competition Groups_SEM
Industrial | Ind ¦ Efficient Compressed Air Nozzles | 2029 | SC C | GWh | After Competition Groups | 103.3725 | 395523.6196 | 0.39552 | 1801.7907 | 0.057372 | 7 | Industrial_2029_SC C_GWh_After Competition Groups_7 | Efficient Compressed Air Nozzles | 5.737% | 0.39552 | 103.3725 | Industrial_2029_SC C_GWh_After Competition Groups_Efficient Compressed Air Nozzles
Industrial | Ind ¦ High Efficiency HVAC Fans | 2029 | SC C | GWh | After Competition Groups | 88.008 | 1970960.2382 | 1.971 | 1801.7907 | 0.048845 | 8 | Industrial_2029_SC C_GWh_After Competition Groups_8 | High Efficiency HVAC Fans | 4.884% | 1.971 | 88.008 | Industrial_2029_SC C_GWh_After Competition Groups_High Efficiency HVAC Fans
Industrial | Ind ¦ Greenhouse Grow Lights | 2029 | SC C | GWh | After Competition Groups | 56.1746 | 3231875.511 | 3.2319 | 1801.7907 | 0.031177 | 9 | Industrial_2029_SC C_GWh_After Competition Groups_9 | Greenhouse Grow Lights | 3.118% | 3.2319 | 56.1746 | Industrial_2029_SC C_GWh_After Competition Groups_Greenhouse Grow Lights
Industrial | Ind ¦ Fan System Optimization | 2029 | SC C | GWh | After Competition Groups | 44.9727 | 1699475.11 | 1.6995 | 1801.7907 | 0.02496 | 10 | Industrial_2029_SC C_GWh_After Competition Groups_10 | Fan System Optimization | 2.496% | 1.6995 | 44.9727 | Industrial_2029_SC C_GWh_After Competition Groups_Fan System Optimization
Industrial | Ind ¦ HE Lighting | 2029 | SC C | GWh | After Competition Groups | 35.2021 | 4644051.0279 | 4.6441 | 1801.7907 | 0.019537 | 11 | Industrial_2029_SC C_GWh_After Competition Groups_11 | HE Lighting | 1.954% | 4.6441 | 35.2021 | Industrial_2029_SC C_GWh_After Competition Groups_HE Lighting
Industrial | Ind ¦ Material Handling Improvements | 2029 | SC C | GWh | After Competition Groups | 29.9219 | 155041.0183 | 0.15504 | 1801.7907 | 0.016607 | 12 | Industrial_2029_SC C_GWh_After Competition Groups_12 | Material Handling Improvements | 1.661% | 0.15504 | 29.9219 | Industrial_2029_SC C_GWh_After Competition Groups_Material Handling Improvements
Industrial | Ind ¦ Process Optimization (Elec) | 2029 | SC C | GWh | After Competition Groups | 24.3675 | 370235.9806 | 0.37024 | 1801.7907 | 0.013524 | 13 | Industrial_2029_SC C_GWh_After Competition Groups_13 | Process Optimization (Elec) | 1.352% | 0.37024 | 24.3675 | Industrial_2029_SC C_GWh_After Competition Groups_Process Optimization (Elec)
Industrial | Ind ¦ Pulp and Paper Process Improvements | 2029 | SC C | GWh | After Competition Groups | 18.858 | 1299458.2296 | 1.2995 | 1801.7907 | 0.010466 | 14 | Industrial_2029_SC C_GWh_After Competition Groups_14 | Pulp and Paper Process Improvements | 1.047% | 1.2995 | 18.858 | Industrial_2029_SC C_GWh_After Competition Groups_Pulp and Paper Process Improvements
Industrial | Ind ¦ Refiner Plate Improvements | 2029 | SC C | GWh | After Competition Groups | 11.704 | 151828.7407 | 0.15183 | 1801.7907 | 0.0064957 | 15 | Industrial_2029_SC C_GWh_After Competition Groups_15 | Refiner Plate Improvements | 0.6496% | 0.15183 | 11.704 | Industrial_2029_SC C_GWh_After Competition Groups_Refiner Plate Improvements
Industrial | Ind ¦ Process Heat Recovery | 2029 | SC C | GWh | After Competition Groups | 11.4272 | 382410.6594 | 0.38241 | 1801.7907 | 0.0063421 | 16 | Industrial_2029_SC C_GWh_After Competition Groups_16 | Process Heat Recovery | 0.6342% | 0.38241 | 11.4272 | Industrial_2029_SC C_GWh_After Competition Groups_Process Heat Recovery
Industrial | Ind ¦ VAV Conversion Project | 2029 | SC C | GWh | After Competition Groups | 8.461 | 411970.5691 | 0.41197 | 1801.7907 | 0.0046959 | 17 | Industrial_2029_SC C_GWh_After Competition Groups_17 | VAV Conversion Project | 0.4696% | 0.41197 | 8.461 | Industrial_2029_SC C_GWh_After Competition Groups_VAV Conversion Project
Industrial | Ind ¦ Ventilation Optimization | 2029 | SC C | GWh | After Competition Groups | 8.0438 | 513043.9632 | 0.51304 | 1801.7907 | 0.0044643 | 18 | Industrial_2029_SC C_GWh_After Competition Groups_18 | Ventilation Optimization | 0.4464% | 0.51304 | 8.0438 | Industrial_2029_SC C_GWh_After Competition Groups_Ventilation Optimization
Industrial | Ind ¦ High Efficiency Battery Charger | 2029 | SC C | GWh | After Competition Groups | 7.3616 | 427619.6835 | 0.42762 | 1801.7907 | 0.0040857 | 19 | Industrial_2029_SC C_GWh_After Competition Groups_19 | High Efficiency Battery Charger | 0.4086% | 0.42762 | 7.3616 | Industrial_2029_SC C_GWh_After Competition Groups_High Efficiency Battery Charger
Industrial | Ind ¦ Improved Controls - Process Cooling | 2029 | SC C | GWh | After Competition Groups | 6.8598 | 204175.2317 | 0.20418 | 1801.7907 | 0.0038072 | 20 | Industrial_2029_SC C_GWh_After Competition Groups_20 | Improved Controls - Process Cooling | 0.3807% | 0.20418 | 6.8598 | Industrial_2029_SC C_GWh_After Competition Groups_Improved Controls - Process Cooling
Industrial | Ind ¦ Cooling Tower Optimization | 2029 | SC C | GWh | After Competition Groups | 6.4084 | 418365.5943 | 0.41837 | 1801.7907 | 0.0035567 | 21 | Industrial_2029_SC C_GWh_After Competition Groups_21 | Cooling Tower Optimization | 0.3557% | 0.41837 | 6.4084 | Industrial_2029_SC C_GWh_After Competition Groups_Cooling Tower Optimization
Industrial | Ind ¦ Process Improvements | 2029 | SC C | GWh | After Competition Groups | 5.4498 | 126828.8092 | 0.12683 | 1801.7907 | 0.0030246 | 22 | Industrial_2029_SC C_GWh_After Competition Groups_22 | Process Improvements | 0.3025% | 0.12683 | 5.4498 | Industrial_2029_SC C_GWh_After Competition Groups_Process Improvements
Industrial | Ind ¦ Refrigeration Compressor VFD | 2029 | SC C | GWh | After Competition Groups | 5.1377 | 263947.4435 | 0.26395 | 1801.7907 | 0.0028515 | 23 | Industrial_2029_SC C_GWh_After Competition Groups_23 | Refrigeration Compressor VFD | 0.2851% | 0.26395 | 5.1377 | Industrial_2029_SC C_GWh_After Competition Groups_Refrigeration Compressor VFD
Industrial | Ind ¦ Improved Controls - Process Heating | 2029 | SC C | GWh | After Competition Groups | 3.4548 | 103581.8314 | 0.10358 | 1801.7907 | 0.0019174 | 24 | Industrial_2029_SC C_GWh_After Competition Groups_24 | Improved Controls - Process Heating | 0.1917% | 0.10358 | 3.4548 | Industrial_2029_SC C_GWh_After Competition Groups_Improved Controls - Process Heating
Industrial | Ind ¦ Engine Block Heater Timer | 2029 | SC C | GWh | After Competition Groups | 2.0477 | 35030.8553 | 0.035031 | 1801.7907 | 0.0011365 | 25 | Industrial_2029_SC C_GWh_After Competition Groups_25 | Engine Block Heater Timer | 0.1137% | 0.035031 | 2.0477 | Industrial_2029_SC C_GWh_After Competition Groups_Engine Block Heater Timer
Industrial | Ind ¦ Free Cooling | 2029 | SC C | GWh | After Competition Groups | 1.8929 | 322693.161 | 0.32269 | 1801.7907 | 0.0010506 | 26 | Industrial_2029_SC C_GWh_After Competition Groups_26 | Free Cooling | 0.1051% | 0.32269 | 1.8929 | Industrial_2029_SC C_GWh_After Competition Groups_Free Cooling
Industrial | Ind ¦ Efficient Irrigation | 2029 | SC C | GWh | After Competition Groups | 1.7479 | 269606.379 | 0.26961 | 1801.7907 | 0.00097009 | 27 | Industrial_2029_SC C_GWh_After Competition Groups_27 | Efficient Irrigation | 0.09701% | 0.26961 | 1.7479 | Industrial_2029_SC C_GWh_After Competition Groups_Efficient Irrigation
Industrial | Ind ¦ Dairy Pre-Cooler | 2029 | SC C | GWh | After Competition Groups | 1.1911 | 42852.4709 | 0.042852 | 1801.7907 | 0.00066108 | 28 | Industrial_2029_SC C_GWh_After Competition Groups_28 | Dairy Pre-Cooler | 0.06611% | 0.042852 | 1.1911 | Industrial_2029_SC C_GWh_After Competition Groups_Dairy Pre-Cooler
Industrial | Ind ¦ Air Compressor Heat Recovery | 2029 | SC C | GWh | After Competition Groups | 0.93476 | 31096.4814 | 0.031096 | 1801.7907 | 0.0005188 | 29 | Industrial_2029_SC C_GWh_After Competition Groups_29 | Air Compressor Heat Recovery | 0.05188% | 0.031096 | 0.93476 | Industrial_2029_SC C_GWh_After Competition Groups_Air Compressor Heat Recovery
Industrial | Ind ¦ Efficient Refrigeration Compressor | 2029 | SC C | GWh | After Competition Groups | 0.56174 | 7065.6971 | 0.0070657 | 1801.7907 | 0.00031177 | 30 | Industrial_2029_SC C_GWh_After Competition Groups_30 | Efficient Refrigeration Compressor | 0.03118% | 0.0070657 | 0.56174 | Industrial_2029_SC C_GWh_After Competition Groups_Efficient Refrigeration Compressor
Industrial | Ind ¦ Heat Lamps/Heat Pad | 2029 | SC C | GWh | After Competition Groups | 0.30575 | 13882.0434 | 0.013882 | 1801.7907 | 0.00016969 | 31 | Industrial_2029_SC C_GWh_After Competition Groups_31 | Heat Lamps/Heat Pad | 0.01697% | 0.013882 | 0.30575 | Industrial_2029_SC C_GWh_After Competition Groups_Heat Lamps/Heat Pad
Industrial | Ind ¦ Dairy Water Heater | 2029 | SC C | GWh | After Competition Groups | 0.078543 | 2881.3776 | 0.0028814 | 1801.7907 | 4.3592e-05 | 32 | Industrial_2029_SC C_GWh_After Competition Groups_32 | Dairy Water Heater | 0.004359% | 0.0028814 | 0.078543 | Industrial_2029_SC C_GWh_After Competition Groups_Dairy Water Heater
Industrial | Ind ¦ Air Compressor Optimization | 2029 | SC D | GWh | After Competition Groups | 298.4923 | 0 | 0 | 1501.7868 | 0.19876 | 1 | Industrial_2029_SC D_GWh_After Competition Groups_1 | Air Compressor Optimization | 19.88% | 0 | 298.4923 | Industrial_2029_SC D_GWh_After Competition Groups_Air Compressor Optimization
Industrial | Ind ¦ Pump System Optimization | 2029 | SC D | GWh | After Competition Groups | 246.2255 | 0 | 0 | 1501.7868 | 0.16396 | 2 | Industrial_2029_SC D_GWh_After Competition Groups_2 | Pump System Optimization | 16.4% | 0 | 246.2255 | Industrial_2029_SC D_GWh_After Competition Groups_Pump System Optimization
Industrial | Ind ¦ Air Leak Survey and Repair | 2029 | SC D | GWh | After Competition Groups | 191.9338 | 0 | 0 | 1501.7868 | 0.1278 | 3 | Industrial_2029_SC D_GWh_After Competition Groups_3 | Air Leak Survey and Repair | 12.78% | 0 | 191.9338 | Industrial_2029_SC D_GWh_After Competition Groups_Air Leak Survey and Repair
Industrial | Ind ¦ SEM | 2029 | SC D | GWh | After Competition Groups | 136.1482 | 0 | 0 | 1501.7868 | 0.090657 | 4 | Industrial_2029_SC D_GWh_After Competition Groups_4 | SEM | 9.066% | 0 | 136.1482 | Industrial_2029_SC D_GWh_After Competition Groups_SEM
Industrial | Ind ¦ Recommissioning | 2029 | SC D | GWh | After Competition Groups | 131.2771 | 0 | 0 | 1501.7868 | 0.087414 | 5 | Industrial_2029_SC D_GWh_After Competition Groups_5 | Recommissioning | 8.741% | 0 | 131.2771 | Industrial_2029_SC D_GWh_After Competition Groups_Recommissioning
Industrial | Ind ¦ Pump Equipment Upgrade | 2029 | SC D | GWh | After Competition Groups | 108.5449 | 0 | 0 | 1501.7868 | 0.072277 | 6 | Industrial_2029_SC D_GWh_After Competition Groups_6 | Pump Equipment Upgrade | 7.228% | 0 | 108.5449 | Industrial_2029_SC D_GWh_After Competition Groups_Pump Equipment Upgrade
Industrial | Ind ¦ Efficient Compressed Air Nozzles | 2029 | SC D | GWh | After Competition Groups | 103.3725 | 0 | 0 | 1501.7868 | 0.068833 | 7 | Industrial_2029_SC D_GWh_After Competition Groups_7 | Efficient Compressed Air Nozzles | 6.883% | 0 | 103.3725 | Industrial_2029_SC D_GWh_After Competition Groups_Efficient Compressed Air Nozzles
Industrial | Ind ¦ High Efficiency HVAC Fans | 2029 | SC D | GWh | After Competition Groups | 83.4532 | 0 | 0 | 1501.7868 | 0.055569 | 8 | Industrial_2029_SC D_GWh_After Competition Groups_8 | High Efficiency HVAC Fans | 5.557% | 0 | 83.4532 | Industrial_2029_SC D_GWh_After Competition Groups_High Efficiency HVAC Fans
Industrial | Ind ¦ Fan System Optimization | 2029 | SC D | GWh | After Competition Groups | 44.9727 | 0 | 0 | 1501.7868 | 0.029946 | 9 | Industrial_2029_SC D_GWh_After Competition Groups_9 | Fan System Optimization | 2.995% | 0 | 44.9727 | Industrial_2029_SC D_GWh_After Competition Groups_Fan System Optimization
Industrial | Ind ¦ Greenhouse Grow Lights | 2029 | SC D | GWh | After Competition Groups | 32.0892 | 0 | 0 | 1501.7868 | 0.021367 | 10 | Industrial_2029_SC D_GWh_After Competition Groups_10 | Greenhouse Grow Lights | 2.137% | 0 | 32.0892 | Industrial_2029_SC D_GWh_After Competition Groups_Greenhouse Grow Lights
Industrial | Ind ¦ Material Handling Improvements | 2029 | SC D | GWh | After Competition Groups | 29.9219 | 0 | 0 | 1501.7868 | 0.019924 | 11 | Industrial_2029_SC D_GWh_After Competition Groups_11 | Material Handling Improvements | 1.992% | 0 | 29.9219 | Industrial_2029_SC D_GWh_After Competition Groups_Material Handling Improvements
Industrial | Ind ¦ Process Optimization (Elec) | 2029 | SC D | GWh | After Competition Groups | 24.3675 | 0 | 0 | 1501.7868 | 0.016226 | 12 | Industrial_2029_SC D_GWh_After Competition Groups_12 | Process Optimization (Elec) | 1.623% | 0 | 24.3675 | Industrial_2029_SC D_GWh_After Competition Groups_Process Optimization (Elec)
Industrial | Ind ¦ Refiner Plate Improvements | 2029 | SC D | GWh | After Competition Groups | 11.704 | 0 | 0 | 1501.7868 | 0.0077934 | 13 | Industrial_2029_SC D_GWh_After Competition Groups_13 | Refiner Plate Improvements | 0.7793% | 0 | 11.704 | Industrial_2029_SC D_GWh_After Competition Groups_Refiner Plate Improvements
Industrial | Ind ¦ Process Heat Recovery | 2029 | SC D | GWh | After Competition Groups | 8.5471 | 0 | 0 | 1501.7868 | 0.0056913 | 14 | Industrial_2029_SC D_GWh_After Competition Groups_14 | Process Heat Recovery | 0.5691% | 0 | 8.5471 | Industrial_2029_SC D_GWh_After Competition Groups_Process Heat Recovery
Industrial | Ind ¦ Ventilation Optimization | 2029 | SC D | GWh | After Competition Groups | 7.1012 | 0 | 0 | 1501.7868 | 0.0047285 | 15 | Industrial_2029_SC D_GWh_After Competition Groups_15 | Ventilation Optimization | 0.4728% | 0 | 7.1012 | Industrial_2029_SC D_GWh_After Competition Groups_Ventilation Optimization
Industrial | Ind ¦ Improved Controls - Process Cooling | 2029 | SC D | GWh | After Competition Groups | 6.8598 | 0 | 0 | 1501.7868 | 0.0045678 | 16 | Industrial_2029_SC D_GWh_After Competition Groups_16 | Improved Controls - Process Cooling | 0.4568% | 0 | 6.8598 | Industrial_2029_SC D_GWh_After Competition Groups_Improved Controls - Process Cooling
Industrial | Ind ¦ Cooling Tower Optimization | 2029 | SC D | GWh | After Competition Groups | 5.9446 | 0 | 0 | 1501.7868 | 0.0039584 | 17 | Industrial_2029_SC D_GWh_After Competition Groups_17 | Cooling Tower Optimization | 0.3958% | 0 | 5.9446 | Industrial_2029_SC D_GWh_After Competition Groups_Cooling Tower Optimization
Industrial | Ind ¦ VAV Conversion Project | 2029 | SC D | GWh | After Competition Groups | 5.6875 | 0 | 0 | 1501.7868 | 0.0037871 | 18 | Industrial_2029_SC D_GWh_After Competition Groups_18 | VAV Conversion Project | 0.3787% | 0 | 5.6875 | Industrial_2029_SC D_GWh_After Competition Groups_VAV Conversion Project
Industrial | Ind ¦ Process Improvements | 2029 | SC D | GWh | After Competition Groups | 4.746 | 0 | 0 | 1501.7868 | 0.0031602 | 19 | Industrial_2029_SC D_GWh_After Competition Groups_19 | Process Improvements | 0.316% | 0 | 4.746 | Industrial_2029_SC D_GWh_After Competition Groups_Process Improvements
Industrial | Ind ¦ HE Lighting | 2029 | SC D | GWh | After Competition Groups | 3.9913 | 0 | 0 | 1501.7868 | 0.0026577 | 20 | Industrial_2029_SC D_GWh_After Competition Groups_20 | HE Lighting | 0.2658% | 0 | 3.9913 | Industrial_2029_SC D_GWh_After Competition Groups_HE Lighting
Industrial | Ind ¦ High Efficiency Battery Charger | 2029 | SC D | GWh | After Competition Groups | 3.4157 | 0 | 0 | 1501.7868 | 0.0022744 | 21 | Industrial_2029_SC D_GWh_After Competition Groups_21 | High Efficiency Battery Charger | 0.2274% | 0 | 3.4157 | Industrial_2029_SC D_GWh_After Competition Groups_High Efficiency Battery Charger
Industrial | Ind ¦ Improved Controls - Process Heating | 2029 | SC D | GWh | After Competition Groups | 3.071 | 0 | 0 | 1501.7868 | 0.0020449 | 22 | Industrial_2029_SC D_GWh_After Competition Groups_22 | Improved Controls - Process Heating | 0.2045% | 0 | 3.071 | Industrial_2029_SC D_GWh_After Competition Groups_Improved Controls - Process Heating
Industrial | Ind ¦ Refrigeration Compressor VFD | 2029 | SC D | GWh | After Competition Groups | 2.6924 | 0 | 0 | 1501.7868 | 0.0017928 | 23 | Industrial_2029_SC D_GWh_After Competition Groups_23 | Refrigeration Compressor VFD | 0.1793% | 0 | 2.6924 | Industrial_2029_SC D_GWh_After Competition Groups_Refrigeration Compressor VFD
Industrial | Ind ¦ Pulp and Paper Process Improvements | 2029 | SC D | GWh | After Competition Groups | 2.0855 | 0 | 0 | 1501.7868 | 0.0013887 | 24 | Industrial_2029_SC D_GWh_After Competition Groups_24 | Pulp and Paper Process Improvements | 0.1389% | 0 | 2.0855 | Industrial_2029_SC D_GWh_After Competition Groups_Pulp and Paper Process Improvements
Industrial | Ind ¦ Engine Block Heater Timer | 2029 | SC D | GWh | After Competition Groups | 1.9361 | 0 | 0 | 1501.7868 | 0.0012892 | 25 | Industrial_2029_SC D_GWh_After Competition Groups_25 | Engine Block Heater Timer | 0.1289% | 0 | 1.9361 | Industrial_2029_SC D_GWh_After Competition Groups_Engine Block Heater Timer
Industrial | Ind ¦ Air Compressor Heat Recovery | 2029 | SC D | GWh | After Competition Groups | 0.84516 | 0 | 0 | 1501.7868 | 0.00056277 | 26 | Industrial_2029_SC D_GWh_After Competition Groups_26 | Air Compressor Heat Recovery | 0.05628% | 0 | 0.84516 | Industrial_2029_SC D_GWh_After Competition Groups_Air Compressor Heat Recovery
Industrial | Ind ¦ Efficient Irrigation | 2029 | SC D | GWh | After Competition Groups | 0.7761 | 0 | 0 | 1501.7868 | 0.00051678 | 27 | Industrial_2029_SC D_GWh_After Competition Groups_27 | Efficient Irrigation | 0.05168% | 0 | 0.7761 | Industrial_2029_SC D_GWh_After Competition Groups_Efficient Irrigation
Industrial | Ind ¦ Dairy Pre-Cooler | 2029 | SC D | GWh | After Competition Groups | 0.61998 | 0 | 0 | 1501.7868 | 0.00041283 | 28 | Industrial_2029_SC D_GWh_After Competition Groups_28 | Dairy Pre-Cooler | 0.04128% | 0 | 0.61998 | Industrial_2029_SC D_GWh_After Competition Groups_Dairy Pre-Cooler
Industrial | Ind ¦ Efficient Refrigeration Compressor | 2029 | SC D | GWh | After Competition Groups | 0.55567 | 0 | 0 | 1501.7868 | 0.00037001 | 29 | Industrial_2029_SC D_GWh_After Competition Groups_29 | Efficient Refrigeration Compressor | 0.037% | 0 | 0.55567 | Industrial_2029_SC D_GWh_After Competition Groups_Efficient Refrigeration Compressor
Industrial | Ind ¦ Free Cooling | 2029 | SC D | GWh | After Competition Groups | 0.22735 | 0 | 0 | 1501.7868 | 0.00015139 | 30 | Industrial_2029_SC D_GWh_After Competition Groups_30 | Free Cooling | 0.01514% | 0 | 0.22735 | Industrial_2029_SC D_GWh_After Competition Groups_Free Cooling
Industrial | Ind ¦ Heat Lamps/Heat Pad | 2029 | SC D | GWh | After Competition Groups | 0.18156 | 0 | 0 | 1501.7868 | 0.0001209 | 31 | Industrial_2029_SC D_GWh_After Competition Groups_31 | Heat Lamps/Heat Pad | 0.01209% | 0 | 0.18156 | Industrial_2029_SC D_GWh_After Competition Groups_Heat Lamps/Heat Pad
Industrial | Ind ¦ Pump System Optimization | 2029 | Technical | GWh | After Competition Groups | 792.1245 | 0 | 0 | 5565.33 | 0.14233 | 1 | Industrial_2029_Technical_GWh_After Competition Groups_1 | Pump System Optimization | 14.23% | 0 | 792.1245 | Industrial_2029_Technical_GWh_After Competition Groups_Pump System Optimization
Industrial | Ind ¦ HE Lighting | 2029 | Technical | GWh | After Competition Groups | 631.966 | 0 | 0 | 5565.33 | 0.11355 | 2 | Industrial_2029_Technical_GWh_After Competition Groups_2 | HE Lighting | 11.36% | 0 | 631.966 | Industrial_2029_Technical_GWh_After Competition Groups_HE Lighting
Industrial | Ind ¦ Air Leak Survey and Repair | 2029 | Technical | GWh | After Competition Groups | 613.5598 | 0 | 0 | 5565.33 | 0.11025 | 3 | Industrial_2029_Technical_GWh_After Competition Groups_3 | Air Leak Survey and Repair | 11.02% | 0 | 613.5598 | Industrial_2029_Technical_GWh_After Competition Groups_Air Leak Survey and Repair
Industrial | Ind ¦ Air Compressor Optimization | 2029 | Technical | GWh | After Competition Groups | 437.1466 | 0 | 0 | 5565.33 | 0.078548 | 4 | Industrial_2029_Technical_GWh_After Competition Groups_4 | Air Compressor Optimization | 7.855% | 0 | 437.1466 | Industrial_2029_Technical_GWh_After Competition Groups_Air Compressor Optimization
Industrial | Ind ¦ Recommissioning | 2029 | Technical | GWh | After Competition Groups | 433.0587 | 0 | 0 | 5565.33 | 0.077814 | 5 | Industrial_2029_Technical_GWh_After Competition Groups_5 | Recommissioning | 7.781% | 0 | 433.0587 | Industrial_2029_Technical_GWh_After Competition Groups_Recommissioning
Industrial | Ind ¦ SEM | 2029 | Technical | GWh | After Competition Groups | 433.0587 | 0 | 0 | 5565.33 | 0.077814 | 6 | Industrial_2029_Technical_GWh_After Competition Groups_6 | SEM | 7.781% | 0 | 433.0587 | Industrial_2029_Technical_GWh_After Competition Groups_SEM
Industrial | Ind ¦ Efficient Compressed Air Nozzles | 2029 | Technical | GWh | After Competition Groups | 428.1698 | 0 | 0 | 5565.33 | 0.076935 | 7 | Industrial_2029_Technical_GWh_After Competition Groups_7 | Efficient Compressed Air Nozzles | 7.694% | 0 | 428.1698 | Industrial_2029_Technical_GWh_After Competition Groups_Efficient Compressed Air Nozzles
Industrial | Ind ¦ Pump Equipment Upgrade | 2029 | Technical | GWh | After Competition Groups | 358.1409 | 0 | 0 | 5565.33 | 0.064352 | 8 | Industrial_2029_Technical_GWh_After Competition Groups_8 | Pump Equipment Upgrade | 6.435% | 0 | 358.1409 | Industrial_2029_Technical_GWh_After Competition Groups_Pump Equipment Upgrade
Industrial | Ind ¦ High Efficiency HVAC Fans | 2029 | Technical | GWh | After Competition Groups | 230.3291 | 0 | 0 | 5565.33 | 0.041386 | 9 | Industrial_2029_Technical_GWh_After Competition Groups_9 | High Efficiency HVAC Fans | 4.139% | 0 | 230.3291 | Industrial_2029_Technical_GWh_After Competition Groups_High Efficiency HVAC Fans
Industrial | Ind ¦ Process Optimization (Elec) | 2029 | Technical | GWh | After Competition Groups | 175.9755 | 0 | 0 | 5565.33 | 0.03162 | 10 | Industrial_2029_Technical_GWh_After Competition Groups_10 | Process Optimization (Elec) | 3.162% | 0 | 175.9755 | Industrial_2029_Technical_GWh_After Competition Groups_Process Optimization (Elec)
Industrial | Ind ¦ Premium Efficient Motors | 2029 | Technical | GWh | After Competition Groups | 164.9966 | 0 | 0 | 5565.33 | 0.029647 | 11 | Industrial_2029_Technical_GWh_After Competition Groups_11 | Premium Efficient Motors | 2.965% | 0 | 164.9966 | Industrial_2029_Technical_GWh_After Competition Groups_Premium Efficient Motors
Industrial | Ind ¦ Greenhouse Grow Lights | 2029 | Technical | GWh | After Competition Groups | 156.8808 | 0 | 0 | 5565.33 | 0.028189 | 12 | Industrial_2029_Technical_GWh_After Competition Groups_12 | Greenhouse Grow Lights | 2.819% | 0 | 156.8808 | Industrial_2029_Technical_GWh_After Competition Groups_Greenhouse Grow Lights
Industrial | Ind ¦ HE HVAC Controls | 2029 | Technical | GWh | After Competition Groups | 78.6553 | 0 | 0 | 5565.33 | 0.014133 | 13 | Industrial_2029_Technical_GWh_After Competition Groups_13 | HE HVAC Controls | 1.413% | 0 | 78.6553 | Industrial_2029_Technical_GWh_After Competition Groups_HE HVAC Controls
Industrial | Ind ¦ Material Handling Improvements | 2029 | Technical | GWh | After Competition Groups | 69.0121 | 0 | 0 | 5565.33 | 0.0124 | 14 | Industrial_2029_Technical_GWh_After Competition Groups_14 | Material Handling Improvements | 1.24% | 0 | 69.0121 | Industrial_2029_Technical_GWh_After Competition Groups_Material Handling Improvements
Industrial | Ind ¦ Pulp and Paper Process Improvements | 2029 | Technical | GWh | After Competition Groups | 65.8241 | 0 | 0 | 5565.33 | 0.011828 | 15 | Industrial_2029_Technical_GWh_After Competition Groups_15 | Pulp and Paper Process Improvements | 1.183% | 0 | 65.8241 | Industrial_2029_Technical_GWh_After Competition Groups_Pulp and Paper Process Improvements
Industrial | Ind ¦ Fan System Optimization | 2029 | Technical | GWh | After Competition Groups | 63.92 | 0 | 0 | 5565.33 | 0.011485 | 16 | Industrial_2029_Technical_GWh_After Competition Groups_16 | Fan System Optimization | 1.149% | 0 | 63.92 | Industrial_2029_Technical_GWh_After Competition Groups_Fan System Optimization
Industrial | Ind ¦ Refiner Plate Improvements | 2029 | Technical | GWh | After Competition Groups | 51.2057 | 0 | 0 | 5565.33 | 0.0092008 | 17 | Industrial_2029_Technical_GWh_After Competition Groups_17 | Refiner Plate Improvements | 0.9201% | 0 | 51.2057 | Industrial_2029_Technical_GWh_After Competition Groups_Refiner Plate Improvements
Industrial | Ind ¦ HE HVAC Units | 2029 | Technical | GWh | After Competition Groups | 50.066 | 0 | 0 | 5565.33 | 0.0089961 | 18 | Industrial_2029_Technical_GWh_After Competition Groups_18 | HE HVAC Units | 0.8996% | 0 | 50.066 | Industrial_2029_Technical_GWh_After Competition Groups_HE HVAC Units
Industrial | Ind ¦ Process Heat Recovery | 2029 | Technical | GWh | After Competition Groups | 37.4428 | 0 | 0 | 5565.33 | 0.0067279 | 19 | Industrial_2029_Technical_GWh_After Competition Groups_19 | Process Heat Recovery | 0.6728% | 0 | 37.4428 | Industrial_2029_Technical_GWh_After Competition Groups_Process Heat Recovery
Industrial | Ind ¦ Ventilation Optimization | 2029 | Technical | GWh | After Competition Groups | 32.7151 | 0 | 0 | 5565.33 | 0.0058784 | 20 | Industrial_2029_Technical_GWh_After Competition Groups_20 | Ventilation Optimization | 0.5878% | 0 | 32.7151 | Industrial_2029_Technical_GWh_After Competition Groups_Ventilation Optimization
Industrial | Ind ¦ VAV Conversion Project | 2029 | Technical | GWh | After Competition Groups | 24.3067 | 0 | 0 | 5565.33 | 0.0043675 | 21 | Industrial_2029_Technical_GWh_After Competition Groups_21 | VAV Conversion Project | 0.4368% | 0 | 24.3067 | Industrial_2029_Technical_GWh_After Competition Groups_VAV Conversion Project
Industrial | Ind ¦ Cold Storage Retrofit | 2029 | Technical | GWh | After Competition Groups | 24.0878 | 0 | 0 | 5565.33 | 0.0043282 | 22 | Industrial_2029_Technical_GWh_After Competition Groups_22 | Cold Storage Retrofit | 0.4328% | 0 | 24.0878 | Industrial_2029_Technical_GWh_After Competition Groups_Cold Storage Retrofit
Industrial | Ind ¦ Synchronous Belts | 2029 | Technical | GWh | After Competition Groups | 21.7922 | 0 | 0 | 5565.33 | 0.0039157 | 23 | Industrial_2029_Technical_GWh_After Competition Groups_23 | Synchronous Belts | 0.3916% | 0 | 21.7922 | Industrial_2029_Technical_GWh_After Competition Groups_Synchronous Belts
Industrial | Ind ¦ High Efficiency Battery Charger | 2029 | Technical | GWh | After Competition Groups | 21.5574 | 0 | 0 | 5565.33 | 0.0038735 | 24 | Industrial_2029_Technical_GWh_After Competition Groups_24 | High Efficiency Battery Charger | 0.3874% | 0 | 21.5574 | Industrial_2029_Technical_GWh_After Competition Groups_High Efficiency Battery Charger
Industrial | Ind ¦ Improved Controls - Process Cooling | 2029 | Technical | GWh | After Competition Groups | 20.9703 | 0 | 0 | 5565.33 | 0.003768 | 25 | Industrial_2029_Technical_GWh_After Competition Groups_25 | Improved Controls - Process Cooling | 0.3768% | 0 | 20.9703 | Industrial_2029_Technical_GWh_After Competition Groups_Improved Controls - Process Cooling
Industrial | Ind ¦ HVLS Fans | 2029 | Technical | GWh | After Competition Groups | 18.1587 | 0 | 0 | 5565.33 | 0.0032628 | 26 | Industrial_2029_Technical_GWh_After Competition Groups_26 | HVLS Fans | 0.3263% | 0 | 18.1587 | Industrial_2029_Technical_GWh_After Competition Groups_HVLS Fans
Industrial | Ind ¦ Process Improvements | 2029 | Technical | GWh | After Competition Groups | 17.8351 | 0 | 0 | 5565.33 | 0.0032047 | 27 | Industrial_2029_Technical_GWh_After Competition Groups_27 | Process Improvements | 0.3205% | 0 | 17.8351 | Industrial_2029_Technical_GWh_After Competition Groups_Process Improvements
Industrial | Ind ¦ Efficient Irrigation | 2029 | Technical | GWh | After Competition Groups | 17.5578 | 0 | 0 | 5565.33 | 0.0031549 | 28 | Industrial_2029_Technical_GWh_After Competition Groups_28 | Efficient Irrigation | 0.3155% | 0 | 17.5578 | Industrial_2029_Technical_GWh_After Competition Groups_Efficient Irrigation
Industrial | Ind ¦ Refrigeration Compressor VFD | 2029 | Technical | GWh | After Competition Groups | 11.8171 | 0 | 0 | 5565.33 | 0.0021233 | 29 | Industrial_2029_Technical_GWh_After Competition Groups_29 | Refrigeration Compressor VFD | 0.2123% | 0 | 11.8171 | Industrial_2029_Technical_GWh_After Competition Groups_Refrigeration Compressor VFD
Industrial | Ind ¦ Chiller Optimization | 2029 | Technical | GWh | After Competition Groups | 11.3749 | 0 | 0 | 5565.33 | 0.0020439 | 30 | Industrial_2029_Technical_GWh_After Competition Groups_30 | Chiller Optimization | 0.2044% | 0 | 11.3749 | Industrial_2029_Technical_GWh_After Competition Groups_Chiller Optimization
Industrial | Ind ¦ Efficient Transformer | 2029 | Technical | GWh | After Competition Groups | 10.7787 | 0 | 0 | 5565.33 | 0.0019368 | 31 | Industrial_2029_Technical_GWh_After Competition Groups_31 | Efficient Transformer | 0.1937% | 0 | 10.7787 | Industrial_2029_Technical_GWh_After Competition Groups_Efficient Transformer
Industrial | Ind ¦ Improved Controls - Process Heating | 2029 | Technical | GWh | After Competition Groups | 10.7665 | 0 | 0 | 5565.33 | 0.0019346 | 32 | Industrial_2029_Technical_GWh_After Competition Groups_32 | Improved Controls - Process Heating | 0.1935% | 0 | 10.7665 | Industrial_2029_Technical_GWh_After Competition Groups_Improved Controls - Process Heating
Industrial | Ind ¦ Cooling Tower Optimization | 2029 | Technical | GWh | After Competition Groups | 8.9034 | 0 | 0 | 5565.33 | 0.0015998 | 33 | Industrial_2029_Technical_GWh_After Competition Groups_33 | Cooling Tower Optimization | 0.16% | 0 | 8.9034 | Industrial_2029_Technical_GWh_After Competition Groups_Cooling Tower Optimization
Industrial | Ind ¦ High Efficiency Welders | 2029 | Technical | GWh | After Competition Groups | 8.6278 | 0 | 0 | 5565.33 | 0.0015503 | 34 | Industrial_2029_Technical_GWh_After Competition Groups_34 | High Efficiency Welders | 0.155% | 0 | 8.6278 | Industrial_2029_Technical_GWh_After Competition Groups_High Efficiency Welders
Industrial | Ind ¦ Engine Block Heater Timer | 2029 | Technical | GWh | After Competition Groups | 6.8194 | 0 | 0 | 5565.33 | 0.0012253 | 35 | Industrial_2029_Technical_GWh_After Competition Groups_35 | Engine Block Heater Timer | 0.1225% | 0 | 6.8194 | Industrial_2029_Technical_GWh_After Competition Groups_Engine Block Heater Timer
Industrial | Ind ¦ Low Energy Livestock Waterers | 2029 | Technical | GWh | After Competition Groups | 6.4529 | 0 | 0 | 5565.33 | 0.0011595 | 36 | Industrial_2029_Technical_GWh_After Competition Groups_36 | Low Energy Livestock Waterers | 0.1159% | 0 | 6.4529 | Industrial_2029_Technical_GWh_After Competition Groups_Low Energy Livestock Waterers
Industrial | Ind ¦ Free Cooling | 2029 | Technical | GWh | After Competition Groups | 5.3897 | 0 | 0 | 5565.33 | 0.00096845 | 37 | Industrial_2029_Technical_GWh_After Competition Groups_37 | Free Cooling | 0.09684% | 0 | 5.3897 | Industrial_2029_Technical_GWh_After Competition Groups_Free Cooling
Industrial | Ind ¦ Dairy Pre-Cooler | 2029 | Technical | GWh | After Competition Groups | 4.81 | 0 | 0 | 5565.33 | 0.00086427 | 38 | Industrial_2029_Technical_GWh_After Competition Groups_38 | Dairy Pre-Cooler | 0.08643% | 0 | 4.81 | Industrial_2029_Technical_GWh_After Competition Groups_Dairy Pre-Cooler
Industrial | Ind ¦ Air Compressor Heat Recovery | 2029 | Technical | GWh | After Competition Groups | 2.9231 | 0 | 0 | 5565.33 | 0.00052524 | 39 | Industrial_2029_Technical_GWh_After Competition Groups_39 | Air Compressor Heat Recovery | 0.05252% | 0 | 2.9231 | Industrial_2029_Technical_GWh_After Competition Groups_Air Compressor Heat Recovery
Industrial | Ind ¦ Optimize Compressed Air Dryer | 2029 | Technical | GWh | After Competition Groups | 2.132 | 0 | 0 | 5565.33 | 0.00038308 | 40 | Industrial_2029_Technical_GWh_After Competition Groups_40 | Optimize Compressed Air Dryer | 0.03831% | 0 | 2.132 | Industrial_2029_Technical_GWh_After Competition Groups_Optimize Compressed Air Dryer
Industrial | Ind ¦ Heat Lamps/Heat Pad | 2029 | Technical | GWh | After Competition Groups | 1.4618 | 0 | 0 | 5565.33 | 0.00026267 | 41 | Industrial_2029_Technical_GWh_After Competition Groups_41 | Heat Lamps/Heat Pad | 0.02627% | 0 | 1.4618 | Industrial_2029_Technical_GWh_After Competition Groups_Heat Lamps/Heat Pad
Industrial | Ind ¦ Efficient Refrigeration Compressor | 2029 | Technical | GWh | After Competition Groups | 0.99433 | 0 | 0 | 5565.33 | 0.00017867 | 42 | Industrial_2029_Technical_GWh_After Competition Groups_42 | Efficient Refrigeration Compressor | 0.01787% | 0 | 0.99433 | Industrial_2029_Technical_GWh_After Competition Groups_Efficient Refrigeration Compressor
Industrial | Ind ¦ Creep Heat Controller | 2029 | Technical | GWh | After Competition Groups | 0.91945 | 0 | 0 | 5565.33 | 0.00016521 | 43 | Industrial_2029_Technical_GWh_After Competition Groups_43 | Creep Heat Controller | 0.01652% | 0 | 0.91945 | Industrial_2029_Technical_GWh_After Competition Groups_Creep Heat Controller
Industrial | Ind ¦ Dual and Natural Exhaust Ventilation Systems | 2029 | Technical | GWh | After Competition Groups | 0.37315 | 0 | 0 | 5565.33 | 6.705e-05 | 44 | Industrial_2029_Technical_GWh_After Competition Groups_44 | Dual and Natural Exhaust Ventilation Systems | 0.006705% | 0 | 0.37315 | Industrial_2029_Technical_GWh_After Competition Groups_Dual and Natural Exhaust Ventilation Systems
Industrial | Ind ¦ Dairy Water Heater | 2029 | Technical | GWh | After Competition Groups | 0.27138 | 0 | 0 | 5565.33 | 4.8763e-05 | 45 | Industrial_2029_Technical_GWh_After Competition Groups_45 | Dairy Water Heater | 0.004876% | 0 | 0.27138 | Industrial_2029_Technical_GWh_After Competition Groups_Dairy Water Heater
Industrial | Ind ¦ Pump System Optimization | 2030 | Economic | GWh | After Competition Groups | 787.0912 | 0 | 0 | 4818.5362 | 0.16335 | 1 | Industrial_2030_Economic_GWh_After Competition Groups_1 | Pump System Optimization | 16.33% | 0 | 787.0912 | Industrial_2030_Economic_GWh_After Competition Groups_Pump System Optimization
Industrial | Ind ¦ Air Leak Survey and Repair | 2030 | Economic | GWh | After Competition Groups | 614.1434 | 0 | 0 | 4818.5362 | 0.12745 | 2 | Industrial_2030_Economic_GWh_After Competition Groups_2 | Air Leak Survey and Repair | 12.75% | 0 | 614.1434 | Industrial_2030_Economic_GWh_After Competition Groups_Air Leak Survey and Repair
Industrial | Ind ¦ Air Compressor Optimization | 2030 | Economic | GWh | After Competition Groups | 446.5523 | 0 | 0 | 4818.5362 | 0.092674 | 3 | Industrial_2030_Economic_GWh_After Competition Groups_3 | Air Compressor Optimization | 9.267% | 0 | 446.5523 | Industrial_2030_Economic_GWh_After Competition Groups_Air Compressor Optimization
Industrial | Ind ¦ Efficient Compressed Air Nozzles | 2030 | Economic | GWh | After Competition Groups | 437.4743 | 0 | 0 | 4818.5362 | 0.09079 | 4 | Industrial_2030_Economic_GWh_After Competition Groups_4 | Efficient Compressed Air Nozzles | 9.079% | 0 | 437.4743 | Industrial_2030_Economic_GWh_After Competition Groups_Efficient Compressed Air Nozzles
Industrial | Ind ¦ Recommissioning | 2030 | Economic | GWh | After Competition Groups | 432.1728 | 0 | 0 | 4818.5362 | 0.08969 | 5 | Industrial_2030_Economic_GWh_After Competition Groups_5 | Recommissioning | 8.969% | 0 | 432.1728 | Industrial_2030_Economic_GWh_After Competition Groups_Recommissioning
Industrial | Ind ¦ SEM | 2030 | Economic | GWh | After Competition Groups | 432.1728 | 0 | 0 | 4818.5362 | 0.08969 | 6 | Industrial_2030_Economic_GWh_After Competition Groups_6 | SEM | 8.969% | 0 | 432.1728 | Industrial_2030_Economic_GWh_After Competition Groups_SEM
Industrial | Ind ¦ Pump Equipment Upgrade | 2030 | Economic | GWh | After Competition Groups | 365.7306 | 0 | 0 | 4818.5362 | 0.075901 | 7 | Industrial_2030_Economic_GWh_After Competition Groups_7 | Pump Equipment Upgrade | 7.59% | 0 | 365.7306 | Industrial_2030_Economic_GWh_After Competition Groups_Pump Equipment Upgrade
Industrial | Ind ¦ HE Lighting | 2030 | Economic | GWh | After Competition Groups | 277.1594 | 0 | 0 | 4818.5362 | 0.057519 | 8 | Industrial_2030_Economic_GWh_After Competition Groups_8 | HE Lighting | 5.752% | 0 | 277.1594 | Industrial_2030_Economic_GWh_After Competition Groups_HE Lighting
Industrial | Ind ¦ High Efficiency HVAC Fans | 2030 | Economic | GWh | After Competition Groups | 234.1453 | 0 | 0 | 4818.5362 | 0.048593 | 9 | Industrial_2030_Economic_GWh_After Competition Groups_9 | High Efficiency HVAC Fans | 4.859% | 0 | 234.1453 | Industrial_2030_Economic_GWh_After Competition Groups_High Efficiency HVAC Fans
Industrial | Ind ¦ Process Optimization (Elec) | 2030 | Economic | GWh | After Competition Groups | 175.4781 | 0 | 0 | 4818.5362 | 0.036417 | 10 | Industrial_2030_Economic_GWh_After Competition Groups_10 | Process Optimization (Elec) | 3.642% | 0 | 175.4781 | Industrial_2030_Economic_GWh_After Competition Groups_Process Optimization (Elec)
Industrial | Ind ¦ Greenhouse Grow Lights | 2030 | Economic | GWh | After Competition Groups | 159.2419 | 0 | 0 | 4818.5362 | 0.033048 | 11 | Industrial_2030_Economic_GWh_After Competition Groups_11 | Greenhouse Grow Lights | 3.305% | 0 | 159.2419 | Industrial_2030_Economic_GWh_After Competition Groups_Greenhouse Grow Lights
Industrial | Ind ¦ Material Handling Improvements | 2030 | Economic | GWh | After Competition Groups | 70.4537 | 0 | 0 | 4818.5362 | 0.014621 | 12 | Industrial_2030_Economic_GWh_After Competition Groups_12 | Material Handling Improvements | 1.462% | 0 | 70.4537 | Industrial_2030_Economic_GWh_After Competition Groups_Material Handling Improvements
Industrial | Ind ¦ Pulp and Paper Process Improvements | 2030 | Economic | GWh | After Competition Groups | 65.7692 | 0 | 0 | 4818.5362 | 0.013649 | 13 | Industrial_2030_Economic_GWh_After Competition Groups_13 | Pulp and Paper Process Improvements | 1.365% | 0 | 65.7692 | Industrial_2030_Economic_GWh_After Competition Groups_Pulp and Paper Process Improvements
Industrial | Ind ¦ Fan System Optimization | 2030 | Economic | GWh | After Competition Groups | 64.7342 | 0 | 0 | 4818.5362 | 0.013434 | 14 | Industrial_2030_Economic_GWh_After Competition Groups_14 | Fan System Optimization | 1.343% | 0 | 64.7342 | Industrial_2030_Economic_GWh_After Competition Groups_Fan System Optimization
Industrial | Ind ¦ Refiner Plate Improvements | 2030 | Economic | GWh | After Competition Groups | 52.3275 | 0 | 0 | 4818.5362 | 0.01086 | 15 | Industrial_2030_Economic_GWh_After Competition Groups_15 | Refiner Plate Improvements | 1.086% | 0 | 52.3275 | Industrial_2030_Economic_GWh_After Competition Groups_Refiner Plate Improvements
Industrial | Ind ¦ Process Heat Recovery | 2030 | Economic | GWh | After Competition Groups | 37.3831 | 0 | 0 | 4818.5362 | 0.0077582 | 16 | Industrial_2030_Economic_GWh_After Competition Groups_16 | Process Heat Recovery | 0.7758% | 0 | 37.3831 | Industrial_2030_Economic_GWh_After Competition Groups_Process Heat Recovery
Industrial | Ind ¦ VAV Conversion Project | 2030 | Economic | GWh | After Competition Groups | 24.0418 | 0 | 0 | 4818.5362 | 0.0049894 | 17 | Industrial_2030_Economic_GWh_After Competition Groups_17 | VAV Conversion Project | 0.4989% | 0 | 24.0418 | Industrial_2030_Economic_GWh_After Competition Groups_VAV Conversion Project
Industrial | Ind ¦ High Efficiency Battery Charger | 2030 | Economic | GWh | After Competition Groups | 22.0453 | 0 | 0 | 4818.5362 | 0.0045751 | 18 | Industrial_2030_Economic_GWh_After Competition Groups_18 | High Efficiency Battery Charger | 0.4575% | 0 | 22.0453 | Industrial_2030_Economic_GWh_After Competition Groups_High Efficiency Battery Charger
Industrial | Ind ¦ Improved Controls - Process Cooling | 2030 | Economic | GWh | After Competition Groups | 20.8986 | 0 | 0 | 4818.5362 | 0.0043371 | 19 | Industrial_2030_Economic_GWh_After Competition Groups_19 | Improved Controls - Process Cooling | 0.4337% | 0 | 20.8986 | Industrial_2030_Economic_GWh_After Competition Groups_Improved Controls - Process Cooling
Industrial | Ind ¦ Efficient Irrigation | 2030 | Economic | GWh | After Competition Groups | 17.8929 | 0 | 0 | 4818.5362 | 0.0037133 | 20 | Industrial_2030_Economic_GWh_After Competition Groups_20 | Efficient Irrigation | 0.3713% | 0 | 17.8929 | Industrial_2030_Economic_GWh_After Competition Groups_Efficient Irrigation
Industrial | Ind ¦ Process Improvements | 2030 | Economic | GWh | After Competition Groups | 17.8413 | 0 | 0 | 4818.5362 | 0.0037026 | 21 | Industrial_2030_Economic_GWh_After Competition Groups_21 | Process Improvements | 0.3703% | 0 | 17.8413 | Industrial_2030_Economic_GWh_After Competition Groups_Process Improvements
Industrial | Ind ¦ Ventilation Optimization | 2030 | Economic | GWh | After Competition Groups | 13.2224 | 0 | 0 | 4818.5362 | 0.0027441 | 22 | Industrial_2030_Economic_GWh_After Competition Groups_22 | Ventilation Optimization | 0.2744% | 0 | 13.2224 | Industrial_2030_Economic_GWh_After Competition Groups_Ventilation Optimization
Industrial | Ind ¦ Refrigeration Compressor VFD | 2030 | Economic | GWh | After Competition Groups | 12.0756 | 0 | 0 | 4818.5362 | 0.0025061 | 23 | Industrial_2030_Economic_GWh_After Competition Groups_23 | Refrigeration Compressor VFD | 0.2506% | 0 | 12.0756 | Industrial_2030_Economic_GWh_After Competition Groups_Refrigeration Compressor VFD
Industrial | Ind ¦ Improved Controls - Process Heating | 2030 | Economic | GWh | After Competition Groups | 10.7623 | 0 | 0 | 4818.5362 | 0.0022335 | 24 | Industrial_2030_Economic_GWh_After Competition Groups_24 | Improved Controls - Process Heating | 0.2234% | 0 | 10.7623 | Industrial_2030_Economic_GWh_After Competition Groups_Improved Controls - Process Heating
Industrial | Ind ¦ Cooling Tower Optimization | 2030 | Economic | GWh | After Competition Groups | 8.8859 | 0 | 0 | 4818.5362 | 0.0018441 | 25 | Industrial_2030_Economic_GWh_After Competition Groups_25 | Cooling Tower Optimization | 0.1844% | 0 | 8.8859 | Industrial_2030_Economic_GWh_After Competition Groups_Cooling Tower Optimization
Industrial | Ind ¦ Engine Block Heater Timer | 2030 | Economic | GWh | After Competition Groups | 6.8252 | 0 | 0 | 4818.5362 | 0.0014164 | 26 | Industrial_2030_Economic_GWh_After Competition Groups_26 | Engine Block Heater Timer | 0.1416% | 0 | 6.8252 | Industrial_2030_Economic_GWh_After Competition Groups_Engine Block Heater Timer
Industrial | Ind ¦ Free Cooling | 2030 | Economic | GWh | After Competition Groups | 5.3815 | 0 | 0 | 4818.5362 | 0.0011168 | 27 | Industrial_2030_Economic_GWh_After Competition Groups_27 | Free Cooling | 0.1117% | 0 | 5.3815 | Industrial_2030_Economic_GWh_After Competition Groups_Free Cooling
Industrial | Ind ¦ Air Compressor Heat Recovery | 2030 | Economic | GWh | After Competition Groups | 2.9103 | 0 | 0 | 4818.5362 | 0.00060397 | 28 | Industrial_2030_Economic_GWh_After Competition Groups_28 | Air Compressor Heat Recovery | 0.0604% | 0 | 2.9103 | Industrial_2030_Economic_GWh_After Competition Groups_Air Compressor Heat Recovery
Industrial | Ind ¦ Dairy Pre-Cooler | 2030 | Economic | GWh | After Competition Groups | 2.4962 | 0 | 0 | 4818.5362 | 0.00051805 | 29 | Industrial_2030_Economic_GWh_After Competition Groups_29 | Dairy Pre-Cooler | 0.0518% | 0 | 2.4962 | Industrial_2030_Economic_GWh_After Competition Groups_Dairy Pre-Cooler
Industrial | Ind ¦ Efficient Refrigeration Compressor | 2030 | Economic | GWh | After Competition Groups | 1.0111 | 0 | 0 | 4818.5362 | 0.00020984 | 30 | Industrial_2030_Economic_GWh_After Competition Groups_30 | Efficient Refrigeration Compressor | 0.02098% | 0 | 1.0111 | Industrial_2030_Economic_GWh_After Competition Groups_Efficient Refrigeration Compressor
Industrial | Ind ¦ Dairy Water Heater | 2030 | Economic | GWh | After Competition Groups | 0.12085 | 0 | 0 | 4818.5362 | 2.508e-05 | 31 | Industrial_2030_Economic_GWh_After Competition Groups_31 | Dairy Water Heater | 0.002508% | 0 | 0.12085 | Industrial_2030_Economic_GWh_After Competition Groups_Dairy Water Heater
Industrial | Ind ¦ Heat Lamps/Heat Pad | 2030 | Economic | GWh | After Competition Groups | 0.095038 | 0 | 0 | 4818.5362 | 1.9723e-05 | 32 | Industrial_2030_Economic_GWh_After Competition Groups_32 | Heat Lamps/Heat Pad | 0.001972% | 0 | 0.095038 | Industrial_2030_Economic_GWh_After Competition Groups_Heat Lamps/Heat Pad
Industrial | Ind ¦ Air Compressor Optimization | 2030 | SC A | GWh | After Competition Groups | 321.6773 | 1358420.2931 | 1.3584 | 1747.6084 | 0.18407 | 1 | Industrial_2030_SC A_GWh_After Competition Groups_1 | Air Compressor Optimization | 18.41% | 1.3584 | 321.6773 | Industrial_2030_SC A_GWh_After Competition Groups_Air Compressor Optimization
Industrial | Ind ¦ Pump System Optimization | 2030 | SC A | GWh | After Competition Groups | 309.053 | 6305769.3476 | 6.3058 | 1747.6084 | 0.17684 | 2 | Industrial_2030_SC A_GWh_After Competition Groups_2 | Pump System Optimization | 17.68% | 6.3058 | 309.053 | Industrial_2030_SC A_GWh_After Competition Groups_Pump System Optimization
Industrial | Ind ¦ Air Leak Survey and Repair | 2030 | SC A | GWh | After Competition Groups | 217.7376 | 515087.7138 | 0.51509 | 1747.6084 | 0.12459 | 3 | Industrial_2030_SC A_GWh_After Competition Groups_3 | Air Leak Survey and Repair | 12.46% | 0.51509 | 217.7376 | Industrial_2030_SC A_GWh_After Competition Groups_Air Leak Survey and Repair
Industrial | Ind ¦ Recommissioning | 2030 | SC A | GWh | After Competition Groups | 154.187 | 2209774.7185 | 2.2098 | 1747.6084 | 0.088227 | 4 | Industrial_2030_SC A_GWh_After Competition Groups_4 | Recommissioning | 8.823% | 2.2098 | 154.187 | Industrial_2030_SC A_GWh_After Competition Groups_Recommissioning
Industrial | Ind ¦ SEM | 2030 | SC A | GWh | After Competition Groups | 154.187 | 2209774.7185 | 2.2098 | 1747.6084 | 0.088227 | 5 | Industrial_2030_SC A_GWh_After Competition Groups_5 | SEM | 8.823% | 2.2098 | 154.187 | Industrial_2030_SC A_GWh_After Competition Groups_SEM
Industrial | Ind ¦ Pump Equipment Upgrade | 2030 | SC A | GWh | After Competition Groups | 135.5972 | 3359348.364 | 3.3593 | 1747.6084 | 0.07759 | 6 | Industrial_2030_SC A_GWh_After Competition Groups_6 | Pump Equipment Upgrade | 7.759% | 3.3593 | 135.5972 | Industrial_2030_SC A_GWh_After Competition Groups_Pump Equipment Upgrade
Industrial | Ind ¦ Efficient Compressed Air Nozzles | 2030 | SC A | GWh | After Competition Groups | 119.4886 | 423811.1838 | 0.42381 | 1747.6084 | 0.068373 | 7 | Industrial_2030_SC A_GWh_After Competition Groups_7 | Efficient Compressed Air Nozzles | 6.837% | 0.42381 | 119.4886 | Industrial_2030_SC A_GWh_After Competition Groups_Efficient Compressed Air Nozzles
Industrial | Ind ¦ High Efficiency HVAC Fans | 2030 | SC A | GWh | After Competition Groups | 98.2301 | 2056229.2804 | 2.0562 | 1747.6084 | 0.056208 | 8 | Industrial_2030_SC A_GWh_After Competition Groups_8 | High Efficiency HVAC Fans | 5.621% | 2.0562 | 98.2301 | Industrial_2030_SC A_GWh_After Competition Groups_High Efficiency HVAC Fans
Industrial | Ind ¦ Fan System Optimization | 2030 | SC A | GWh | After Competition Groups | 45.6415 | 790933.1786 | 0.79093 | 1747.6084 | 0.026117 | 9 | Industrial_2030_SC A_GWh_After Competition Groups_9 | Fan System Optimization | 2.612% | 0.79093 | 45.6415 | Industrial_2030_SC A_GWh_After Competition Groups_Fan System Optimization
Industrial | Ind ¦ Greenhouse Grow Lights | 2030 | SC A | GWh | After Competition Groups | 40.7884 | 1028590.7832 | 1.0286 | 1747.6084 | 0.02334 | 10 | Industrial_2030_SC A_GWh_After Competition Groups_10 | Greenhouse Grow Lights | 2.334% | 1.0286 | 40.7884 | Industrial_2030_SC A_GWh_After Competition Groups_Greenhouse Grow Lights
Industrial | Ind ¦ Material Handling Improvements | 2030 | SC A | GWh | After Competition Groups | 32.7707 | 158304.7902 | 0.1583 | 1747.6084 | 0.018752 | 11 | Industrial_2030_SC A_GWh_After Competition Groups_11 | Material Handling Improvements | 1.875% | 0.1583 | 32.7707 | Industrial_2030_SC A_GWh_After Competition Groups_Material Handling Improvements
Industrial | Ind ¦ Process Optimization (Elec) | 2030 | SC A | GWh | After Competition Groups | 27.6463 | 401653.2456 | 0.40165 | 1747.6084 | 0.01582 | 12 | Industrial_2030_SC A_GWh_After Competition Groups_12 | Process Optimization (Elec) | 1.582% | 0.40165 | 27.6463 | Industrial_2030_SC A_GWh_After Competition Groups_Process Optimization (Elec)
Industrial | Ind ¦ Refiner Plate Improvements | 2030 | SC A | GWh | After Competition Groups | 13.5002 | 165263.6917 | 0.16526 | 1747.6084 | 0.007725 | 13 | Industrial_2030_SC A_GWh_After Competition Groups_13 | Refiner Plate Improvements | 0.7725% | 0.16526 | 13.5002 | Industrial_2030_SC A_GWh_After Competition Groups_Refiner Plate Improvements
Industrial | Ind ¦ Process Heat Recovery | 2030 | SC A | GWh | After Competition Groups | 12.9416 | 406539.4168 | 0.40654 | 1747.6084 | 0.0074053 | 14 | Industrial_2030_SC A_GWh_After Competition Groups_14 | Process Heat Recovery | 0.7405% | 0.40654 | 12.9416 | Industrial_2030_SC A_GWh_After Competition Groups_Process Heat Recovery
Industrial | Ind ¦ VAV Conversion Project | 2030 | SC A | GWh | After Competition Groups | 9.3555 | 397571.6687 | 0.39757 | 1747.6084 | 0.0053533 | 15 | Industrial_2030_SC A_GWh_After Competition Groups_15 | VAV Conversion Project | 0.5353% | 0.39757 | 9.3555 | Industrial_2030_SC A_GWh_After Competition Groups_VAV Conversion Project
Industrial | Ind ¦ HE Lighting | 2030 | SC A | GWh | After Competition Groups | 8.653 | 481090.8147 | 0.48109 | 1747.6084 | 0.0049513 | 16 | Industrial_2030_SC A_GWh_After Competition Groups_16 | HE Lighting | 0.4951% | 0.48109 | 8.653 | Industrial_2030_SC A_GWh_After Competition Groups_HE Lighting
Industrial | Ind ¦ Pulp and Paper Process Improvements | 2030 | SC A | GWh | After Competition Groups | 8.0705 | 268193.8315 | 0.26819 | 1747.6084 | 0.004618 | 17 | Industrial_2030_SC A_GWh_After Competition Groups_17 | Pulp and Paper Process Improvements | 0.4618% | 0.26819 | 8.0705 | Industrial_2030_SC A_GWh_After Competition Groups_Pulp and Paper Process Improvements
Industrial | Ind ¦ Improved Controls - Process Cooling | 2030 | SC A | GWh | After Competition Groups | 7.7614 | 214568.4729 | 0.21457 | 1747.6084 | 0.0044412 | 18 | Industrial_2030_SC A_GWh_After Competition Groups_18 | Improved Controls - Process Cooling | 0.4441% | 0.21457 | 7.7614 | Industrial_2030_SC A_GWh_After Competition Groups_Improved Controls - Process Cooling
Industrial | Ind ¦ Process Improvements | 2030 | SC A | GWh | After Competition Groups | 5.8812 | 92621.618 | 0.092622 | 1747.6084 | 0.0033653 | 19 | Industrial_2030_SC A_GWh_After Competition Groups_19 | Process Improvements | 0.3365% | 0.092622 | 5.8812 | Industrial_2030_SC A_GWh_After Competition Groups_Process Improvements
Industrial | Ind ¦ High Efficiency Battery Charger | 2030 | SC A | GWh | After Competition Groups | 5.3693 | 182741.1058 | 0.18274 | 1747.6084 | 0.0030724 | 20 | Industrial_2030_SC A_GWh_After Competition Groups_20 | High Efficiency Battery Charger | 0.3072% | 0.18274 | 5.3693 | Industrial_2030_SC A_GWh_After Competition Groups_High Efficiency Battery Charger
Industrial | Ind ¦ Improved Controls - Process Heating | 2030 | SC A | GWh | After Competition Groups | 3.9116 | 108717.7557 | 0.10872 | 1747.6084 | 0.0022383 | 21 | Industrial_2030_SC A_GWh_After Competition Groups_21 | Improved Controls - Process Heating | 0.2238% | 0.10872 | 3.9116 | Industrial_2030_SC A_GWh_After Competition Groups_Improved Controls - Process Heating
Industrial | Ind ¦ Ventilation Optimization | 2030 | SC A | GWh | After Competition Groups | 3.8172 | 92947.675 | 0.092948 | 1747.6084 | 0.0021842 | 22 | Industrial_2030_SC A_GWh_After Competition Groups_22 | Ventilation Optimization | 0.2184% | 0.092948 | 3.8172 | Industrial_2030_SC A_GWh_After Competition Groups_Ventilation Optimization
Industrial | Ind ¦ Refrigeration Compressor VFD | 2030 | SC A | GWh | After Competition Groups | 3.7469 | 75993.5134 | 0.075994 | 1747.6084 | 0.002144 | 23 | Industrial_2030_SC A_GWh_After Competition Groups_23 | Refrigeration Compressor VFD | 0.2144% | 0.075994 | 3.7469 | Industrial_2030_SC A_GWh_After Competition Groups_Refrigeration Compressor VFD
Industrial | Ind ¦ Engine Block Heater Timer | 2030 | SC A | GWh | After Competition Groups | 2.3144 | 36469.3072 | 0.036469 | 1747.6084 | 0.0013243 | 24 | Industrial_2030_SC A_GWh_After Competition Groups_24 | Engine Block Heater Timer | 0.1324% | 0.036469 | 2.3144 | Industrial_2030_SC A_GWh_After Competition Groups_Engine Block Heater Timer
Industrial | Ind ¦ Efficient Irrigation | 2030 | SC A | GWh | After Competition Groups | 1.3572 | 78181.0687 | 0.078181 | 1747.6084 | 0.00077661 | 25 | Industrial_2030_SC A_GWh_After Competition Groups_25 | Efficient Irrigation | 0.07766% | 0.078181 | 1.3572 | Industrial_2030_SC A_GWh_After Competition Groups_Efficient Irrigation
Industrial | Ind ¦ Dairy Pre-Cooler | 2030 | SC A | GWh | After Competition Groups | 1.1058 | 22173.2291 | 0.022173 | 1747.6084 | 0.00063273 | 26 | Industrial_2030_SC A_GWh_After Competition Groups_26 | Dairy Pre-Cooler | 0.06327% | 0.022173 | 1.1058 | Industrial_2030_SC A_GWh_After Competition Groups_Dairy Pre-Cooler
Industrial | Ind ¦ Air Compressor Heat Recovery | 2030 | SC A | GWh | After Competition Groups | 1.0573 | 32887.3386 | 0.032887 | 1747.6084 | 0.00060498 | 27 | Industrial_2030_SC A_GWh_After Competition Groups_27 | Air Compressor Heat Recovery | 0.0605% | 0.032887 | 1.0573 | Industrial_2030_SC A_GWh_After Competition Groups_Air Compressor Heat Recovery
Industrial | Ind ¦ Cooling Tower Optimization | 2030 | SC A | GWh | After Competition Groups | 0.78057 | 17298.293 | 0.017298 | 1747.6084 | 0.00044665 | 28 | Industrial_2030_SC A_GWh_After Competition Groups_28 | Cooling Tower Optimization | 0.04466% | 0.017298 | 0.78057 | Industrial_2030_SC A_GWh_After Competition Groups_Cooling Tower Optimization
Industrial | Ind ¦ Efficient Refrigeration Compressor | 2030 | SC A | GWh | After Competition Groups | 0.60325 | 7280.0879 | 0.0072801 | 1747.6084 | 0.00034518 | 29 | Industrial_2030_SC A_GWh_After Competition Groups_29 | Efficient Refrigeration Compressor | 0.03452% | 0.0072801 | 0.60325 | Industrial_2030_SC A_GWh_After Competition Groups_Efficient Refrigeration Compressor
Industrial | Ind ¦ Heat Lamps/Heat Pad | 2030 | SC A | GWh | After Competition Groups | 0.3028 | 5369.2236 | 0.0053692 | 1747.6084 | 0.00017327 | 30 | Industrial_2030_SC A_GWh_After Competition Groups_30 | Heat Lamps/Heat Pad | 0.01733% | 0.0053692 | 0.3028 | Industrial_2030_SC A_GWh_After Competition Groups_Heat Lamps/Heat Pad
Industrial | Ind ¦ Dairy Water Heater | 2030 | SC A | GWh | After Competition Groups | 0.061232 | 1217.1876 | 0.0012172 | 1747.6084 | 3.5038e-05 | 31 | Industrial_2030_SC A_GWh_After Competition Groups_31 | Dairy Water Heater | 0.003504% | 0.0012172 | 0.061232 | Industrial_2030_SC A_GWh_After Competition Groups_Dairy Water Heater
Industrial | Ind ¦ Free Cooling | 2030 | SC A | GWh | After Competition Groups | 0.012707 | 367.3658 | 0.00036737 | 1747.6084 | 7.2712e-06 | 32 | Industrial_2030_SC A_GWh_After Competition Groups_32 | Free Cooling | 0.0007271% | 0.00036737 | 0.012707 | Industrial_2030_SC A_GWh_After Competition Groups_Free Cooling
Industrial | Ind ¦ Air Leak Survey and Repair | 2030 | SC B | GWh | After Competition Groups | 469.1139 | 676518.8628 | 0.67652 | 3051.9223 | 0.15371 | 1 | Industrial_2030_SC B_GWh_After Competition Groups_1 | Air Leak Survey and Repair | 15.37% | 0.67652 | 469.1139 | Industrial_2030_SC B_GWh_After Competition Groups_Air Leak Survey and Repair
Industrial | Ind ¦ Pump System Optimization | 2030 | SC B | GWh | After Competition Groups | 434.3454 | 26831278.9786 | 26.8313 | 3051.9223 | 0.14232 | 2 | Industrial_2030_SC B_GWh_After Competition Groups_2 | Pump System Optimization | 14.23% | 26.8313 | 434.3454 | Industrial_2030_SC B_GWh_After Competition Groups_Pump System Optimization
Industrial | Ind ¦ Recommissioning | 2030 | SC B | GWh | After Competition Groups | 332.0816 | 2900554.1517 | 2.9006 | 3051.9223 | 0.10881 | 3 | Industrial_2030_SC B_GWh_After Competition Groups_3 | Recommissioning | 10.88% | 2.9006 | 332.0816 | Industrial_2030_SC B_GWh_After Competition Groups_Recommissioning
Industrial | Ind ¦ SEM | 2030 | SC B | GWh | After Competition Groups | 332.0816 | 2900554.1517 | 2.9006 | 3051.9223 | 0.10881 | 4 | Industrial_2030_SC B_GWh_After Competition Groups_4 | SEM | 10.88% | 2.9006 | 332.0816 | Industrial_2030_SC B_GWh_After Competition Groups_SEM
Industrial | Ind ¦ Air Compressor Optimization | 2030 | SC B | GWh | After Competition Groups | 321.6773 | 1358284.451 | 1.3583 | 3051.9223 | 0.1054 | 5 | Industrial_2030_SC B_GWh_After Competition Groups_5 | Air Compressor Optimization | 10.54% | 1.3583 | 321.6773 | Industrial_2030_SC B_GWh_After Competition Groups_Air Compressor Optimization
Industrial | Ind ¦ Efficient Compressed Air Nozzles | 2030 | SC B | GWh | After Competition Groups | 259.8328 | 602343.1925 | 0.60234 | 3051.9223 | 0.085137 | 6 | Industrial_2030_SC B_GWh_After Competition Groups_6 | Efficient Compressed Air Nozzles | 8.514% | 0.60234 | 259.8328 | Industrial_2030_SC B_GWh_After Competition Groups_Efficient Compressed Air Nozzles
Industrial | Ind ¦ Pump Equipment Upgrade | 2030 | SC B | GWh | After Competition Groups | 191.1445 | 14408999.1198 | 14.409 | 3051.9223 | 0.062631 | 7 | Industrial_2030_SC B_GWh_After Competition Groups_7 | Pump Equipment Upgrade | 6.263% | 14.409 | 191.1445 | Industrial_2030_SC B_GWh_After Competition Groups_Pump Equipment Upgrade
Industrial | Ind ¦ High Efficiency HVAC Fans | 2030 | SC B | GWh | After Competition Groups | 164.9994 | 2599108.4354 | 2.5991 | 3051.9223 | 0.054064 | 8 | Industrial_2030_SC B_GWh_After Competition Groups_8 | High Efficiency HVAC Fans | 5.406% | 2.5991 | 164.9994 | Industrial_2030_SC B_GWh_After Competition Groups_High Efficiency HVAC Fans
Industrial | Ind ¦ Greenhouse Grow Lights | 2030 | SC B | GWh | After Competition Groups | 100.032 | 4947810.1541 | 4.9478 | 3051.9223 | 0.032777 | 9 | Industrial_2030_SC B_GWh_After Competition Groups_9 | Greenhouse Grow Lights | 3.278% | 4.9478 | 100.032 | Industrial_2030_SC B_GWh_After Competition Groups_Greenhouse Grow Lights
Industrial | Ind ¦ HE Lighting | 2030 | SC B | GWh | After Competition Groups | 97.5325 | 9494311.965 | 9.4943 | 3051.9223 | 0.031958 | 10 | Industrial_2030_SC B_GWh_After Competition Groups_10 | HE Lighting | 3.196% | 9.4943 | 97.5325 | Industrial_2030_SC B_GWh_After Competition Groups_HE Lighting
Industrial | Ind ¦ Material Handling Improvements | 2030 | SC B | GWh | After Competition Groups | 49.6918 | 196475.8281 | 0.19648 | 3051.9223 | 0.016282 | 11 | Industrial_2030_SC B_GWh_After Competition Groups_11 | Material Handling Improvements | 1.628% | 0.19648 | 49.6918 | Industrial_2030_SC B_GWh_After Competition Groups_Material Handling Improvements
Industrial | Ind ¦ Fan System Optimization | 2030 | SC B | GWh | After Competition Groups | 48.3234 | 1534253.3171 | 1.5343 | 3051.9223 | 0.015834 | 12 | Industrial_2030_SC B_GWh_After Competition Groups_12 | Fan System Optimization | 1.583% | 1.5343 | 48.3234 | Industrial_2030_SC B_GWh_After Competition Groups_Fan System Optimization
Industrial | Ind ¦ Pulp and Paper Process Improvements | 2030 | SC B | GWh | After Competition Groups | 47.256 | 1975453.8765 | 1.9755 | 3051.9223 | 0.015484 | 13 | Industrial_2030_SC B_GWh_After Competition Groups_13 | Pulp and Paper Process Improvements | 1.548% | 1.9755 | 47.256 | Industrial_2030_SC B_GWh_After Competition Groups_Pulp and Paper Process Improvements
Industrial | Ind ¦ Refiner Plate Improvements | 2030 | SC B | GWh | After Competition Groups | 30.02 | 248875.9017 | 0.24888 | 3051.9223 | 0.0098364 | 14 | Industrial_2030_SC B_GWh_After Competition Groups_14 | Refiner Plate Improvements | 0.9836% | 0.24888 | 30.02 | Industrial_2030_SC B_GWh_After Competition Groups_Refiner Plate Improvements
Industrial | Ind ¦ Process Heat Recovery | 2030 | SC B | GWh | After Competition Groups | 28.2499 | 556061.184 | 0.55606 | 3051.9223 | 0.0092564 | 15 | Industrial_2030_SC B_GWh_After Competition Groups_15 | Process Heat Recovery | 0.9256% | 0.55606 | 28.2499 | Industrial_2030_SC B_GWh_After Competition Groups_Process Heat Recovery
Industrial | Ind ¦ Process Optimization (Elec) | 2030 | SC B | GWh | After Competition Groups | 27.6463 | 401613.0803 | 0.40161 | 3051.9223 | 0.0090586 | 16 | Industrial_2030_SC B_GWh_After Competition Groups_16 | Process Optimization (Elec) | 0.9059% | 0.40161 | 27.6463 | Industrial_2030_SC B_GWh_After Competition Groups_Process Optimization (Elec)
Industrial | Ind ¦ VAV Conversion Project | 2030 | SC B | GWh | After Competition Groups | 20.6847 | 577300.6228 | 0.5773 | 3051.9223 | 0.0067776 | 17 | Industrial_2030_SC B_GWh_After Competition Groups_17 | VAV Conversion Project | 0.6778% | 0.5773 | 20.6847 | Industrial_2030_SC B_GWh_After Competition Groups_VAV Conversion Project
Industrial | Ind ¦ Improved Controls - Process Cooling | 2030 | SC B | GWh | After Competition Groups | 16.7546 | 285657.5602 | 0.28566 | 3051.9223 | 0.0054899 | 18 | Industrial_2030_SC B_GWh_After Competition Groups_18 | Improved Controls - Process Cooling | 0.549% | 0.28566 | 16.7546 | Industrial_2030_SC B_GWh_After Competition Groups_Improved Controls - Process Cooling
Industrial | Ind ¦ High Efficiency Battery Charger | 2030 | SC B | GWh | After Competition Groups | 14.5459 | 575729.3193 | 0.57573 | 3051.9223 | 0.0047661 | 19 | Industrial_2030_SC B_GWh_After Competition Groups_19 | High Efficiency Battery Charger | 0.4766% | 0.57573 | 14.5459 | Industrial_2030_SC B_GWh_After Competition Groups_High Efficiency Battery Charger
Industrial | Ind ¦ Process Improvements | 2030 | SC B | GWh | After Competition Groups | 13.2958 | 176747.8005 | 0.17675 | 3051.9223 | 0.0043565 | 20 | Industrial_2030_SC B_GWh_After Competition Groups_20 | Process Improvements | 0.4357% | 0.17675 | 13.2958 | Industrial_2030_SC B_GWh_After Competition Groups_Process Improvements
Industrial | Ind ¦ Ventilation Optimization | 2030 | SC B | GWh | After Competition Groups | 8.7191 | 486893.4327 | 0.48689 | 3051.9223 | 0.0028569 | 21 | Industrial_2030_SC B_GWh_After Competition Groups_21 | Ventilation Optimization | 0.2857% | 0.48689 | 8.7191 | Industrial_2030_SC B_GWh_After Competition Groups_Ventilation Optimization
Industrial | Ind ¦ Refrigeration Compressor VFD | 2030 | SC B | GWh | After Competition Groups | 8.4754 | 432993.808 | 0.43299 | 3051.9223 | 0.0027771 | 22 | Industrial_2030_SC B_GWh_After Competition Groups_22 | Refrigeration Compressor VFD | 0.2777% | 0.43299 | 8.4754 | Industrial_2030_SC B_GWh_After Competition Groups_Refrigeration Compressor VFD
Industrial | Ind ¦ Improved Controls - Process Heating | 2030 | SC B | GWh | After Competition Groups | 8.3059 | 138173.8554 | 0.13817 | 3051.9223 | 0.0027215 | 23 | Industrial_2030_SC B_GWh_After Competition Groups_23 | Improved Controls - Process Heating | 0.2722% | 0.13817 | 8.3059 | Industrial_2030_SC B_GWh_After Competition Groups_Improved Controls - Process Heating
Industrial | Ind ¦ Cooling Tower Optimization | 2030 | SC B | GWh | After Competition Groups | 6.894 | 375674.3348 | 0.37567 | 3051.9223 | 0.0022589 | 24 | Industrial_2030_SC B_GWh_After Competition Groups_24 | Cooling Tower Optimization | 0.2259% | 0.37567 | 6.894 | Industrial_2030_SC B_GWh_After Competition Groups_Cooling Tower Optimization
Industrial | Ind ¦ Efficient Irrigation | 2030 | SC B | GWh | After Competition Groups | 5.5006 | 743582.3346 | 0.74358 | 3051.9223 | 0.0018023 | 25 | Industrial_2030_SC B_GWh_After Competition Groups_25 | Efficient Irrigation | 0.1802% | 0.74358 | 5.5006 | Industrial_2030_SC B_GWh_After Competition Groups_Efficient Irrigation
Industrial | Ind ¦ Engine Block Heater Timer | 2030 | SC B | GWh | After Competition Groups | 5.0273 | 49829.2714 | 0.049829 | 3051.9223 | 0.0016473 | 26 | Industrial_2030_SC B_GWh_After Competition Groups_26 | Engine Block Heater Timer | 0.1647% | 0.049829 | 5.0273 | Industrial_2030_SC B_GWh_After Competition Groups_Engine Block Heater Timer
Industrial | Ind ¦ Free Cooling | 2030 | SC B | GWh | After Competition Groups | 4.4804 | 407683.1621 | 0.40768 | 3051.9223 | 0.0014681 | 27 | Industrial_2030_SC B_GWh_After Competition Groups_27 | Free Cooling | 0.1468% | 0.40768 | 4.4804 | Industrial_2030_SC B_GWh_After Competition Groups_Free Cooling
Industrial | Ind ¦ Air Compressor Heat Recovery | 2030 | SC B | GWh | After Competition Groups | 2.2708 | 42579.6599 | 0.04258 | 3051.9223 | 0.00074406 | 28 | Industrial_2030_SC B_GWh_After Competition Groups_28 | Air Compressor Heat Recovery | 0.07441% | 0.04258 | 2.2708 | Industrial_2030_SC B_GWh_After Competition Groups_Air Compressor Heat Recovery
Industrial | Ind ¦ Dairy Pre-Cooler | 2030 | SC B | GWh | After Competition Groups | 1.5896 | 47227.7414 | 0.047228 | 3051.9223 | 0.00052085 | 29 | Industrial_2030_SC B_GWh_After Competition Groups_29 | Dairy Pre-Cooler | 0.05208% | 0.047228 | 1.5896 | Industrial_2030_SC B_GWh_After Competition Groups_Dairy Pre-Cooler
Industrial | Ind ¦ Efficient Refrigeration Compressor | 2030 | SC B | GWh | After Competition Groups | 0.82852 | 7939.4561 | 0.0079395 | 3051.9223 | 0.00027147 | 30 | Industrial_2030_SC B_GWh_After Competition Groups_30 | Efficient Refrigeration Compressor | 0.02715% | 0.0079395 | 0.82852 | Industrial_2030_SC B_GWh_After Competition Groups_Efficient Refrigeration Compressor
Industrial | Ind ¦ Heat Lamps/Heat Pad | 2030 | SC B | GWh | After Competition Groups | 0.42893 | 13370.3999 | 0.01337 | 3051.9223 | 0.00014054 | 31 | Industrial_2030_SC B_GWh_After Competition Groups_31 | Heat Lamps/Heat Pad | 0.01405% | 0.01337 | 0.42893 | Industrial_2030_SC B_GWh_After Competition Groups_Heat Lamps/Heat Pad
Industrial | Ind ¦ Dairy Water Heater | 2030 | SC B | GWh | After Competition Groups | 0.092427 | 2857.6645 | 0.0028577 | 3051.9223 | 3.0285e-05 | 32 | Industrial_2030_SC B_GWh_After Competition Groups_32 | Dairy Water Heater | 0.003028% | 0.0028577 | 0.092427 | Industrial_2030_SC B_GWh_After Competition Groups_Dairy Water Heater
Industrial | Ind ¦ Pump System Optimization | 2030 | SC C | GWh | After Competition Groups | 434.3454 | 26833962.3748 | 26.834 | 2020.3845 | 0.21498 | 1 | Industrial_2030_SC C_GWh_After Competition Groups_1 | Pump System Optimization | 21.5% | 26.834 | 434.3454 | Industrial_2030_SC C_GWh_After Competition Groups_Pump System Optimization
Industrial | Ind ¦ Air Compressor Optimization | 2030 | SC C | GWh | After Competition Groups | 321.6773 | 1358420.2931 | 1.3584 | 2020.3845 | 0.15922 | 2 | Industrial_2030_SC C_GWh_After Competition Groups_2 | Air Compressor Optimization | 15.92% | 1.3584 | 321.6773 | Industrial_2030_SC C_GWh_After Competition Groups_Air Compressor Optimization
Industrial | Ind ¦ Air Leak Survey and Repair | 2030 | SC C | GWh | After Competition Groups | 217.7376 | 515087.7138 | 0.51509 | 2020.3845 | 0.10777 | 3 | Industrial_2030_SC C_GWh_After Competition Groups_3 | Air Leak Survey and Repair | 10.78% | 0.51509 | 217.7376 | Industrial_2030_SC C_GWh_After Competition Groups_Air Leak Survey and Repair
Industrial | Ind ¦ Pump Equipment Upgrade | 2030 | SC C | GWh | After Competition Groups | 191.1445 | 14410440.1638 | 14.4104 | 2020.3845 | 0.094608 | 4 | Industrial_2030_SC C_GWh_After Competition Groups_4 | Pump Equipment Upgrade | 9.461% | 14.4104 | 191.1445 | Industrial_2030_SC C_GWh_After Competition Groups_Pump Equipment Upgrade
Industrial | Ind ¦ Recommissioning | 2030 | SC C | GWh | After Competition Groups | 154.187 | 2209774.7185 | 2.2098 | 2020.3845 | 0.076316 | 5 | Industrial_2030_SC C_GWh_After Competition Groups_5 | Recommissioning | 7.632% | 2.2098 | 154.187 | Industrial_2030_SC C_GWh_After Competition Groups_Recommissioning
Industrial | Ind ¦ SEM | 2030 | SC C | GWh | After Competition Groups | 154.187 | 2209774.7185 | 2.2098 | 2020.3845 | 0.076316 | 6 | Industrial_2030_SC C_GWh_After Competition Groups_6 | SEM | 7.632% | 2.2098 | 154.187 | Industrial_2030_SC C_GWh_After Competition Groups_SEM
Industrial | Ind ¦ Efficient Compressed Air Nozzles | 2030 | SC C | GWh | After Competition Groups | 119.4886 | 423811.1838 | 0.42381 | 2020.3845 | 0.059142 | 7 | Industrial_2030_SC C_GWh_After Competition Groups_7 | Efficient Compressed Air Nozzles | 5.914% | 0.42381 | 119.4886 | Industrial_2030_SC C_GWh_After Competition Groups_Efficient Compressed Air Nozzles
Industrial | Ind ¦ High Efficiency HVAC Fans | 2030 | SC C | GWh | After Competition Groups | 98.2301 | 2056229.2804 | 2.0562 | 2020.3845 | 0.04862 | 8 | Industrial_2030_SC C_GWh_After Competition Groups_8 | High Efficiency HVAC Fans | 4.862% | 2.0562 | 98.2301 | Industrial_2030_SC C_GWh_After Competition Groups_High Efficiency HVAC Fans
Industrial | Ind ¦ Greenhouse Grow Lights | 2030 | SC C | GWh | After Competition Groups | 62.5803 | 3432433.2085 | 3.4324 | 2020.3845 | 0.030974 | 9 | Industrial_2030_SC C_GWh_After Competition Groups_9 | Greenhouse Grow Lights | 3.097% | 3.4324 | 62.5803 | Industrial_2030_SC C_GWh_After Competition Groups_Greenhouse Grow Lights
Industrial | Ind ¦ Fan System Optimization | 2030 | SC C | GWh | After Competition Groups | 48.3234 | 1534406.7577 | 1.5344 | 2020.3845 | 0.023918 | 10 | Industrial_2030_SC C_GWh_After Competition Groups_10 | Fan System Optimization | 2.392% | 1.5344 | 48.3234 | Industrial_2030_SC C_GWh_After Competition Groups_Fan System Optimization
Industrial | Ind ¦ HE Lighting | 2030 | SC C | GWh | After Competition Groups | 43.1511 | 5188237.3062 | 5.1882 | 2020.3845 | 0.021358 | 11 | Industrial_2030_SC C_GWh_After Competition Groups_11 | HE Lighting | 2.136% | 5.1882 | 43.1511 | Industrial_2030_SC C_GWh_After Competition Groups_HE Lighting
Industrial | Ind ¦ Material Handling Improvements | 2030 | SC C | GWh | After Competition Groups | 32.7707 | 158304.7902 | 0.1583 | 2020.3845 | 0.01622 | 12 | Industrial_2030_SC C_GWh_After Competition Groups_12 | Material Handling Improvements | 1.622% | 0.1583 | 32.7707 | Industrial_2030_SC C_GWh_After Competition Groups_Material Handling Improvements
Industrial | Ind ¦ Process Optimization (Elec) | 2030 | SC C | GWh | After Competition Groups | 27.6463 | 401653.2456 | 0.40165 | 2020.3845 | 0.013684 | 13 | Industrial_2030_SC C_GWh_After Competition Groups_13 | Process Optimization (Elec) | 1.368% | 0.40165 | 27.6463 | Industrial_2030_SC C_GWh_After Competition Groups_Process Optimization (Elec)
Industrial | Ind ¦ Pulp and Paper Process Improvements | 2030 | SC C | GWh | After Competition Groups | 21.3654 | 1385772.0386 | 1.3858 | 2020.3845 | 0.010575 | 14 | Industrial_2030_SC C_GWh_After Competition Groups_14 | Pulp and Paper Process Improvements | 1.057% | 1.3858 | 21.3654 | Industrial_2030_SC C_GWh_After Competition Groups_Pulp and Paper Process Improvements
Industrial | Ind ¦ Refiner Plate Improvements | 2030 | SC C | GWh | After Competition Groups | 13.5002 | 165263.6917 | 0.16526 | 2020.3845 | 0.006682 | 15 | Industrial_2030_SC C_GWh_After Competition Groups_15 | Refiner Plate Improvements | 0.6682% | 0.16526 | 13.5002 | Industrial_2030_SC C_GWh_After Competition Groups_Refiner Plate Improvements
Industrial | Ind ¦ Process Heat Recovery | 2030 | SC C | GWh | After Competition Groups | 12.9416 | 406539.4168 | 0.40654 | 2020.3845 | 0.0064055 | 16 | Industrial_2030_SC C_GWh_After Competition Groups_16 | Process Heat Recovery | 0.6406% | 0.40654 | 12.9416 | Industrial_2030_SC C_GWh_After Competition Groups_Process Heat Recovery
Industrial | Ind ¦ VAV Conversion Project | 2030 | SC C | GWh | After Competition Groups | 9.5763 | 437058.9841 | 0.43706 | 2020.3845 | 0.0047398 | 17 | Industrial_2030_SC C_GWh_After Competition Groups_17 | VAV Conversion Project | 0.474% | 0.43706 | 9.5763 | Industrial_2030_SC C_GWh_After Competition Groups_VAV Conversion Project
Industrial | Ind ¦ Ventilation Optimization | 2030 | SC C | GWh | After Competition Groups | 8.7191 | 486942.1269 | 0.48694 | 2020.3845 | 0.0043156 | 18 | Industrial_2030_SC C_GWh_After Competition Groups_18 | Ventilation Optimization | 0.4316% | 0.48694 | 8.7191 | Industrial_2030_SC C_GWh_After Competition Groups_Ventilation Optimization
Industrial | Ind ¦ High Efficiency Battery Charger | 2030 | SC C | GWh | After Competition Groups | 8.2795 | 446842.9241 | 0.44684 | 2020.3845 | 0.004098 | 19 | Industrial_2030_SC C_GWh_After Competition Groups_19 | High Efficiency Battery Charger | 0.4098% | 0.44684 | 8.2795 | Industrial_2030_SC C_GWh_After Competition Groups_High Efficiency Battery Charger
Industrial | Ind ¦ Improved Controls - Process Cooling | 2030 | SC C | GWh | After Competition Groups | 7.7755 | 216891.5794 | 0.21689 | 2020.3845 | 0.0038485 | 20 | Industrial_2030_SC C_GWh_After Competition Groups_20 | Improved Controls - Process Cooling | 0.3849% | 0.21689 | 7.7755 | Industrial_2030_SC C_GWh_After Competition Groups_Improved Controls - Process Cooling
Industrial | Ind ¦ Cooling Tower Optimization | 2030 | SC C | GWh | After Competition Groups | 6.894 | 375711.906 | 0.37571 | 2020.3845 | 0.0034122 | 21 | Industrial_2030_SC C_GWh_After Competition Groups_21 | Cooling Tower Optimization | 0.3412% | 0.37571 | 6.894 | Industrial_2030_SC C_GWh_After Competition Groups_Cooling Tower Optimization
Industrial | Ind ¦ Process Improvements | 2030 | SC C | GWh | After Competition Groups | 6.1717 | 134645.0184 | 0.13465 | 2020.3845 | 0.0030547 | 22 | Industrial_2030_SC C_GWh_After Competition Groups_22 | Process Improvements | 0.3055% | 0.13465 | 6.1717 | Industrial_2030_SC C_GWh_After Competition Groups_Process Improvements
Industrial | Ind ¦ Refrigeration Compressor VFD | 2030 | SC C | GWh | After Competition Groups | 5.6474 | 280061.9081 | 0.28006 | 2020.3845 | 0.0027952 | 23 | Industrial_2030_SC C_GWh_After Competition Groups_23 | Refrigeration Compressor VFD | 0.2795% | 0.28006 | 5.6474 | Industrial_2030_SC C_GWh_After Competition Groups_Refrigeration Compressor VFD
Industrial | Ind ¦ Improved Controls - Process Heating | 2030 | SC C | GWh | After Competition Groups | 3.9187 | 109891.3385 | 0.10989 | 2020.3845 | 0.0019396 | 24 | Industrial_2030_SC C_GWh_After Competition Groups_24 | Improved Controls - Process Heating | 0.194% | 0.10989 | 3.9187 | Industrial_2030_SC C_GWh_After Competition Groups_Improved Controls - Process Heating
Industrial | Ind ¦ Engine Block Heater Timer | 2030 | SC C | GWh | After Competition Groups | 2.3193 | 37227.5909 | 0.037228 | 2020.3845 | 0.001148 | 25 | Industrial_2030_SC C_GWh_After Competition Groups_25 | Engine Block Heater Timer | 0.1148% | 0.037228 | 2.3193 | Industrial_2030_SC C_GWh_After Competition Groups_Engine Block Heater Timer
Industrial | Ind ¦ Efficient Irrigation | 2030 | SC C | GWh | After Competition Groups | 2.2615 | 307826.1677 | 0.30783 | 2020.3845 | 0.0011193 | 26 | Industrial_2030_SC C_GWh_After Competition Groups_26 | Efficient Irrigation | 0.1119% | 0.30783 | 2.2615 | Industrial_2030_SC C_GWh_After Competition Groups_Efficient Irrigation
Industrial | Ind ¦ Free Cooling | 2030 | SC C | GWh | After Competition Groups | 2.1464 | 341487.3928 | 0.34149 | 2020.3845 | 0.0010624 | 27 | Industrial_2030_SC C_GWh_After Competition Groups_27 | Free Cooling | 0.1062% | 0.34149 | 2.1464 | Industrial_2030_SC C_GWh_After Competition Groups_Free Cooling
Industrial | Ind ¦ Dairy Pre-Cooler | 2030 | SC C | GWh | After Competition Groups | 1.3018 | 43144.3152 | 0.043144 | 2020.3845 | 0.00064433 | 28 | Industrial_2030_SC C_GWh_After Competition Groups_28 | Dairy Pre-Cooler | 0.06443% | 0.043144 | 1.3018 | Industrial_2030_SC C_GWh_After Competition Groups_Dairy Pre-Cooler
Industrial | Ind ¦ Air Compressor Heat Recovery | 2030 | SC C | GWh | After Competition Groups | 1.0573 | 32887.3386 | 0.032887 | 2020.3845 | 0.0005233 | 29 | Industrial_2030_SC C_GWh_After Competition Groups_29 | Air Compressor Heat Recovery | 0.05233% | 0.032887 | 1.0573 | Industrial_2030_SC C_GWh_After Competition Groups_Air Compressor Heat Recovery
Industrial | Ind ¦ Efficient Refrigeration Compressor | 2030 | SC C | GWh | After Competition Groups | 0.60325 | 7280.0879 | 0.0072801 | 2020.3845 | 0.00029858 | 30 | Industrial_2030_SC C_GWh_After Competition Groups_30 | Efficient Refrigeration Compressor | 0.02986% | 0.0072801 | 0.60325 | Industrial_2030_SC C_GWh_After Competition Groups_Efficient Refrigeration Compressor
Industrial | Ind ¦ Heat Lamps/Heat Pad | 2030 | SC C | GWh | After Competition Groups | 0.3519 | 12886.6049 | 0.012887 | 2020.3845 | 0.00017418 | 31 | Industrial_2030_SC C_GWh_After Competition Groups_31 | Heat Lamps/Heat Pad | 0.01742% | 0.012887 | 0.3519 | Industrial_2030_SC C_GWh_After Competition Groups_Heat Lamps/Heat Pad
Industrial | Ind ¦ Dairy Water Heater | 2030 | SC C | GWh | After Competition Groups | 0.084467 | 2805.9747 | 0.002806 | 2020.3845 | 4.1807e-05 | 32 | Industrial_2030_SC C_GWh_After Competition Groups_32 | Dairy Water Heater | 0.004181% | 0.002806 | 0.084467 | Industrial_2030_SC C_GWh_After Competition Groups_Dairy Water Heater
Industrial | Ind ¦ Air Compressor Optimization | 2030 | SC D | GWh | After Competition Groups | 321.6773 | 0 | 0 | 1661.3741 | 0.19362 | 1 | Industrial_2030_SC D_GWh_After Competition Groups_1 | Air Compressor Optimization | 19.36% | 0 | 321.6773 | Industrial_2030_SC D_GWh_After Competition Groups_Air Compressor Optimization
Industrial | Ind ¦ Pump System Optimization | 2030 | SC D | GWh | After Competition Groups | 266.4981 | 0 | 0 | 1661.3741 | 0.16041 | 2 | Industrial_2030_SC D_GWh_After Competition Groups_2 | Pump System Optimization | 16.04% | 0 | 266.4981 | Industrial_2030_SC D_GWh_After Competition Groups_Pump System Optimization
Industrial | Ind ¦ Air Leak Survey and Repair | 2030 | SC D | GWh | After Competition Groups | 217.3299 | 0 | 0 | 1661.3741 | 0.13081 | 3 | Industrial_2030_SC D_GWh_After Competition Groups_3 | Air Leak Survey and Repair | 13.08% | 0 | 217.3299 | Industrial_2030_SC D_GWh_After Competition Groups_Air Leak Survey and Repair
Industrial | Ind ¦ SEM | 2030 | SC D | GWh | After Competition Groups | 154.187 | 0 | 0 | 1661.3741 | 0.092807 | 4 | Industrial_2030_SC D_GWh_After Competition Groups_4 | SEM | 9.281% | 0 | 154.187 | Industrial_2030_SC D_GWh_After Competition Groups_SEM
Industrial | Ind ¦ Recommissioning | 2030 | SC D | GWh | After Competition Groups | 148.6757 | 0 | 0 | 1661.3741 | 0.08949 | 5 | Industrial_2030_SC D_GWh_After Competition Groups_5 | Recommissioning | 8.949% | 0 | 148.6757 | Industrial_2030_SC D_GWh_After Competition Groups_Recommissioning
Industrial | Ind ¦ Efficient Compressed Air Nozzles | 2030 | SC D | GWh | After Competition Groups | 119.4886 | 0 | 0 | 1661.3741 | 0.071922 | 6 | Industrial_2030_SC D_GWh_After Competition Groups_6 | Efficient Compressed Air Nozzles | 7.192% | 0 | 119.4886 | Industrial_2030_SC D_GWh_After Competition Groups_Efficient Compressed Air Nozzles
Industrial | Ind ¦ Pump Equipment Upgrade | 2030 | SC D | GWh | After Competition Groups | 116.6741 | 0 | 0 | 1661.3741 | 0.070227 | 7 | Industrial_2030_SC D_GWh_After Competition Groups_7 | Pump Equipment Upgrade | 7.023% | 0 | 116.6741 | Industrial_2030_SC D_GWh_After Competition Groups_Pump Equipment Upgrade
Industrial | Ind ¦ High Efficiency HVAC Fans | 2030 | SC D | GWh | After Competition Groups | 93.0702 | 0 | 0 | 1661.3741 | 0.05602 | 8 | Industrial_2030_SC D_GWh_After Competition Groups_8 | High Efficiency HVAC Fans | 5.602% | 0 | 93.0702 | Industrial_2030_SC D_GWh_After Competition Groups_High Efficiency HVAC Fans
Industrial | Ind ¦ Fan System Optimization | 2030 | SC D | GWh | After Competition Groups | 48.3234 | 0 | 0 | 1661.3741 | 0.029086 | 9 | Industrial_2030_SC D_GWh_After Competition Groups_9 | Fan System Optimization | 2.909% | 0 | 48.3234 | Industrial_2030_SC D_GWh_After Competition Groups_Fan System Optimization
Industrial | Ind ¦ Greenhouse Grow Lights | 2030 | SC D | GWh | After Competition Groups | 34.9566 | 0 | 0 | 1661.3741 | 0.021041 | 10 | Industrial_2030_SC D_GWh_After Competition Groups_10 | Greenhouse Grow Lights | 2.104% | 0 | 34.9566 | Industrial_2030_SC D_GWh_After Competition Groups_Greenhouse Grow Lights
Industrial | Ind ¦ Material Handling Improvements | 2030 | SC D | GWh | After Competition Groups | 32.7707 | 0 | 0 | 1661.3741 | 0.019725 | 11 | Industrial_2030_SC D_GWh_After Competition Groups_11 | Material Handling Improvements | 1.973% | 0 | 32.7707 | Industrial_2030_SC D_GWh_After Competition Groups_Material Handling Improvements
Industrial | Ind ¦ Process Optimization (Elec) | 2030 | SC D | GWh | After Competition Groups | 27.6463 | 0 | 0 | 1661.3741 | 0.016641 | 12 | Industrial_2030_SC D_GWh_After Competition Groups_12 | Process Optimization (Elec) | 1.664% | 0 | 27.6463 | Industrial_2030_SC D_GWh_After Competition Groups_Process Optimization (Elec)
Industrial | Ind ¦ Refiner Plate Improvements | 2030 | SC D | GWh | After Competition Groups | 13.5002 | 0 | 0 | 1661.3741 | 0.0081259 | 13 | Industrial_2030_SC D_GWh_After Competition Groups_13 | Refiner Plate Improvements | 0.8126% | 0 | 13.5002 | Industrial_2030_SC D_GWh_After Competition Groups_Refiner Plate Improvements
Industrial | Ind ¦ Process Heat Recovery | 2030 | SC D | GWh | After Competition Groups | 9.6706 | 0 | 0 | 1661.3741 | 0.0058209 | 14 | Industrial_2030_SC D_GWh_After Competition Groups_14 | Process Heat Recovery | 0.5821% | 0 | 9.6706 | Industrial_2030_SC D_GWh_After Competition Groups_Process Heat Recovery
Industrial | Ind ¦ Improved Controls - Process Cooling | 2030 | SC D | GWh | After Competition Groups | 7.7755 | 0 | 0 | 1661.3741 | 0.0046802 | 15 | Industrial_2030_SC D_GWh_After Competition Groups_15 | Improved Controls - Process Cooling | 0.468% | 0 | 7.7755 | Industrial_2030_SC D_GWh_After Competition Groups_Improved Controls - Process Cooling
Industrial | Ind ¦ Ventilation Optimization | 2030 | SC D | GWh | After Competition Groups | 7.7011 | 0 | 0 | 1661.3741 | 0.0046354 | 16 | Industrial_2030_SC D_GWh_After Competition Groups_16 | Ventilation Optimization | 0.4635% | 0 | 7.7011 | Industrial_2030_SC D_GWh_After Competition Groups_Ventilation Optimization
Industrial | Ind ¦ Cooling Tower Optimization | 2030 | SC D | GWh | After Competition Groups | 6.4442 | 0 | 0 | 1661.3741 | 0.0038788 | 17 | Industrial_2030_SC D_GWh_After Competition Groups_17 | Cooling Tower Optimization | 0.3879% | 0 | 6.4442 | Industrial_2030_SC D_GWh_After Competition Groups_Cooling Tower Optimization
Industrial | Ind ¦ VAV Conversion Project | 2030 | SC D | GWh | After Competition Groups | 6.4262 | 0 | 0 | 1661.3741 | 0.003868 | 18 | Industrial_2030_SC D_GWh_After Competition Groups_18 | VAV Conversion Project | 0.3868% | 0 | 6.4262 | Industrial_2030_SC D_GWh_After Competition Groups_VAV Conversion Project
Industrial | Ind ¦ Process Improvements | 2030 | SC D | GWh | After Competition Groups | 5.3737 | 0 | 0 | 1661.3741 | 0.0032345 | 19 | Industrial_2030_SC D_GWh_After Competition Groups_19 | Process Improvements | 0.3234% | 0 | 5.3737 | Industrial_2030_SC D_GWh_After Competition Groups_Process Improvements
Industrial | Ind ¦ HE Lighting | 2030 | SC D | GWh | After Competition Groups | 4.881 | 0 | 0 | 1661.3741 | 0.0029379 | 20 | Industrial_2030_SC D_GWh_After Competition Groups_20 | HE Lighting | 0.2938% | 0 | 4.881 | Industrial_2030_SC D_GWh_After Competition Groups_HE Lighting
Industrial | Ind ¦ High Efficiency Battery Charger | 2030 | SC D | GWh | After Competition Groups | 3.8033 | 0 | 0 | 1661.3741 | 0.0022892 | 21 | Industrial_2030_SC D_GWh_After Competition Groups_21 | High Efficiency Battery Charger | 0.2289% | 0 | 3.8033 | Industrial_2030_SC D_GWh_After Competition Groups_High Efficiency Battery Charger
Industrial | Ind ¦ Improved Controls - Process Heating | 2030 | SC D | GWh | After Competition Groups | 3.4837 | 0 | 0 | 1661.3741 | 0.0020969 | 22 | Industrial_2030_SC D_GWh_After Competition Groups_22 | Improved Controls - Process Heating | 0.2097% | 0 | 3.4837 | Industrial_2030_SC D_GWh_After Competition Groups_Improved Controls - Process Heating
Industrial | Ind ¦ Refrigeration Compressor VFD | 2030 | SC D | GWh | After Competition Groups | 2.8821 | 0 | 0 | 1661.3741 | 0.0017348 | 23 | Industrial_2030_SC D_GWh_After Competition Groups_23 | Refrigeration Compressor VFD | 0.1735% | 0 | 2.8821 | Industrial_2030_SC D_GWh_After Competition Groups_Refrigeration Compressor VFD
Industrial | Ind ¦ Pulp and Paper Process Improvements | 2030 | SC D | GWh | After Competition Groups | 2.2992 | 0 | 0 | 1661.3741 | 0.0013839 | 24 | Industrial_2030_SC D_GWh_After Competition Groups_24 | Pulp and Paper Process Improvements | 0.1384% | 0 | 2.2992 | Industrial_2030_SC D_GWh_After Competition Groups_Pulp and Paper Process Improvements
Industrial | Ind ¦ Engine Block Heater Timer | 2030 | SC D | GWh | After Competition Groups | 2.193 | 0 | 0 | 1661.3741 | 0.00132 | 25 | Industrial_2030_SC D_GWh_After Competition Groups_25 | Engine Block Heater Timer | 0.132% | 0 | 2.193 | Industrial_2030_SC D_GWh_After Competition Groups_Engine Block Heater Timer
Industrial | Ind ¦ Air Compressor Heat Recovery | 2030 | SC D | GWh | After Competition Groups | 0.95593 | 0 | 0 | 1661.3741 | 0.00057539 | 26 | Industrial_2030_SC D_GWh_After Competition Groups_26 | Air Compressor Heat Recovery | 0.05754% | 0 | 0.95593 | Industrial_2030_SC D_GWh_After Competition Groups_Air Compressor Heat Recovery
Industrial | Ind ¦ Efficient Irrigation | 2030 | SC D | GWh | After Competition Groups | 0.95147 | 0 | 0 | 1661.3741 | 0.0005727 | 27 | Industrial_2030_SC D_GWh_After Competition Groups_27 | Efficient Irrigation | 0.05727% | 0 | 0.95147 | Industrial_2030_SC D_GWh_After Competition Groups_Efficient Irrigation
Industrial | Ind ¦ Dairy Pre-Cooler | 2030 | SC D | GWh | After Competition Groups | 0.67842 | 0 | 0 | 1661.3741 | 0.00040835 | 28 | Industrial_2030_SC D_GWh_After Competition Groups_28 | Dairy Pre-Cooler | 0.04083% | 0 | 0.67842 | Industrial_2030_SC D_GWh_After Competition Groups_Dairy Pre-Cooler
Industrial | Ind ¦ Efficient Refrigeration Compressor | 2030 | SC D | GWh | After Competition Groups | 0.59641 | 0 | 0 | 1661.3741 | 0.00035899 | 29 | Industrial_2030_SC D_GWh_After Competition Groups_29 | Efficient Refrigeration Compressor | 0.0359% | 0 | 0.59641 | Industrial_2030_SC D_GWh_After Competition Groups_Efficient Refrigeration Compressor
Industrial | Ind ¦ Free Cooling | 2030 | SC D | GWh | After Competition Groups | 0.25137 | 0 | 0 | 1661.3741 | 0.0001513 | 30 | Industrial_2030_SC D_GWh_After Competition Groups_30 | Free Cooling | 0.01513% | 0 | 0.25137 | Industrial_2030_SC D_GWh_After Competition Groups_Free Cooling
Industrial | Ind ¦ Heat Lamps/Heat Pad | 2030 | SC D | GWh | After Competition Groups | 0.20902 | 0 | 0 | 1661.3741 | 0.00012581 | 31 | Industrial_2030_SC D_GWh_After Competition Groups_31 | Heat Lamps/Heat Pad | 0.01258% | 0 | 0.20902 | Industrial_2030_SC D_GWh_After Competition Groups_Heat Lamps/Heat Pad
Industrial | Ind ¦ Pump System Optimization | 2030 | Technical | GWh | After Competition Groups | 812.7053 | 0 | 0 | 5638.5092 | 0.14413 | 1 | Industrial_2030_Technical_GWh_After Competition Groups_1 | Pump System Optimization | 14.41% | 0 | 812.7053 | Industrial_2030_Technical_GWh_After Competition Groups_Pump System Optimization
Industrial | Ind ¦ HE Lighting | 2030 | Technical | GWh | After Competition Groups | 645.4486 | 0 | 0 | 5638.5092 | 0.11447 | 2 | Industrial_2030_Technical_GWh_After Competition Groups_2 | HE Lighting | 11.45% | 0 | 645.4486 | Industrial_2030_Technical_GWh_After Competition Groups_HE Lighting
Industrial | Ind ¦ Air Leak Survey and Repair | 2030 | Technical | GWh | After Competition Groups | 614.1434 | 0 | 0 | 5638.5092 | 0.10892 | 3 | Industrial_2030_Technical_GWh_After Competition Groups_3 | Air Leak Survey and Repair | 10.89% | 0 | 614.1434 | Industrial_2030_Technical_GWh_After Competition Groups_Air Leak Survey and Repair
Industrial | Ind ¦ Air Compressor Optimization | 2030 | Technical | GWh | After Competition Groups | 446.5523 | 0 | 0 | 5638.5092 | 0.079197 | 4 | Industrial_2030_Technical_GWh_After Competition Groups_4 | Air Compressor Optimization | 7.92% | 0 | 446.5523 | Industrial_2030_Technical_GWh_After Competition Groups_Air Compressor Optimization
Industrial | Ind ¦ Efficient Compressed Air Nozzles | 2030 | Technical | GWh | After Competition Groups | 437.4743 | 0 | 0 | 5638.5092 | 0.077587 | 5 | Industrial_2030_Technical_GWh_After Competition Groups_5 | Efficient Compressed Air Nozzles | 7.759% | 0 | 437.4743 | Industrial_2030_Technical_GWh_After Competition Groups_Efficient Compressed Air Nozzles
Industrial | Ind ¦ Recommissioning | 2030 | Technical | GWh | After Competition Groups | 432.1728 | 0 | 0 | 5638.5092 | 0.076647 | 6 | Industrial_2030_Technical_GWh_After Competition Groups_6 | Recommissioning | 7.665% | 0 | 432.1728 | Industrial_2030_Technical_GWh_After Competition Groups_Recommissioning
Industrial | Ind ¦ SEM | 2030 | Technical | GWh | After Competition Groups | 432.1728 | 0 | 0 | 5638.5092 | 0.076647 | 7 | Industrial_2030_Technical_GWh_After Competition Groups_7 | SEM | 7.665% | 0 | 432.1728 | Industrial_2030_Technical_GWh_After Competition Groups_SEM
Industrial | Ind ¦ Pump Equipment Upgrade | 2030 | Technical | GWh | After Competition Groups | 365.7306 | 0 | 0 | 5638.5092 | 0.064863 | 8 | Industrial_2030_Technical_GWh_After Competition Groups_8 | Pump Equipment Upgrade | 6.486% | 0 | 365.7306 | Industrial_2030_Technical_GWh_After Competition Groups_Pump Equipment Upgrade
Industrial | Ind ¦ High Efficiency HVAC Fans | 2030 | Technical | GWh | After Competition Groups | 234.1453 | 0 | 0 | 5638.5092 | 0.041526 | 9 | Industrial_2030_Technical_GWh_After Competition Groups_9 | High Efficiency HVAC Fans | 4.153% | 0 | 234.1453 | Industrial_2030_Technical_GWh_After Competition Groups_High Efficiency HVAC Fans
Industrial | Ind ¦ Process Optimization (Elec) | 2030 | Technical | GWh | After Competition Groups | 175.4781 | 0 | 0 | 5638.5092 | 0.031121 | 10 | Industrial_2030_Technical_GWh_After Competition Groups_10 | Process Optimization (Elec) | 3.112% | 0 | 175.4781 | Industrial_2030_Technical_GWh_After Competition Groups_Process Optimization (Elec)
Industrial | Ind ¦ Premium Efficient Motors | 2030 | Technical | GWh | After Competition Groups | 167.2735 | 0 | 0 | 5638.5092 | 0.029666 | 11 | Industrial_2030_Technical_GWh_After Competition Groups_11 | Premium Efficient Motors | 2.967% | 0 | 167.2735 | Industrial_2030_Technical_GWh_After Competition Groups_Premium Efficient Motors
Industrial | Ind ¦ Greenhouse Grow Lights | 2030 | Technical | GWh | After Competition Groups | 159.2419 | 0 | 0 | 5638.5092 | 0.028242 | 12 | Industrial_2030_Technical_GWh_After Competition Groups_12 | Greenhouse Grow Lights | 2.824% | 0 | 159.2419 | Industrial_2030_Technical_GWh_After Competition Groups_Greenhouse Grow Lights
Industrial | Ind ¦ HE HVAC Controls | 2030 | Technical | GWh | After Competition Groups | 78.4949 | 0 | 0 | 5638.5092 | 0.013921 | 13 | Industrial_2030_Technical_GWh_After Competition Groups_13 | HE HVAC Controls | 1.392% | 0 | 78.4949 | Industrial_2030_Technical_GWh_After Competition Groups_HE HVAC Controls
Industrial | Ind ¦ Material Handling Improvements | 2030 | Technical | GWh | After Competition Groups | 70.4537 | 0 | 0 | 5638.5092 | 0.012495 | 14 | Industrial_2030_Technical_GWh_After Competition Groups_14 | Material Handling Improvements | 1.25% | 0 | 70.4537 | Industrial_2030_Technical_GWh_After Competition Groups_Material Handling Improvements
Industrial | Ind ¦ Pulp and Paper Process Improvements | 2030 | Technical | GWh | After Competition Groups | 65.7692 | 0 | 0 | 5638.5092 | 0.011664 | 15 | Industrial_2030_Technical_GWh_After Competition Groups_15 | Pulp and Paper Process Improvements | 1.166% | 0 | 65.7692 | Industrial_2030_Technical_GWh_After Competition Groups_Pulp and Paper Process Improvements
Industrial | Ind ¦ Fan System Optimization | 2030 | Technical | GWh | After Competition Groups | 64.7342 | 0 | 0 | 5638.5092 | 0.011481 | 16 | Industrial_2030_Technical_GWh_After Competition Groups_16 | Fan System Optimization | 1.148% | 0 | 64.7342 | Industrial_2030_Technical_GWh_After Competition Groups_Fan System Optimization
Industrial | Ind ¦ Refiner Plate Improvements | 2030 | Technical | GWh | After Competition Groups | 52.3275 | 0 | 0 | 5638.5092 | 0.0092804 | 17 | Industrial_2030_Technical_GWh_After Competition Groups_17 | Refiner Plate Improvements | 0.928% | 0 | 52.3275 | Industrial_2030_Technical_GWh_After Competition Groups_Refiner Plate Improvements
Industrial | Ind ¦ HE HVAC Units | 2030 | Technical | GWh | After Competition Groups | 50.7254 | 0 | 0 | 5638.5092 | 0.0089962 | 18 | Industrial_2030_Technical_GWh_After Competition Groups_18 | HE HVAC Units | 0.8996% | 0 | 50.7254 | Industrial_2030_Technical_GWh_After Competition Groups_HE HVAC Units
Industrial | Ind ¦ Process Heat Recovery | 2030 | Technical | GWh | After Competition Groups | 37.3831 | 0 | 0 | 5638.5092 | 0.00663 | 19 | Industrial_2030_Technical_GWh_After Competition Groups_19 | Process Heat Recovery | 0.663% | 0 | 37.3831 | Industrial_2030_Technical_GWh_After Competition Groups_Process Heat Recovery
Industrial | Ind ¦ Ventilation Optimization | 2030 | Technical | GWh | After Competition Groups | 33.428 | 0 | 0 | 5638.5092 | 0.0059285 | 20 | Industrial_2030_Technical_GWh_After Competition Groups_20 | Ventilation Optimization | 0.5929% | 0 | 33.428 | Industrial_2030_Technical_GWh_After Competition Groups_Ventilation Optimization
Industrial | Ind ¦ VAV Conversion Project | 2030 | Technical | GWh | After Competition Groups | 24.0418 | 0 | 0 | 5638.5092 | 0.0042639 | 21 | Industrial_2030_Technical_GWh_After Competition Groups_21 | VAV Conversion Project | 0.4264% | 0 | 24.0418 | Industrial_2030_Technical_GWh_After Competition Groups_VAV Conversion Project
Industrial | Ind ¦ Cold Storage Retrofit | 2030 | Technical | GWh | After Competition Groups | 24.0408 | 0 | 0 | 5638.5092 | 0.0042637 | 22 | Industrial_2030_Technical_GWh_After Competition Groups_22 | Cold Storage Retrofit | 0.4264% | 0 | 24.0408 | Industrial_2030_Technical_GWh_After Competition Groups_Cold Storage Retrofit
Industrial | Ind ¦ High Efficiency Battery Charger | 2030 | Technical | GWh | After Competition Groups | 22.0453 | 0 | 0 | 5638.5092 | 0.0039098 | 23 | Industrial_2030_Technical_GWh_After Competition Groups_23 | High Efficiency Battery Charger | 0.391% | 0 | 22.0453 | Industrial_2030_Technical_GWh_After Competition Groups_High Efficiency Battery Charger
Industrial | Ind ¦ Synchronous Belts | 2030 | Technical | GWh | After Competition Groups | 21.7418 | 0 | 0 | 5638.5092 | 0.003856 | 24 | Industrial_2030_Technical_GWh_After Competition Groups_24 | Synchronous Belts | 0.3856% | 0 | 21.7418 | Industrial_2030_Technical_GWh_After Competition Groups_Synchronous Belts
Industrial | Ind ¦ Improved Controls - Process Cooling | 2030 | Technical | GWh | After Competition Groups | 20.8986 | 0 | 0 | 5638.5092 | 0.0037064 | 25 | Industrial_2030_Technical_GWh_After Competition Groups_25 | Improved Controls - Process Cooling | 0.3706% | 0 | 20.8986 | Industrial_2030_Technical_GWh_After Competition Groups_Improved Controls - Process Cooling
Industrial | Ind ¦ HVLS Fans | 2030 | Technical | GWh | After Competition Groups | 18.5102 | 0 | 0 | 5638.5092 | 0.0032828 | 26 | Industrial_2030_Technical_GWh_After Competition Groups_26 | HVLS Fans | 0.3283% | 0 | 18.5102 | Industrial_2030_Technical_GWh_After Competition Groups_HVLS Fans
Industrial | Ind ¦ Efficient Irrigation | 2030 | Technical | GWh | After Competition Groups | 17.8929 | 0 | 0 | 5638.5092 | 0.0031733 | 27 | Industrial_2030_Technical_GWh_After Competition Groups_27 | Efficient Irrigation | 0.3173% | 0 | 17.8929 | Industrial_2030_Technical_GWh_After Competition Groups_Efficient Irrigation
Industrial | Ind ¦ Process Improvements | 2030 | Technical | GWh | After Competition Groups | 17.8413 | 0 | 0 | 5638.5092 | 0.0031642 | 28 | Industrial_2030_Technical_GWh_After Competition Groups_28 | Process Improvements | 0.3164% | 0 | 17.8413 | Industrial_2030_Technical_GWh_After Competition Groups_Process Improvements
Industrial | Ind ¦ Refrigeration Compressor VFD | 2030 | Technical | GWh | After Competition Groups | 12.0756 | 0 | 0 | 5638.5092 | 0.0021416 | 29 | Industrial_2030_Technical_GWh_After Competition Groups_29 | Refrigeration Compressor VFD | 0.2142% | 0 | 12.0756 | Industrial_2030_Technical_GWh_After Competition Groups_Refrigeration Compressor VFD
Industrial | Ind ¦ Chiller Optimization | 2030 | Technical | GWh | After Competition Groups | 11.3423 | 0 | 0 | 5638.5092 | 0.0020116 | 30 | Industrial_2030_Technical_GWh_After Competition Groups_30 | Chiller Optimization | 0.2012% | 0 | 11.3423 | Industrial_2030_Technical_GWh_After Competition Groups_Chiller Optimization
Industrial | Ind ¦ Efficient Transformer | 2030 | Technical | GWh | After Competition Groups | 11.0227 | 0 | 0 | 5638.5092 | 0.0019549 | 31 | Industrial_2030_Technical_GWh_After Competition Groups_31 | Efficient Transformer | 0.1955% | 0 | 11.0227 | Industrial_2030_Technical_GWh_After Competition Groups_Efficient Transformer
Industrial | Ind ¦ Improved Controls - Process Heating | 2030 | Technical | GWh | After Competition Groups | 10.7623 | 0 | 0 | 5638.5092 | 0.0019087 | 32 | Industrial_2030_Technical_GWh_After Competition Groups_32 | Improved Controls - Process Heating | 0.1909% | 0 | 10.7623 | Industrial_2030_Technical_GWh_After Competition Groups_Improved Controls - Process Heating
Industrial | Ind ¦ Cooling Tower Optimization | 2030 | Technical | GWh | After Competition Groups | 8.8859 | 0 | 0 | 5638.5092 | 0.0015759 | 33 | Industrial_2030_Technical_GWh_After Competition Groups_33 | Cooling Tower Optimization | 0.1576% | 0 | 8.8859 | Industrial_2030_Technical_GWh_After Competition Groups_Cooling Tower Optimization
Industrial | Ind ¦ High Efficiency Welders | 2030 | Technical | GWh | After Competition Groups | 8.8054 | 0 | 0 | 5638.5092 | 0.0015616 | 34 | Industrial_2030_Technical_GWh_After Competition Groups_34 | High Efficiency Welders | 0.1562% | 0 | 8.8054 | Industrial_2030_Technical_GWh_After Competition Groups_High Efficiency Welders
Industrial | Ind ¦ Engine Block Heater Timer | 2030 | Technical | GWh | After Competition Groups | 6.8252 | 0 | 0 | 5638.5092 | 0.0012105 | 35 | Industrial_2030_Technical_GWh_After Competition Groups_35 | Engine Block Heater Timer | 0.121% | 0 | 6.8252 | Industrial_2030_Technical_GWh_After Competition Groups_Engine Block Heater Timer
Industrial | Ind ¦ Low Energy Livestock Waterers | 2030 | Technical | GWh | After Competition Groups | 6.5542 | 0 | 0 | 5638.5092 | 0.0011624 | 36 | Industrial_2030_Technical_GWh_After Competition Groups_36 | Low Energy Livestock Waterers | 0.1162% | 0 | 6.5542 | Industrial_2030_Technical_GWh_After Competition Groups_Low Energy Livestock Waterers
Industrial | Ind ¦ Free Cooling | 2030 | Technical | GWh | After Competition Groups | 5.3815 | 0 | 0 | 5638.5092 | 0.00095441 | 37 | Industrial_2030_Technical_GWh_After Competition Groups_37 | Free Cooling | 0.09544% | 0 | 5.3815 | Industrial_2030_Technical_GWh_After Competition Groups_Free Cooling
Industrial | Ind ¦ Dairy Pre-Cooler | 2030 | Technical | GWh | After Competition Groups | 4.8946 | 0 | 0 | 5638.5092 | 0.00086807 | 38 | Industrial_2030_Technical_GWh_After Competition Groups_38 | Dairy Pre-Cooler | 0.08681% | 0 | 4.8946 | Industrial_2030_Technical_GWh_After Competition Groups_Dairy Pre-Cooler
Industrial | Ind ¦ Air Compressor Heat Recovery | 2030 | Technical | GWh | After Competition Groups | 2.9103 | 0 | 0 | 5638.5092 | 0.00051614 | 39 | Industrial_2030_Technical_GWh_After Competition Groups_39 | Air Compressor Heat Recovery | 0.05161% | 0 | 2.9103 | Industrial_2030_Technical_GWh_After Competition Groups_Air Compressor Heat Recovery
Industrial | Ind ¦ Optimize Compressed Air Dryer | 2030 | Technical | GWh | After Competition Groups | 2.1285 | 0 | 0 | 5638.5092 | 0.00037749 | 40 | Industrial_2030_Technical_GWh_After Competition Groups_40 | Optimize Compressed Air Dryer | 0.03775% | 0 | 2.1285 | Industrial_2030_Technical_GWh_After Competition Groups_Optimize Compressed Air Dryer
Industrial | Ind ¦ Heat Lamps/Heat Pad | 2030 | Technical | GWh | After Competition Groups | 1.4686 | 0 | 0 | 5638.5092 | 0.00026046 | 41 | Industrial_2030_Technical_GWh_After Competition Groups_41 | Heat Lamps/Heat Pad | 0.02605% | 0 | 1.4686 | Industrial_2030_Technical_GWh_After Competition Groups_Heat Lamps/Heat Pad
Industrial | Ind ¦ Efficient Refrigeration Compressor | 2030 | Technical | GWh | After Competition Groups | 1.0111 | 0 | 0 | 5638.5092 | 0.00017932 | 42 | Industrial_2030_Technical_GWh_After Competition Groups_42 | Efficient Refrigeration Compressor | 0.01793% | 0 | 1.0111 | Industrial_2030_Technical_GWh_After Competition Groups_Efficient Refrigeration Compressor
Industrial | Ind ¦ Creep Heat Controller | 2030 | Technical | GWh | After Competition Groups | 0.9187 | 0 | 0 | 5638.5092 | 0.00016293 | 43 | Industrial_2030_Technical_GWh_After Competition Groups_43 | Creep Heat Controller | 0.01629% | 0 | 0.9187 | Industrial_2030_Technical_GWh_After Competition Groups_Creep Heat Controller
Industrial | Ind ¦ Dual and Natural Exhaust Ventilation Systems | 2030 | Technical | GWh | After Competition Groups | 0.38027 | 0 | 0 | 5638.5092 | 6.7442e-05 | 44 | Industrial_2030_Technical_GWh_After Competition Groups_44 | Dual and Natural Exhaust Ventilation Systems | 0.006744% | 0 | 0.38027 | Industrial_2030_Technical_GWh_After Competition Groups_Dual and Natural Exhaust Ventilation Systems
Industrial | Ind ¦ Dairy Water Heater | 2030 | Technical | GWh | After Competition Groups | 0.2743 | 0 | 0 | 5638.5092 | 4.8647e-05 | 45 | Industrial_2030_Technical_GWh_After Competition Groups_45 | Dairy Water Heater | 0.004865% | 0 | 0.2743 | Industrial_2030_Technical_GWh_After Competition Groups_Dairy Water Heater
Industrial | Ind ¦ Pump System Optimization | 2031 | Economic | GWh | After Competition Groups | 806.0883 | 0 | 0 | 4879.7557 | 0.16519 | 1 | Industrial_2031_Economic_GWh_After Competition Groups_1 | Pump System Optimization | 16.52% | 0 | 806.0883 | Industrial_2031_Economic_GWh_After Competition Groups_Pump System Optimization
Industrial | Ind ¦ Air Leak Survey and Repair | 2031 | Economic | GWh | After Competition Groups | 612.0326 | 0 | 0 | 4879.7557 | 0.12542 | 2 | Industrial_2031_Economic_GWh_After Competition Groups_2 | Air Leak Survey and Repair | 12.54% | 0 | 612.0326 | Industrial_2031_Economic_GWh_After Competition Groups_Air Leak Survey and Repair
Industrial | Ind ¦ Air Compressor Optimization | 2031 | Economic | GWh | After Competition Groups | 455.1821 | 0 | 0 | 4879.7557 | 0.09328 | 3 | Industrial_2031_Economic_GWh_After Competition Groups_3 | Air Compressor Optimization | 9.328% | 0 | 455.1821 | Industrial_2031_Economic_GWh_After Competition Groups_Air Compressor Optimization
Industrial | Ind ¦ Efficient Compressed Air Nozzles | 2031 | Economic | GWh | After Competition Groups | 444.9485 | 0 | 0 | 4879.7557 | 0.091183 | 4 | Industrial_2031_Economic_GWh_After Competition Groups_4 | Efficient Compressed Air Nozzles | 9.118% | 0 | 444.9485 | Industrial_2031_Economic_GWh_After Competition Groups_Efficient Compressed Air Nozzles
Industrial | Ind ¦ Recommissioning | 2031 | Economic | GWh | After Competition Groups | 431.0373 | 0 | 0 | 4879.7557 | 0.088332 | 5 | Industrial_2031_Economic_GWh_After Competition Groups_5 | Recommissioning | 8.833% | 0 | 431.0373 | Industrial_2031_Economic_GWh_After Competition Groups_Recommissioning
Industrial | Ind ¦ SEM | 2031 | Economic | GWh | After Competition Groups | 431.0373 | 0 | 0 | 4879.7557 | 0.088332 | 6 | Industrial_2031_Economic_GWh_After Competition Groups_6 | SEM | 8.833% | 0 | 431.0373 | Industrial_2031_Economic_GWh_After Competition Groups_SEM
Industrial | Ind ¦ Pump Equipment Upgrade | 2031 | Economic | GWh | After Competition Groups | 372.7887 | 0 | 0 | 4879.7557 | 0.076395 | 7 | Industrial_2031_Economic_GWh_After Competition Groups_7 | Pump Equipment Upgrade | 7.639% | 0 | 372.7887 | Industrial_2031_Economic_GWh_After Competition Groups_Pump Equipment Upgrade
Industrial | Ind ¦ HE Lighting | 2031 | Economic | GWh | After Competition Groups | 290.5988 | 0 | 0 | 4879.7557 | 0.059552 | 8 | Industrial_2031_Economic_GWh_After Competition Groups_8 | HE Lighting | 5.955% | 0 | 290.5988 | Industrial_2031_Economic_GWh_After Competition Groups_HE Lighting
Industrial | Ind ¦ High Efficiency HVAC Fans | 2031 | Economic | GWh | After Competition Groups | 237.7637 | 0 | 0 | 4879.7557 | 0.048725 | 9 | Industrial_2031_Economic_GWh_After Competition Groups_9 | High Efficiency HVAC Fans | 4.872% | 0 | 237.7637 | Industrial_2031_Economic_GWh_After Competition Groups_High Efficiency HVAC Fans
Industrial | Ind ¦ Process Optimization (Elec) | 2031 | Economic | GWh | After Competition Groups | 174.8756 | 0 | 0 | 4879.7557 | 0.035837 | 10 | Industrial_2031_Economic_GWh_After Competition Groups_10 | Process Optimization (Elec) | 3.584% | 0 | 174.8756 | Industrial_2031_Economic_GWh_After Competition Groups_Process Optimization (Elec)
Industrial | Ind ¦ Greenhouse Grow Lights | 2031 | Economic | GWh | After Competition Groups | 161.4371 | 0 | 0 | 4879.7557 | 0.033083 | 11 | Industrial_2031_Economic_GWh_After Competition Groups_11 | Greenhouse Grow Lights | 3.308% | 0 | 161.4371 | Industrial_2031_Economic_GWh_After Competition Groups_Greenhouse Grow Lights
Industrial | Ind ¦ Material Handling Improvements | 2031 | Economic | GWh | After Competition Groups | 71.7736 | 0 | 0 | 4879.7557 | 0.014708 | 12 | Industrial_2031_Economic_GWh_After Competition Groups_12 | Material Handling Improvements | 1.471% | 0 | 71.7736 | Industrial_2031_Economic_GWh_After Competition Groups_Material Handling Improvements
Industrial | Ind ¦ Pulp and Paper Process Improvements | 2031 | Economic | GWh | After Competition Groups | 65.8146 | 0 | 0 | 4879.7557 | 0.013487 | 13 | Industrial_2031_Economic_GWh_After Competition Groups_13 | Pulp and Paper Process Improvements | 1.349% | 0 | 65.8146 | Industrial_2031_Economic_GWh_After Competition Groups_Pulp and Paper Process Improvements
Industrial | Ind ¦ Fan System Optimization | 2031 | Economic | GWh | After Competition Groups | 65.4242 | 0 | 0 | 4879.7557 | 0.013407 | 14 | Industrial_2031_Economic_GWh_After Competition Groups_14 | Fan System Optimization | 1.341% | 0 | 65.4242 | Industrial_2031_Economic_GWh_After Competition Groups_Fan System Optimization
Industrial | Ind ¦ Refiner Plate Improvements | 2031 | Economic | GWh | After Competition Groups | 53.6445 | 0 | 0 | 4879.7557 | 0.010993 | 15 | Industrial_2031_Economic_GWh_After Competition Groups_15 | Refiner Plate Improvements | 1.099% | 0 | 53.6445 | Industrial_2031_Economic_GWh_After Competition Groups_Refiner Plate Improvements
Industrial | Ind ¦ Process Heat Recovery | 2031 | Economic | GWh | After Competition Groups | 37.3034 | 0 | 0 | 4879.7557 | 0.0076445 | 16 | Industrial_2031_Economic_GWh_After Competition Groups_16 | Process Heat Recovery | 0.7645% | 0 | 37.3034 | Industrial_2031_Economic_GWh_After Competition Groups_Process Heat Recovery
Industrial | Ind ¦ VAV Conversion Project | 2031 | Economic | GWh | After Competition Groups | 23.7968 | 0 | 0 | 4879.7557 | 0.0048766 | 17 | Industrial_2031_Economic_GWh_After Competition Groups_17 | VAV Conversion Project | 0.4877% | 0 | 23.7968 | Industrial_2031_Economic_GWh_After Competition Groups_VAV Conversion Project
Industrial | Ind ¦ High Efficiency Battery Charger | 2031 | Economic | GWh | After Competition Groups | 22.5223 | 0 | 0 | 4879.7557 | 0.0046154 | 18 | Industrial_2031_Economic_GWh_After Competition Groups_18 | High Efficiency Battery Charger | 0.4615% | 0 | 22.5223 | Industrial_2031_Economic_GWh_After Competition Groups_High Efficiency Battery Charger
Industrial | Ind ¦ Improved Controls - Process Cooling | 2031 | Economic | GWh | After Competition Groups | 20.8502 | 0 | 0 | 4879.7557 | 0.0042728 | 19 | Industrial_2031_Economic_GWh_After Competition Groups_19 | Improved Controls - Process Cooling | 0.4273% | 0 | 20.8502 | Industrial_2031_Economic_GWh_After Competition Groups_Improved Controls - Process Cooling
Industrial | Ind ¦ Efficient Irrigation | 2031 | Economic | GWh | After Competition Groups | 18.206 | 0 | 0 | 4879.7557 | 0.0037309 | 20 | Industrial_2031_Economic_GWh_After Competition Groups_20 | Efficient Irrigation | 0.3731% | 0 | 18.206 | Industrial_2031_Economic_GWh_After Competition Groups_Efficient Irrigation
Industrial | Ind ¦ Process Improvements | 2031 | Economic | GWh | After Competition Groups | 17.8552 | 0 | 0 | 4879.7557 | 0.003659 | 21 | Industrial_2031_Economic_GWh_After Competition Groups_21 | Process Improvements | 0.3659% | 0 | 17.8552 | Industrial_2031_Economic_GWh_After Competition Groups_Process Improvements
Industrial | Ind ¦ Ventilation Optimization | 2031 | Economic | GWh | After Competition Groups | 13.9311 | 0 | 0 | 4879.7557 | 0.0028549 | 22 | Industrial_2031_Economic_GWh_After Competition Groups_22 | Ventilation Optimization | 0.2855% | 0 | 13.9311 | Industrial_2031_Economic_GWh_After Competition Groups_Ventilation Optimization
Industrial | Ind ¦ Refrigeration Compressor VFD | 2031 | Economic | GWh | After Competition Groups | 12.3017 | 0 | 0 | 4879.7557 | 0.002521 | 23 | Industrial_2031_Economic_GWh_After Competition Groups_23 | Refrigeration Compressor VFD | 0.2521% | 0 | 12.3017 | Industrial_2031_Economic_GWh_After Competition Groups_Refrigeration Compressor VFD
Industrial | Ind ¦ Improved Controls - Process Heating | 2031 | Economic | GWh | After Competition Groups | 10.754 | 0 | 0 | 4879.7557 | 0.0022038 | 24 | Industrial_2031_Economic_GWh_After Competition Groups_24 | Improved Controls - Process Heating | 0.2204% | 0 | 10.754 | Industrial_2031_Economic_GWh_After Competition Groups_Improved Controls - Process Heating
Industrial | Ind ¦ Cooling Tower Optimization | 2031 | Economic | GWh | After Competition Groups | 8.8604 | 0 | 0 | 4879.7557 | 0.0018157 | 25 | Industrial_2031_Economic_GWh_After Competition Groups_25 | Cooling Tower Optimization | 0.1816% | 0 | 8.8604 | Industrial_2031_Economic_GWh_After Competition Groups_Cooling Tower Optimization
Industrial | Ind ¦ Engine Block Heater Timer | 2031 | Economic | GWh | After Competition Groups | 6.8331 | 0 | 0 | 4879.7557 | 0.0014003 | 26 | Industrial_2031_Economic_GWh_After Competition Groups_26 | Engine Block Heater Timer | 0.14% | 0 | 6.8331 | Industrial_2031_Economic_GWh_After Competition Groups_Engine Block Heater Timer
Industrial | Ind ¦ Free Cooling | 2031 | Economic | GWh | After Competition Groups | 5.3742 | 0 | 0 | 4879.7557 | 0.0011013 | 27 | Industrial_2031_Economic_GWh_After Competition Groups_27 | Free Cooling | 0.1101% | 0 | 5.3742 | Industrial_2031_Economic_GWh_After Competition Groups_Free Cooling
Industrial | Ind ¦ Air Compressor Heat Recovery | 2031 | Economic | GWh | After Competition Groups | 2.895 | 0 | 0 | 4879.7557 | 0.00059327 | 28 | Industrial_2031_Economic_GWh_After Competition Groups_28 | Air Compressor Heat Recovery | 0.05933% | 0 | 2.895 | Industrial_2031_Economic_GWh_After Competition Groups_Air Compressor Heat Recovery
Industrial | Ind ¦ Dairy Pre-Cooler | 2031 | Economic | GWh | After Competition Groups | 2.5732 | 0 | 0 | 4879.7557 | 0.00052732 | 29 | Industrial_2031_Economic_GWh_After Competition Groups_29 | Dairy Pre-Cooler | 0.05273% | 0 | 2.5732 | Industrial_2031_Economic_GWh_After Competition Groups_Dairy Pre-Cooler
Industrial | Ind ¦ Efficient Refrigeration Compressor | 2031 | Economic | GWh | After Competition Groups | 1.0268 | 0 | 0 | 4879.7557 | 0.00021042 | 30 | Industrial_2031_Economic_GWh_After Competition Groups_30 | Efficient Refrigeration Compressor | 0.02104% | 0 | 1.0268 | Industrial_2031_Economic_GWh_After Competition Groups_Efficient Refrigeration Compressor
Industrial | Ind ¦ Dairy Water Heater | 2031 | Economic | GWh | After Competition Groups | 0.12387 | 0 | 0 | 4879.7557 | 2.5384e-05 | 31 | Industrial_2031_Economic_GWh_After Competition Groups_31 | Dairy Water Heater | 0.002538% | 0 | 0.12387 | Industrial_2031_Economic_GWh_After Competition Groups_Dairy Water Heater
Industrial | Ind ¦ Heat Lamps/Heat Pad | 2031 | Economic | GWh | After Competition Groups | 0.10179 | 0 | 0 | 4879.7557 | 2.086e-05 | 32 | Industrial_2031_Economic_GWh_After Competition Groups_32 | Heat Lamps/Heat Pad | 0.002086% | 0 | 0.10179 | Industrial_2031_Economic_GWh_After Competition Groups_Heat Lamps/Heat Pad
Industrial | Ind ¦ Air Compressor Optimization | 2031 | SC A | GWh | After Competition Groups | 342.336 | 1215939.0149 | 1.2159 | 1919.1194 | 0.17838 | 1 | Industrial_2031_SC A_GWh_After Competition Groups_1 | Air Compressor Optimization | 17.84% | 1.2159 | 342.336 | Industrial_2031_SC A_GWh_After Competition Groups_Air Compressor Optimization
Industrial | Ind ¦ Pump System Optimization | 2031 | SC A | GWh | After Competition Groups | 335.0085 | 6283402.2042 | 6.2834 | 1919.1194 | 0.17456 | 2 | Industrial_2031_SC A_GWh_After Competition Groups_2 | Pump System Optimization | 17.46% | 6.2834 | 335.0085 | Industrial_2031_SC A_GWh_After Competition Groups_Pump System Optimization
Industrial | Ind ¦ Air Leak Survey and Repair | 2031 | SC A | GWh | After Competition Groups | 243.8688 | 539597.5637 | 0.5396 | 1919.1194 | 0.12707 | 3 | Industrial_2031_SC A_GWh_After Competition Groups_3 | Air Leak Survey and Repair | 12.71% | 0.5396 | 243.8688 | Industrial_2031_SC A_GWh_After Competition Groups_Air Leak Survey and Repair
Industrial | Ind ¦ Recommissioning | 2031 | SC A | GWh | After Competition Groups | 172.6879 | 2311699.9064 | 2.3117 | 1919.1194 | 0.089983 | 4 | Industrial_2031_SC A_GWh_After Competition Groups_4 | Recommissioning | 8.998% | 2.3117 | 172.6879 | Industrial_2031_SC A_GWh_After Competition Groups_Recommissioning
Industrial | Ind ¦ SEM | 2031 | SC A | GWh | After Competition Groups | 172.6879 | 2311699.9064 | 2.3117 | 1919.1194 | 0.089983 | 5 | Industrial_2031_SC A_GWh_After Competition Groups_5 | SEM | 8.998% | 2.3117 | 172.6879 | Industrial_2031_SC A_GWh_After Competition Groups_SEM
Industrial | Ind ¦ Pump Equipment Upgrade | 2031 | SC A | GWh | After Competition Groups | 146.1315 | 3323659.4061 | 3.3237 | 1919.1194 | 0.076145 | 6 | Industrial_2031_SC A_GWh_After Competition Groups_6 | Pump Equipment Upgrade | 7.615% | 3.3237 | 146.1315 | Industrial_2031_SC A_GWh_After Competition Groups_Pump Equipment Upgrade
Industrial | Ind ¦ Efficient Compressed Air Nozzles | 2031 | SC A | GWh | After Competition Groups | 136.4561 | 450900.8715 | 0.4509 | 1919.1194 | 0.071104 | 7 | Industrial_2031_SC A_GWh_After Competition Groups_7 | Efficient Compressed Air Nozzles | 7.11% | 0.4509 | 136.4561 | Industrial_2031_SC A_GWh_After Competition Groups_Efficient Compressed Air Nozzles
Industrial | Ind ¦ High Efficiency HVAC Fans | 2031 | SC A | GWh | After Competition Groups | 108.5468 | 2126069.3222 | 2.1261 | 1919.1194 | 0.056561 | 8 | Industrial_2031_SC A_GWh_After Competition Groups_8 | High Efficiency HVAC Fans | 5.656% | 2.1261 | 108.5468 | Industrial_2031_SC A_GWh_After Competition Groups_High Efficiency HVAC Fans
Industrial | Ind ¦ Fan System Optimization | 2031 | SC A | GWh | After Competition Groups | 48.6206 | 713318.0927 | 0.71332 | 1919.1194 | 0.025335 | 9 | Industrial_2031_SC A_GWh_After Competition Groups_9 | Fan System Optimization | 2.533% | 0.71332 | 48.6206 | Industrial_2031_SC A_GWh_After Competition Groups_Fan System Optimization
Industrial | Ind ¦ Greenhouse Grow Lights | 2031 | SC A | GWh | After Competition Groups | 44.1 | 1044851.8559 | 1.0449 | 1919.1194 | 0.022979 | 10 | Industrial_2031_SC A_GWh_After Competition Groups_10 | Greenhouse Grow Lights | 2.298% | 1.0449 | 44.1 | Industrial_2031_SC A_GWh_After Competition Groups_Greenhouse Grow Lights
Industrial | Ind ¦ Material Handling Improvements | 2031 | SC A | GWh | After Competition Groups | 35.5951 | 162000.0181 | 0.162 | 1919.1194 | 0.018548 | 11 | Industrial_2031_SC A_GWh_After Competition Groups_11 | Material Handling Improvements | 1.855% | 0.162 | 35.5951 | Industrial_2031_SC A_GWh_After Competition Groups_Material Handling Improvements
Industrial | Ind ¦ Process Optimization (Elec) | 2031 | SC A | GWh | After Competition Groups | 31.111 | 432917.8464 | 0.43292 | 1919.1194 | 0.016211 | 12 | Industrial_2031_SC A_GWh_After Competition Groups_12 | Process Optimization (Elec) | 1.621% | 0.43292 | 31.111 | Industrial_2031_SC A_GWh_After Competition Groups_Process Optimization (Elec)
Industrial | Ind ¦ Refiner Plate Improvements | 2031 | SC A | GWh | After Competition Groups | 15.478 | 181209.0637 | 0.18121 | 1919.1194 | 0.0080651 | 13 | Industrial_2031_SC A_GWh_After Competition Groups_13 | Refiner Plate Improvements | 0.8065% | 0.18121 | 15.478 | Industrial_2031_SC A_GWh_After Competition Groups_Refiner Plate Improvements
Industrial | Ind ¦ Process Heat Recovery | 2031 | SC A | GWh | After Competition Groups | 14.4949 | 425310.3397 | 0.42531 | 1919.1194 | 0.0075529 | 14 | Industrial_2031_SC A_GWh_After Competition Groups_14 | Process Heat Recovery | 0.7553% | 0.42531 | 14.4949 | Industrial_2031_SC A_GWh_After Competition Groups_Process Heat Recovery
Industrial | Ind ¦ VAV Conversion Project | 2031 | SC A | GWh | After Competition Groups | 10.4706 | 414995.5238 | 0.415 | 1919.1194 | 0.005456 | 15 | Industrial_2031_SC A_GWh_After Competition Groups_15 | VAV Conversion Project | 0.5456% | 0.415 | 10.4706 | Industrial_2031_SC A_GWh_After Competition Groups_VAV Conversion Project
Industrial | Ind ¦ HE Lighting | 2031 | SC A | GWh | After Competition Groups | 10.3614 | 539010.9679 | 0.53901 | 1919.1194 | 0.005399 | 16 | Industrial_2031_SC A_GWh_After Competition Groups_16 | HE Lighting | 0.5399% | 0.53901 | 10.3614 | Industrial_2031_SC A_GWh_After Competition Groups_HE Lighting
Industrial | Ind ¦ Pulp and Paper Process Improvements | 2031 | SC A | GWh | After Competition Groups | 8.9683 | 283277.9472 | 0.28328 | 1919.1194 | 0.0046731 | 17 | Industrial_2031_SC A_GWh_After Competition Groups_17 | Pulp and Paper Process Improvements | 0.4673% | 0.28328 | 8.9683 | Industrial_2031_SC A_GWh_After Competition Groups_Pulp and Paper Process Improvements
Industrial | Ind ¦ Improved Controls - Process Cooling | 2031 | SC A | GWh | After Competition Groups | 8.7011 | 224995.2425 | 0.225 | 1919.1194 | 0.0045339 | 18 | Industrial_2031_SC A_GWh_After Competition Groups_18 | Improved Controls - Process Cooling | 0.4534% | 0.225 | 8.7011 | Industrial_2031_SC A_GWh_After Competition Groups_Improved Controls - Process Cooling
Industrial | Ind ¦ Process Improvements | 2031 | SC A | GWh | After Competition Groups | 6.5868 | 96854.5198 | 0.096855 | 1919.1194 | 0.0034322 | 19 | Industrial_2031_SC A_GWh_After Competition Groups_19 | Process Improvements | 0.3432% | 0.096855 | 6.5868 | Industrial_2031_SC A_GWh_After Competition Groups_Process Improvements
Industrial | Ind ¦ High Efficiency Battery Charger | 2031 | SC A | GWh | After Competition Groups | 5.9413 | 189993.689 | 0.18999 | 1919.1194 | 0.0030959 | 20 | Industrial_2031_SC A_GWh_After Competition Groups_20 | High Efficiency Battery Charger | 0.3096% | 0.18999 | 5.9413 | Industrial_2031_SC A_GWh_After Competition Groups_High Efficiency Battery Charger
Industrial | Ind ¦ Improved Controls - Process Heating | 2031 | SC A | GWh | After Competition Groups | 4.3874 | 113926.8075 | 0.11393 | 1919.1194 | 0.0022862 | 21 | Industrial_2031_SC A_GWh_After Competition Groups_21 | Improved Controls - Process Heating | 0.2286% | 0.11393 | 4.3874 | Industrial_2031_SC A_GWh_After Competition Groups_Improved Controls - Process Heating
Industrial | Ind ¦ Ventilation Optimization | 2031 | SC A | GWh | After Competition Groups | 4.0939 | 87319.7589 | 0.08732 | 1919.1194 | 0.0021332 | 22 | Industrial_2031_SC A_GWh_After Competition Groups_22 | Ventilation Optimization | 0.2133% | 0.08732 | 4.0939 | Industrial_2031_SC A_GWh_After Competition Groups_Ventilation Optimization
Industrial | Ind ¦ Refrigeration Compressor VFD | 2031 | SC A | GWh | After Competition Groups | 3.963 | 68187.3751 | 0.068187 | 1919.1194 | 0.002065 | 23 | Industrial_2031_SC A_GWh_After Competition Groups_23 | Refrigeration Compressor VFD | 0.2065% | 0.068187 | 3.963 | Industrial_2031_SC A_GWh_After Competition Groups_Refrigeration Compressor VFD
Industrial | Ind ¦ Engine Block Heater Timer | 2031 | SC A | GWh | After Competition Groups | 2.5918 | 38080.816 | 0.038081 | 1919.1194 | 0.0013505 | 24 | Industrial_2031_SC A_GWh_After Competition Groups_24 | Engine Block Heater Timer | 0.1351% | 0.038081 | 2.5918 | Industrial_2031_SC A_GWh_After Competition Groups_Engine Block Heater Timer
Industrial | Ind ¦ Efficient Irrigation | 2031 | SC A | GWh | After Competition Groups | 1.634 | 87315.7282 | 0.087316 | 1919.1194 | 0.00085141 | 25 | Industrial_2031_SC A_GWh_After Competition Groups_25 | Efficient Irrigation | 0.08514% | 0.087316 | 1.634 | Industrial_2031_SC A_GWh_After Competition Groups_Efficient Irrigation
Industrial | Ind ¦ Dairy Pre-Cooler | 2031 | SC A | GWh | After Competition Groups | 1.1976 | 21980.6178 | 0.021981 | 1919.1194 | 0.00062402 | 26 | Industrial_2031_SC A_GWh_After Competition Groups_26 | Dairy Pre-Cooler | 0.0624% | 0.021981 | 1.1976 | Industrial_2031_SC A_GWh_After Competition Groups_Dairy Pre-Cooler
Industrial | Ind ¦ Air Compressor Heat Recovery | 2031 | SC A | GWh | After Competition Groups | 1.1827 | 34333.103 | 0.034333 | 1919.1194 | 0.00061625 | 27 | Industrial_2031_SC A_GWh_After Competition Groups_27 | Air Compressor Heat Recovery | 0.06163% | 0.034333 | 1.1827 | Industrial_2031_SC A_GWh_After Competition Groups_Air Compressor Heat Recovery
Industrial | Ind ¦ Cooling Tower Optimization | 2031 | SC A | GWh | After Competition Groups | 0.85414 | 17615.1522 | 0.017615 | 1919.1194 | 0.00044507 | 28 | Industrial_2031_SC A_GWh_After Competition Groups_28 | Cooling Tower Optimization | 0.04451% | 0.017615 | 0.85414 | Industrial_2031_SC A_GWh_After Competition Groups_Cooling Tower Optimization
Industrial | Ind ¦ Efficient Refrigeration Compressor | 2031 | SC A | GWh | After Competition Groups | 0.64433 | 7438.9661 | 0.007439 | 1919.1194 | 0.00033574 | 29 | Industrial_2031_SC A_GWh_After Competition Groups_29 | Efficient Refrigeration Compressor | 0.03357% | 0.007439 | 0.64433 | Industrial_2031_SC A_GWh_After Competition Groups_Efficient Refrigeration Compressor
Industrial | Ind ¦ Heat Lamps/Heat Pad | 2031 | SC A | GWh | After Competition Groups | 0.33877 | 4937.3188 | 0.0049373 | 1919.1194 | 0.00017652 | 30 | Industrial_2031_SC A_GWh_After Competition Groups_30 | Heat Lamps/Heat Pad | 0.01765% | 0.0049373 | 0.33877 | Industrial_2031_SC A_GWh_After Competition Groups_Heat Lamps/Heat Pad
Industrial | Ind ¦ Dairy Water Heater | 2031 | SC A | GWh | After Competition Groups | 0.065297 | 1169.783 | 0.0011698 | 1919.1194 | 3.4025e-05 | 31 | Industrial_2031_SC A_GWh_After Competition Groups_31 | Dairy Water Heater | 0.003402% | 0.0011698 | 0.065297 | Industrial_2031_SC A_GWh_After Competition Groups_Dairy Water Heater
Industrial | Ind ¦ Free Cooling | 2031 | SC A | GWh | After Competition Groups | 0.013771 | 365.4813 | 0.00036548 | 1919.1194 | 7.1759e-06 | 32 | Industrial_2031_SC A_GWh_After Competition Groups_32 | Free Cooling | 0.0007176% | 0.00036548 | 0.013771 | Industrial_2031_SC A_GWh_After Competition Groups_Free Cooling
Industrial | Ind ¦ Air Leak Survey and Repair | 2031 | SC B | GWh | After Competition Groups | 497.8747 | 593838.7197 | 0.59384 | 3292.7788 | 0.1512 | 1 | Industrial_2031_SC B_GWh_After Competition Groups_1 | Air Leak Survey and Repair | 15.12% | 0.59384 | 497.8747 | Industrial_2031_SC B_GWh_After Competition Groups_Air Leak Survey and Repair
Industrial | Ind ¦ Pump System Optimization | 2031 | SC B | GWh | After Competition Groups | 481.2853 | 26717849.2265 | 26.7178 | 3292.7788 | 0.14616 | 2 | Industrial_2031_SC B_GWh_After Competition Groups_2 | Pump System Optimization | 14.62% | 26.7178 | 481.2853 | Industrial_2031_SC B_GWh_After Competition Groups_Pump System Optimization
Industrial | Ind ¦ Recommissioning | 2031 | SC B | GWh | After Competition Groups | 352.428 | 2542049.1046 | 2.542 | 3292.7788 | 0.10703 | 3 | Industrial_2031_SC B_GWh_After Competition Groups_3 | Recommissioning | 10.7% | 2.542 | 352.428 | Industrial_2031_SC B_GWh_After Competition Groups_Recommissioning
Industrial | Ind ¦ SEM | 2031 | SC B | GWh | After Competition Groups | 352.428 | 2542049.1046 | 2.542 | 3292.7788 | 0.10703 | 4 | Industrial_2031_SC B_GWh_After Competition Groups_4 | SEM | 10.7% | 2.542 | 352.428 | Industrial_2031_SC B_GWh_After Competition Groups_SEM
Industrial | Ind ¦ Air Compressor Optimization | 2031 | SC B | GWh | After Competition Groups | 342.336 | 1215817.421 | 1.2158 | 3292.7788 | 0.10397 | 5 | Industrial_2031_SC B_GWh_After Competition Groups_5 | Air Compressor Optimization | 10.4% | 1.2158 | 342.336 | Industrial_2031_SC B_GWh_After Competition Groups_Air Compressor Optimization
Industrial | Ind ¦ Efficient Compressed Air Nozzles | 2031 | SC B | GWh | After Competition Groups | 281.8228 | 551456.5997 | 0.55146 | 3292.7788 | 0.085588 | 6 | Industrial_2031_SC B_GWh_After Competition Groups_6 | Efficient Compressed Air Nozzles | 8.559% | 0.55146 | 281.8228 | Industrial_2031_SC B_GWh_After Competition Groups_Efficient Compressed Air Nozzles
Industrial | Ind ¦ Pump Equipment Upgrade | 2031 | SC B | GWh | After Competition Groups | 213.4941 | 14711277.2783 | 14.7113 | 3292.7788 | 0.064837 | 7 | Industrial_2031_SC B_GWh_After Competition Groups_7 | Pump Equipment Upgrade | 6.484% | 14.7113 | 213.4941 | Industrial_2031_SC B_GWh_After Competition Groups_Pump Equipment Upgrade
Industrial | Ind ¦ High Efficiency HVAC Fans | 2031 | SC B | GWh | After Competition Groups | 176.3192 | 2340397.0575 | 2.3404 | 3292.7788 | 0.053547 | 8 | Industrial_2031_SC B_GWh_After Competition Groups_8 | High Efficiency HVAC Fans | 5.355% | 2.3404 | 176.3192 | Industrial_2031_SC B_GWh_After Competition Groups_High Efficiency HVAC Fans
Industrial | Ind ¦ HE Lighting | 2031 | SC B | GWh | After Competition Groups | 112.1652 | 9740667.1194 | 9.7407 | 3292.7788 | 0.034064 | 9 | Industrial_2031_SC B_GWh_After Competition Groups_9 | HE Lighting | 3.406% | 9.7407 | 112.1652 | Industrial_2031_SC B_GWh_After Competition Groups_HE Lighting
Industrial | Ind ¦ Greenhouse Grow Lights | 2031 | SC B | GWh | After Competition Groups | 107.9938 | 4544145.8211 | 4.5441 | 3292.7788 | 0.032797 | 10 | Industrial_2031_SC B_GWh_After Competition Groups_10 | Greenhouse Grow Lights | 3.28% | 4.5441 | 107.9938 | Industrial_2031_SC B_GWh_After Competition Groups_Greenhouse Grow Lights
Industrial | Ind ¦ Material Handling Improvements | 2031 | SC B | GWh | After Competition Groups | 52.7027 | 176351.8193 | 0.17635 | 3292.7788 | 0.016006 | 11 | Industrial_2031_SC B_GWh_After Competition Groups_11 | Material Handling Improvements | 1.601% | 0.17635 | 52.7027 | Industrial_2031_SC B_GWh_After Competition Groups_Material Handling Improvements
Industrial | Ind ¦ Fan System Optimization | 2031 | SC B | GWh | After Competition Groups | 51.2311 | 1358031.5049 | 1.358 | 3292.7788 | 0.015559 | 12 | Industrial_2031_SC B_GWh_After Competition Groups_12 | Fan System Optimization | 1.556% | 1.358 | 51.2311 | Industrial_2031_SC B_GWh_After Competition Groups_Fan System Optimization
Industrial | Ind ¦ Pulp and Paper Process Improvements | 2031 | SC B | GWh | After Competition Groups | 50.4023 | 1773519.6572 | 1.7735 | 3292.7788 | 0.015307 | 13 | Industrial_2031_SC B_GWh_After Competition Groups_13 | Pulp and Paper Process Improvements | 1.531% | 1.7735 | 50.4023 | Industrial_2031_SC B_GWh_After Competition Groups_Pulp and Paper Process Improvements
Industrial | Ind ¦ Refiner Plate Improvements | 2031 | SC B | GWh | After Competition Groups | 32.7666 | 239267.0834 | 0.23927 | 3292.7788 | 0.009951 | 14 | Industrial_2031_SC B_GWh_After Competition Groups_14 | Refiner Plate Improvements | 0.9951% | 0.23927 | 32.7666 | Industrial_2031_SC B_GWh_After Competition Groups_Refiner Plate Improvements
Industrial | Ind ¦ Process Optimization (Elec) | 2031 | SC B | GWh | After Competition Groups | 31.111 | 432874.5546 | 0.43287 | 3292.7788 | 0.0094482 | 15 | Industrial_2031_SC B_GWh_After Competition Groups_15 | Process Optimization (Elec) | 0.9448% | 0.43287 | 31.111 | Industrial_2031_SC B_GWh_After Competition Groups_Process Optimization (Elec)
Industrial | Ind ¦ Process Heat Recovery | 2031 | SC B | GWh | After Competition Groups | 30.0429 | 490882.7769 | 0.49088 | 3292.7788 | 0.0091239 | 16 | Industrial_2031_SC B_GWh_After Competition Groups_16 | Process Heat Recovery | 0.9124% | 0.49088 | 30.0429 | Industrial_2031_SC B_GWh_After Competition Groups_Process Heat Recovery
Industrial | Ind ¦ VAV Conversion Project | 2031 | SC B | GWh | After Competition Groups | 21.9469 | 504497.2862 | 0.5045 | 3292.7788 | 0.0066652 | 17 | Industrial_2031_SC B_GWh_After Competition Groups_17 | VAV Conversion Project | 0.6665% | 0.5045 | 21.9469 | Industrial_2031_SC B_GWh_After Competition Groups_VAV Conversion Project
Industrial | Ind ¦ Improved Controls - Process Cooling | 2031 | SC B | GWh | After Competition Groups | 17.7929 | 250830.8773 | 0.25083 | 3292.7788 | 0.0054036 | 18 | Industrial_2031_SC B_GWh_After Competition Groups_18 | Improved Controls - Process Cooling | 0.5404% | 0.25083 | 17.7929 | Industrial_2031_SC B_GWh_After Competition Groups_Improved Controls - Process Cooling
Industrial | Ind ¦ High Efficiency Battery Charger | 2031 | SC B | GWh | After Competition Groups | 15.5914 | 521235.8116 | 0.52124 | 3292.7788 | 0.004735 | 19 | Industrial_2031_SC B_GWh_After Competition Groups_19 | High Efficiency Battery Charger | 0.4735% | 0.52124 | 15.5914 | Industrial_2031_SC B_GWh_After Competition Groups_High Efficiency Battery Charger
Industrial | Ind ¦ Process Improvements | 2031 | SC B | GWh | After Competition Groups | 14.1073 | 154348.2403 | 0.15435 | 3292.7788 | 0.0042843 | 20 | Industrial_2031_SC B_GWh_After Competition Groups_20 | Process Improvements | 0.4284% | 0.15435 | 14.1073 | Industrial_2031_SC B_GWh_After Competition Groups_Process Improvements
Industrial | Ind ¦ Ventilation Optimization | 2031 | SC B | GWh | After Competition Groups | 9.3549 | 467543.977 | 0.46754 | 3292.7788 | 0.002841 | 21 | Industrial_2031_SC B_GWh_After Competition Groups_21 | Ventilation Optimization | 0.2841% | 0.46754 | 9.3549 | Industrial_2031_SC B_GWh_After Competition Groups_Ventilation Optimization
Industrial | Ind ¦ Refrigeration Compressor VFD | 2031 | SC B | GWh | After Competition Groups | 9.1236 | 397305.2811 | 0.39731 | 3292.7788 | 0.0027708 | 22 | Industrial_2031_SC B_GWh_After Competition Groups_22 | Refrigeration Compressor VFD | 0.2771% | 0.39731 | 9.1236 | Industrial_2031_SC B_GWh_After Competition Groups_Refrigeration Compressor VFD
Industrial | Ind ¦ Improved Controls - Process Heating | 2031 | SC B | GWh | After Competition Groups | 8.8042 | 120383.6715 | 0.12038 | 3292.7788 | 0.0026738 | 23 | Industrial_2031_SC B_GWh_After Competition Groups_23 | Improved Controls - Process Heating | 0.2674% | 0.12038 | 8.8042 | Industrial_2031_SC B_GWh_After Competition Groups_Improved Controls - Process Heating
Industrial | Ind ¦ Cooling Tower Optimization | 2031 | SC B | GWh | After Competition Groups | 7.3091 | 327544.3493 | 0.32754 | 3292.7788 | 0.0022197 | 24 | Industrial_2031_SC B_GWh_After Competition Groups_24 | Cooling Tower Optimization | 0.222% | 0.32754 | 7.3091 | Industrial_2031_SC B_GWh_After Competition Groups_Cooling Tower Optimization
Industrial | Ind ¦ Efficient Irrigation | 2031 | SC B | GWh | After Competition Groups | 6.7257 | 804094.8074 | 0.80409 | 3292.7788 | 0.0020426 | 25 | Industrial_2031_SC B_GWh_After Competition Groups_25 | Efficient Irrigation | 0.2043% | 0.80409 | 6.7257 | Industrial_2031_SC B_GWh_After Competition Groups_Efficient Irrigation
Industrial | Ind ¦ Engine Block Heater Timer | 2031 | SC B | GWh | After Competition Groups | 5.3401 | 43727.098 | 0.043727 | 3292.7788 | 0.0016218 | 26 | Industrial_2031_SC B_GWh_After Competition Groups_26 | Engine Block Heater Timer | 0.1622% | 0.043727 | 5.3401 | Industrial_2031_SC B_GWh_After Competition Groups_Engine Block Heater Timer
Industrial | Ind ¦ Free Cooling | 2031 | SC B | GWh | After Competition Groups | 4.7356 | 350519.9496 | 0.35052 | 3292.7788 | 0.0014382 | 27 | Industrial_2031_SC B_GWh_After Competition Groups_27 | Free Cooling | 0.1438% | 0.35052 | 4.7356 | Industrial_2031_SC B_GWh_After Competition Groups_Free Cooling
Industrial | Ind ¦ Air Compressor Heat Recovery | 2031 | SC B | GWh | After Competition Groups | 2.4064 | 37135.3444 | 0.037135 | 3292.7788 | 0.00073083 | 28 | Industrial_2031_SC B_GWh_After Competition Groups_28 | Air Compressor Heat Recovery | 0.07308% | 0.037135 | 2.4064 | Industrial_2031_SC B_GWh_After Competition Groups_Air Compressor Heat Recovery
Industrial | Ind ¦ Dairy Pre-Cooler | 2031 | SC B | GWh | After Competition Groups | 1.7023 | 44832.1691 | 0.044832 | 3292.7788 | 0.00051699 | 29 | Industrial_2031_SC B_GWh_After Competition Groups_29 | Dairy Pre-Cooler | 0.0517% | 0.044832 | 1.7023 | Industrial_2031_SC B_GWh_After Competition Groups_Dairy Pre-Cooler
Industrial | Ind ¦ Efficient Refrigeration Compressor | 2031 | SC B | GWh | After Competition Groups | 0.86732 | 6930.2782 | 0.0069303 | 3292.7788 | 0.0002634 | 30 | Industrial_2031_SC B_GWh_After Competition Groups_30 | Efficient Refrigeration Compressor | 0.02634% | 0.0069303 | 0.86732 | Industrial_2031_SC B_GWh_After Competition Groups_Efficient Refrigeration Compressor
Industrial | Ind ¦ Heat Lamps/Heat Pad | 2031 | SC B | GWh | After Competition Groups | 0.46923 | 11477.6151 | 0.011478 | 3292.7788 | 0.0001425 | 31 | Industrial_2031_SC B_GWh_After Competition Groups_31 | Heat Lamps/Heat Pad | 0.01425% | 0.011478 | 0.46923 | Industrial_2031_SC B_GWh_After Competition Groups_Heat Lamps/Heat Pad
Industrial | Ind ¦ Dairy Water Heater | 2031 | SC B | GWh | After Competition Groups | 0.098053 | 2718.2404 | 0.0027182 | 3292.7788 | 2.9778e-05 | 32 | Industrial_2031_SC B_GWh_After Competition Groups_32 | Dairy Water Heater | 0.002978% | 0.0027182 | 0.098053 | Industrial_2031_SC B_GWh_After Competition Groups_Dairy Water Heater
Industrial | Ind ¦ Pump System Optimization | 2031 | SC C | GWh | After Competition Groups | 481.2853 | 26720521.2786 | 26.7205 | 2238.6149 | 0.21499 | 1 | Industrial_2031_SC C_GWh_After Competition Groups_1 | Pump System Optimization | 21.5% | 26.7205 | 481.2853 | Industrial_2031_SC C_GWh_After Competition Groups_Pump System Optimization
Industrial | Ind ¦ Air Compressor Optimization | 2031 | SC C | GWh | After Competition Groups | 342.336 | 1215939.0149 | 1.2159 | 2238.6149 | 0.15292 | 2 | Industrial_2031_SC C_GWh_After Competition Groups_2 | Air Compressor Optimization | 15.29% | 1.2159 | 342.336 | Industrial_2031_SC C_GWh_After Competition Groups_Air Compressor Optimization
Industrial | Ind ¦ Air Leak Survey and Repair | 2031 | SC C | GWh | After Competition Groups | 243.8688 | 539597.5637 | 0.5396 | 2238.6149 | 0.10894 | 3 | Industrial_2031_SC C_GWh_After Competition Groups_3 | Air Leak Survey and Repair | 10.89% | 0.5396 | 243.8688 | Industrial_2031_SC C_GWh_After Competition Groups_Air Leak Survey and Repair
Industrial | Ind ¦ Pump Equipment Upgrade | 2031 | SC C | GWh | After Competition Groups | 213.4941 | 14712748.5531 | 14.7127 | 2238.6149 | 0.095369 | 4 | Industrial_2031_SC C_GWh_After Competition Groups_4 | Pump Equipment Upgrade | 9.537% | 14.7127 | 213.4941 | Industrial_2031_SC C_GWh_After Competition Groups_Pump Equipment Upgrade
Industrial | Ind ¦ Recommissioning | 2031 | SC C | GWh | After Competition Groups | 172.6879 | 2311699.9064 | 2.3117 | 2238.6149 | 0.07714 | 5 | Industrial_2031_SC C_GWh_After Competition Groups_5 | Recommissioning | 7.714% | 2.3117 | 172.6879 | Industrial_2031_SC C_GWh_After Competition Groups_Recommissioning
Industrial | Ind ¦ SEM | 2031 | SC C | GWh | After Competition Groups | 172.6879 | 2311699.9064 | 2.3117 | 2238.6149 | 0.07714 | 6 | Industrial_2031_SC C_GWh_After Competition Groups_6 | SEM | 7.714% | 2.3117 | 172.6879 | Industrial_2031_SC C_GWh_After Competition Groups_SEM
Industrial | Ind ¦ Efficient Compressed Air Nozzles | 2031 | SC C | GWh | After Competition Groups | 136.4561 | 450900.8715 | 0.4509 | 2238.6149 | 0.060956 | 7 | Industrial_2031_SC C_GWh_After Competition Groups_7 | Efficient Compressed Air Nozzles | 6.096% | 0.4509 | 136.4561 | Industrial_2031_SC C_GWh_After Competition Groups_Efficient Compressed Air Nozzles
Industrial | Ind ¦ High Efficiency HVAC Fans | 2031 | SC C | GWh | After Competition Groups | 108.5468 | 2126069.3222 | 2.1261 | 2238.6149 | 0.048488 | 8 | Industrial_2031_SC C_GWh_After Competition Groups_8 | High Efficiency HVAC Fans | 4.849% | 2.1261 | 108.5468 | Industrial_2031_SC C_GWh_After Competition Groups_High Efficiency HVAC Fans
Industrial | Ind ¦ Greenhouse Grow Lights | 2031 | SC C | GWh | After Competition Groups | 69.1296 | 3610739.2794 | 3.6107 | 2238.6149 | 0.030881 | 9 | Industrial_2031_SC C_GWh_After Competition Groups_9 | Greenhouse Grow Lights | 3.088% | 3.6107 | 69.1296 | Industrial_2031_SC C_GWh_After Competition Groups_Greenhouse Grow Lights
Industrial | Ind ¦ HE Lighting | 2031 | SC C | GWh | After Competition Groups | 51.9373 | 5849353.2984 | 5.8494 | 2238.6149 | 0.023201 | 10 | Industrial_2031_SC C_GWh_After Competition Groups_10 | HE Lighting | 2.32% | 5.8494 | 51.9373 | Industrial_2031_SC C_GWh_After Competition Groups_HE Lighting
Industrial | Ind ¦ Fan System Optimization | 2031 | SC C | GWh | After Competition Groups | 51.2311 | 1358167.3217 | 1.3582 | 2238.6149 | 0.022885 | 11 | Industrial_2031_SC C_GWh_After Competition Groups_11 | Fan System Optimization | 2.289% | 1.3582 | 51.2311 | Industrial_2031_SC C_GWh_After Competition Groups_Fan System Optimization
Industrial | Ind ¦ Material Handling Improvements | 2031 | SC C | GWh | After Competition Groups | 35.5951 | 162000.0181 | 0.162 | 2238.6149 | 0.015901 | 12 | Industrial_2031_SC C_GWh_After Competition Groups_12 | Material Handling Improvements | 1.59% | 0.162 | 35.5951 | Industrial_2031_SC C_GWh_After Competition Groups_Material Handling Improvements
Industrial | Ind ¦ Process Optimization (Elec) | 2031 | SC C | GWh | After Competition Groups | 31.111 | 432917.8464 | 0.43292 | 2238.6149 | 0.013897 | 13 | Industrial_2031_SC C_GWh_After Competition Groups_13 | Process Optimization (Elec) | 1.39% | 0.43292 | 31.111 | Industrial_2031_SC C_GWh_After Competition Groups_Process Optimization (Elec)
Industrial | Ind ¦ Pulp and Paper Process Improvements | 2031 | SC C | GWh | After Competition Groups | 23.9624 | 1464061.4621 | 1.4641 | 2238.6149 | 0.010704 | 14 | Industrial_2031_SC C_GWh_After Competition Groups_14 | Pulp and Paper Process Improvements | 1.07% | 1.4641 | 23.9624 | Industrial_2031_SC C_GWh_After Competition Groups_Pulp and Paper Process Improvements
Industrial | Ind ¦ Refiner Plate Improvements | 2031 | SC C | GWh | After Competition Groups | 15.478 | 181209.0637 | 0.18121 | 2238.6149 | 0.0069141 | 15 | Industrial_2031_SC C_GWh_After Competition Groups_15 | Refiner Plate Improvements | 0.6914% | 0.18121 | 15.478 | Industrial_2031_SC C_GWh_After Competition Groups_Refiner Plate Improvements
Industrial | Ind ¦ Process Heat Recovery | 2031 | SC C | GWh | After Competition Groups | 14.4949 | 425310.3397 | 0.42531 | 2238.6149 | 0.0064749 | 16 | Industrial_2031_SC C_GWh_After Competition Groups_16 | Process Heat Recovery | 0.6475% | 0.42531 | 14.4949 | Industrial_2031_SC C_GWh_After Competition Groups_Process Heat Recovery
Industrial | Ind ¦ VAV Conversion Project | 2031 | SC C | GWh | After Competition Groups | 10.7158 | 455525.9225 | 0.45553 | 2238.6149 | 0.0047868 | 17 | Industrial_2031_SC C_GWh_After Competition Groups_17 | VAV Conversion Project | 0.4787% | 0.45553 | 10.7158 | Industrial_2031_SC C_GWh_After Competition Groups_VAV Conversion Project
Industrial | Ind ¦ Ventilation Optimization | 2031 | SC C | GWh | After Competition Groups | 9.3549 | 467590.736 | 0.46759 | 2238.6149 | 0.0041789 | 18 | Industrial_2031_SC C_GWh_After Competition Groups_18 | Ventilation Optimization | 0.4179% | 0.46759 | 9.3549 | Industrial_2031_SC C_GWh_After Competition Groups_Ventilation Optimization
Industrial | Ind ¦ High Efficiency Battery Charger | 2031 | SC C | GWh | After Competition Groups | 9.2156 | 465444.3862 | 0.46544 | 2238.6149 | 0.0041167 | 19 | Industrial_2031_SC C_GWh_After Competition Groups_19 | High Efficiency Battery Charger | 0.4117% | 0.46544 | 9.2156 | Industrial_2031_SC C_GWh_After Competition Groups_High Efficiency Battery Charger
Industrial | Ind ¦ Improved Controls - Process Cooling | 2031 | SC C | GWh | After Competition Groups | 8.7167 | 227403.6733 | 0.2274 | 2238.6149 | 0.0038938 | 20 | Industrial_2031_SC C_GWh_After Competition Groups_20 | Improved Controls - Process Cooling | 0.3894% | 0.2274 | 8.7167 | Industrial_2031_SC C_GWh_After Competition Groups_Improved Controls - Process Cooling
Industrial | Ind ¦ Cooling Tower Optimization | 2031 | SC C | GWh | After Competition Groups | 7.3091 | 327577.1071 | 0.32758 | 2238.6149 | 0.003265 | 21 | Industrial_2031_SC C_GWh_After Competition Groups_21 | Cooling Tower Optimization | 0.3265% | 0.32758 | 7.3091 | Industrial_2031_SC C_GWh_After Competition Groups_Cooling Tower Optimization
Industrial | Ind ¦ Process Improvements | 2031 | SC C | GWh | After Competition Groups | 6.9097 | 140388.1472 | 0.14039 | 2238.6149 | 0.0030866 | 22 | Industrial_2031_SC C_GWh_After Competition Groups_22 | Process Improvements | 0.3087% | 0.14039 | 6.9097 | Industrial_2031_SC C_GWh_After Competition Groups_Process Improvements
Industrial | Ind ¦ Refrigeration Compressor VFD | 2031 | SC C | GWh | After Competition Groups | 6.1406 | 284773.1413 | 0.28477 | 2238.6149 | 0.002743 | 23 | Industrial_2031_SC C_GWh_After Competition Groups_23 | Refrigeration Compressor VFD | 0.2743% | 0.28477 | 6.1406 | Industrial_2031_SC C_GWh_After Competition Groups_Refrigeration Compressor VFD
Industrial | Ind ¦ Improved Controls - Process Heating | 2031 | SC C | GWh | After Competition Groups | 4.3953 | 115140.9944 | 0.11514 | 2238.6149 | 0.0019634 | 24 | Industrial_2031_SC C_GWh_After Competition Groups_24 | Improved Controls - Process Heating | 0.1963% | 0.11514 | 4.3953 | Industrial_2031_SC C_GWh_After Competition Groups_Improved Controls - Process Heating
Industrial | Ind ¦ Efficient Irrigation | 2031 | SC C | GWh | After Competition Groups | 2.8304 | 348239.2159 | 0.34824 | 2238.6149 | 0.0012644 | 25 | Industrial_2031_SC C_GWh_After Competition Groups_25 | Efficient Irrigation | 0.1264% | 0.34824 | 2.8304 | Industrial_2031_SC C_GWh_After Competition Groups_Efficient Irrigation
Industrial | Ind ¦ Engine Block Heater Timer | 2031 | SC C | GWh | After Competition Groups | 2.5973 | 38867.2207 | 0.038867 | 2238.6149 | 0.0011602 | 26 | Industrial_2031_SC C_GWh_After Competition Groups_26 | Engine Block Heater Timer | 0.116% | 0.038867 | 2.5973 | Industrial_2031_SC C_GWh_After Competition Groups_Engine Block Heater Timer
Industrial | Ind ¦ Free Cooling | 2031 | SC C | GWh | After Competition Groups | 2.4063 | 357081.155 | 0.35708 | 2238.6149 | 0.0010749 | 27 | Industrial_2031_SC C_GWh_After Competition Groups_27 | Free Cooling | 0.1075% | 0.35708 | 2.4063 | Industrial_2031_SC C_GWh_After Competition Groups_Free Cooling
Industrial | Ind ¦ Dairy Pre-Cooler | 2031 | SC C | GWh | After Competition Groups | 1.41 | 43033.6374 | 0.043034 | 2238.6149 | 0.00062985 | 28 | Industrial_2031_SC C_GWh_After Competition Groups_28 | Dairy Pre-Cooler | 0.06299% | 0.043034 | 1.41 | Industrial_2031_SC C_GWh_After Competition Groups_Dairy Pre-Cooler
Industrial | Ind ¦ Air Compressor Heat Recovery | 2031 | SC C | GWh | After Competition Groups | 1.1827 | 34333.103 | 0.034333 | 2238.6149 | 0.0005283 | 29 | Industrial_2031_SC C_GWh_After Competition Groups_29 | Air Compressor Heat Recovery | 0.05283% | 0.034333 | 1.1827 | Industrial_2031_SC C_GWh_After Competition Groups_Air Compressor Heat Recovery
Industrial | Ind ¦ Efficient Refrigeration Compressor | 2031 | SC C | GWh | After Competition Groups | 0.64433 | 7438.9661 | 0.007439 | 2238.6149 | 0.00028783 | 30 | Industrial_2031_SC C_GWh_After Competition Groups_30 | Efficient Refrigeration Compressor | 0.02878% | 0.007439 | 0.64433 | Industrial_2031_SC C_GWh_After Competition Groups_Efficient Refrigeration Compressor
Industrial | Ind ¦ Heat Lamps/Heat Pad | 2031 | SC C | GWh | After Competition Groups | 0.39373 | 11912.5699 | 0.011913 | 2238.6149 | 0.00017588 | 31 | Industrial_2031_SC C_GWh_After Competition Groups_31 | Heat Lamps/Heat Pad | 0.01759% | 0.011913 | 0.39373 | Industrial_2031_SC C_GWh_After Competition Groups_Heat Lamps/Heat Pad
Industrial | Ind ¦ Dairy Water Heater | 2031 | SC C | GWh | After Competition Groups | 0.090102 | 2722.9421 | 0.0027229 | 2238.6149 | 4.0249e-05 | 32 | Industrial_2031_SC C_GWh_After Competition Groups_32 | Dairy Water Heater | 0.004025% | 0.0027229 | 0.090102 | Industrial_2031_SC C_GWh_After Competition Groups_Dairy Water Heater
Industrial | Ind ¦ Air Compressor Optimization | 2031 | SC D | GWh | After Competition Groups | 342.336 | 0 | 0 | 1819.974 | 0.1881 | 1 | Industrial_2031_SC D_GWh_After Competition Groups_1 | Air Compressor Optimization | 18.81% | 0 | 342.336 | Industrial_2031_SC D_GWh_After Competition Groups_Air Compressor Optimization
Industrial | Ind ¦ Pump System Optimization | 2031 | SC D | GWh | After Competition Groups | 286.0776 | 0 | 0 | 1819.974 | 0.15719 | 2 | Industrial_2031_SC D_GWh_After Competition Groups_2 | Pump System Optimization | 15.72% | 0 | 286.0776 | Industrial_2031_SC D_GWh_After Competition Groups_Pump System Optimization
Industrial | Ind ¦ Air Leak Survey and Repair | 2031 | SC D | GWh | After Competition Groups | 243.4161 | 0 | 0 | 1819.974 | 0.13375 | 3 | Industrial_2031_SC D_GWh_After Competition Groups_3 | Air Leak Survey and Repair | 13.37% | 0 | 243.4161 | Industrial_2031_SC D_GWh_After Competition Groups_Air Leak Survey and Repair
Industrial | Ind ¦ SEM | 2031 | SC D | GWh | After Competition Groups | 172.6879 | 0 | 0 | 1819.974 | 0.094885 | 4 | Industrial_2031_SC D_GWh_After Competition Groups_4 | SEM | 9.488% | 0 | 172.6879 | Industrial_2031_SC D_GWh_After Competition Groups_SEM
Industrial | Ind ¦ Recommissioning | 2031 | SC D | GWh | After Competition Groups | 166.5616 | 0 | 0 | 1819.974 | 0.091519 | 5 | Industrial_2031_SC D_GWh_After Competition Groups_5 | Recommissioning | 9.152% | 0 | 166.5616 | Industrial_2031_SC D_GWh_After Competition Groups_Recommissioning
Industrial | Ind ¦ Efficient Compressed Air Nozzles | 2031 | SC D | GWh | After Competition Groups | 136.4561 | 0 | 0 | 1819.974 | 0.074977 | 6 | Industrial_2031_SC D_GWh_After Competition Groups_6 | Efficient Compressed Air Nozzles | 7.498% | 0 | 136.4561 | Industrial_2031_SC D_GWh_After Competition Groups_Efficient Compressed Air Nozzles
Industrial | Ind ¦ Pump Equipment Upgrade | 2031 | SC D | GWh | After Competition Groups | 124.4405 | 0 | 0 | 1819.974 | 0.068375 | 7 | Industrial_2031_SC D_GWh_After Competition Groups_7 | Pump Equipment Upgrade | 6.837% | 0 | 124.4405 | Industrial_2031_SC D_GWh_After Competition Groups_Pump Equipment Upgrade
Industrial | Ind ¦ High Efficiency HVAC Fans | 2031 | SC D | GWh | After Competition Groups | 102.8 | 0 | 0 | 1819.974 | 0.056484 | 8 | Industrial_2031_SC D_GWh_After Competition Groups_8 | High Efficiency HVAC Fans | 5.648% | 0 | 102.8 | Industrial_2031_SC D_GWh_After Competition Groups_High Efficiency HVAC Fans
Industrial | Ind ¦ Fan System Optimization | 2031 | SC D | GWh | After Competition Groups | 51.2311 | 0 | 0 | 1819.974 | 0.028149 | 9 | Industrial_2031_SC D_GWh_After Competition Groups_9 | Fan System Optimization | 2.815% | 0 | 51.2311 | Industrial_2031_SC D_GWh_After Competition Groups_Fan System Optimization
Industrial | Ind ¦ Greenhouse Grow Lights | 2031 | SC D | GWh | After Competition Groups | 37.7975 | 0 | 0 | 1819.974 | 0.020768 | 10 | Industrial_2031_SC D_GWh_After Competition Groups_10 | Greenhouse Grow Lights | 2.077% | 0 | 37.7975 | Industrial_2031_SC D_GWh_After Competition Groups_Greenhouse Grow Lights
Industrial | Ind ¦ Material Handling Improvements | 2031 | SC D | GWh | After Competition Groups | 35.5951 | 0 | 0 | 1819.974 | 0.019558 | 11 | Industrial_2031_SC D_GWh_After Competition Groups_11 | Material Handling Improvements | 1.956% | 0 | 35.5951 | Industrial_2031_SC D_GWh_After Competition Groups_Material Handling Improvements
Industrial | Ind ¦ Process Optimization (Elec) | 2031 | SC D | GWh | After Competition Groups | 31.111 | 0 | 0 | 1819.974 | 0.017094 | 12 | Industrial_2031_SC D_GWh_After Competition Groups_12 | Process Optimization (Elec) | 1.709% | 0 | 31.111 | Industrial_2031_SC D_GWh_After Competition Groups_Process Optimization (Elec)
Industrial | Ind ¦ Refiner Plate Improvements | 2031 | SC D | GWh | After Competition Groups | 15.478 | 0 | 0 | 1819.974 | 0.0085045 | 13 | Industrial_2031_SC D_GWh_After Competition Groups_13 | Refiner Plate Improvements | 0.8504% | 0 | 15.478 | Industrial_2031_SC D_GWh_After Competition Groups_Refiner Plate Improvements
Industrial | Ind ¦ Process Heat Recovery | 2031 | SC D | GWh | After Competition Groups | 10.8328 | 0 | 0 | 1819.974 | 0.0059522 | 14 | Industrial_2031_SC D_GWh_After Competition Groups_14 | Process Heat Recovery | 0.5952% | 0 | 10.8328 | Industrial_2031_SC D_GWh_After Competition Groups_Process Heat Recovery
Industrial | Ind ¦ Improved Controls - Process Cooling | 2031 | SC D | GWh | After Competition Groups | 8.7167 | 0 | 0 | 1819.974 | 0.0047895 | 15 | Industrial_2031_SC D_GWh_After Competition Groups_15 | Improved Controls - Process Cooling | 0.4789% | 0 | 8.7167 | Industrial_2031_SC D_GWh_After Competition Groups_Improved Controls - Process Cooling
Industrial | Ind ¦ Ventilation Optimization | 2031 | SC D | GWh | After Competition Groups | 8.2647 | 0 | 0 | 1819.974 | 0.0045411 | 16 | Industrial_2031_SC D_GWh_After Competition Groups_16 | Ventilation Optimization | 0.4541% | 0 | 8.2647 | Industrial_2031_SC D_GWh_After Competition Groups_Ventilation Optimization
Industrial | Ind ¦ VAV Conversion Project | 2031 | SC D | GWh | After Competition Groups | 7.1894 | 0 | 0 | 1819.974 | 0.0039503 | 17 | Industrial_2031_SC D_GWh_After Competition Groups_17 | VAV Conversion Project | 0.395% | 0 | 7.1894 | Industrial_2031_SC D_GWh_After Competition Groups_VAV Conversion Project
Industrial | Ind ¦ Cooling Tower Optimization | 2031 | SC D | GWh | After Competition Groups | 6.885 | 0 | 0 | 1819.974 | 0.003783 | 18 | Industrial_2031_SC D_GWh_After Competition Groups_18 | Cooling Tower Optimization | 0.3783% | 0 | 6.885 | Industrial_2031_SC D_GWh_After Competition Groups_Cooling Tower Optimization
Industrial | Ind ¦ Process Improvements | 2031 | SC D | GWh | After Competition Groups | 6.0201 | 0 | 0 | 1819.974 | 0.0033078 | 19 | Industrial_2031_SC D_GWh_After Competition Groups_19 | Process Improvements | 0.3308% | 0 | 6.0201 | Industrial_2031_SC D_GWh_After Competition Groups_Process Improvements
Industrial | Ind ¦ HE Lighting | 2031 | SC D | GWh | After Competition Groups | 5.8582 | 0 | 0 | 1819.974 | 0.0032189 | 20 | Industrial_2031_SC D_GWh_After Competition Groups_20 | HE Lighting | 0.3219% | 0 | 5.8582 | Industrial_2031_SC D_GWh_After Competition Groups_HE Lighting
Industrial | Ind ¦ High Efficiency Battery Charger | 2031 | SC D | GWh | After Competition Groups | 4.1957 | 0 | 0 | 1819.974 | 0.0023054 | 21 | Industrial_2031_SC D_GWh_After Competition Groups_21 | High Efficiency Battery Charger | 0.2305% | 0 | 4.1957 | Industrial_2031_SC D_GWh_After Competition Groups_High Efficiency Battery Charger
Industrial | Ind ¦ Improved Controls - Process Heating | 2031 | SC D | GWh | After Competition Groups | 3.9107 | 0 | 0 | 1819.974 | 0.0021487 | 22 | Industrial_2031_SC D_GWh_After Competition Groups_22 | Improved Controls - Process Heating | 0.2149% | 0 | 3.9107 | Industrial_2031_SC D_GWh_After Competition Groups_Improved Controls - Process Heating
Industrial | Ind ¦ Refrigeration Compressor VFD | 2031 | SC D | GWh | After Competition Groups | 3.0475 | 0 | 0 | 1819.974 | 0.0016745 | 23 | Industrial_2031_SC D_GWh_After Competition Groups_23 | Refrigeration Compressor VFD | 0.1674% | 0 | 3.0475 | Industrial_2031_SC D_GWh_After Competition Groups_Refrigeration Compressor VFD
Industrial | Ind ¦ Pulp and Paper Process Improvements | 2031 | SC D | GWh | After Competition Groups | 2.5149 | 0 | 0 | 1819.974 | 0.0013818 | 24 | Industrial_2031_SC D_GWh_After Competition Groups_24 | Pulp and Paper Process Improvements | 0.1382% | 0 | 2.5149 | Industrial_2031_SC D_GWh_After Competition Groups_Pulp and Paper Process Improvements
Industrial | Ind ¦ Engine Block Heater Timer | 2031 | SC D | GWh | After Competition Groups | 2.4567 | 0 | 0 | 1819.974 | 0.0013498 | 25 | Industrial_2031_SC D_GWh_After Competition Groups_25 | Engine Block Heater Timer | 0.135% | 0 | 2.4567 | Industrial_2031_SC D_GWh_After Competition Groups_Engine Block Heater Timer
Industrial | Ind ¦ Efficient Irrigation | 2031 | SC D | GWh | After Competition Groups | 1.1423 | 0 | 0 | 1819.974 | 0.00062766 | 26 | Industrial_2031_SC D_GWh_After Competition Groups_26 | Efficient Irrigation | 0.06277% | 0 | 1.1423 | Industrial_2031_SC D_GWh_After Competition Groups_Efficient Irrigation
Industrial | Ind ¦ Air Compressor Heat Recovery | 2031 | SC D | GWh | After Competition Groups | 1.07 | 0 | 0 | 1819.974 | 0.00058791 | 27 | Industrial_2031_SC D_GWh_After Competition Groups_27 | Air Compressor Heat Recovery | 0.05879% | 0 | 1.07 | Industrial_2031_SC D_GWh_After Competition Groups_Air Compressor Heat Recovery
Industrial | Ind ¦ Dairy Pre-Cooler | 2031 | SC D | GWh | After Competition Groups | 0.73467 | 0 | 0 | 1819.974 | 0.00040367 | 28 | Industrial_2031_SC D_GWh_After Competition Groups_28 | Dairy Pre-Cooler | 0.04037% | 0 | 0.73467 | Industrial_2031_SC D_GWh_After Competition Groups_Dairy Pre-Cooler
Industrial | Ind ¦ Efficient Refrigeration Compressor | 2031 | SC D | GWh | After Competition Groups | 0.63679 | 0 | 0 | 1819.974 | 0.00034989 | 29 | Industrial_2031_SC D_GWh_After Competition Groups_29 | Efficient Refrigeration Compressor | 0.03499% | 0 | 0.63679 | Industrial_2031_SC D_GWh_After Competition Groups_Efficient Refrigeration Compressor
Industrial | Ind ¦ Free Cooling | 2031 | SC D | GWh | After Competition Groups | 0.27573 | 0 | 0 | 1819.974 | 0.0001515 | 30 | Industrial_2031_SC D_GWh_After Competition Groups_30 | Free Cooling | 0.01515% | 0 | 0.27573 | Industrial_2031_SC D_GWh_After Competition Groups_Free Cooling
Industrial | Ind ¦ Heat Lamps/Heat Pad | 2031 | SC D | GWh | After Competition Groups | 0.2337 | 0 | 0 | 1819.974 | 0.00012841 | 31 | Industrial_2031_SC D_GWh_After Competition Groups_31 | Heat Lamps/Heat Pad | 0.01284% | 0 | 0.2337 | Industrial_2031_SC D_GWh_After Competition Groups_Heat Lamps/Heat Pad
Industrial | Ind ¦ Pump System Optimization | 2031 | Technical | GWh | After Competition Groups | 832.3021 | 0 | 0 | 5702.5953 | 0.14595 | 1 | Industrial_2031_Technical_GWh_After Competition Groups_1 | Pump System Optimization | 14.6% | 0 | 832.3021 | Industrial_2031_Technical_GWh_After Competition Groups_Pump System Optimization
Industrial | Ind ¦ HE Lighting | 2031 | Technical | GWh | After Competition Groups | 658.016 | 0 | 0 | 5702.5953 | 0.11539 | 2 | Industrial_2031_Technical_GWh_After Competition Groups_2 | HE Lighting | 11.54% | 0 | 658.016 | Industrial_2031_Technical_GWh_After Competition Groups_HE Lighting
Industrial | Ind ¦ Air Leak Survey and Repair | 2031 | Technical | GWh | After Competition Groups | 612.0326 | 0 | 0 | 5702.5953 | 0.10733 | 3 | Industrial_2031_Technical_GWh_After Competition Groups_3 | Air Leak Survey and Repair | 10.73% | 0 | 612.0326 | Industrial_2031_Technical_GWh_After Competition Groups_Air Leak Survey and Repair
Industrial | Ind ¦ Air Compressor Optimization | 2031 | Technical | GWh | After Competition Groups | 455.1821 | 0 | 0 | 5702.5953 | 0.07982 | 4 | Industrial_2031_Technical_GWh_After Competition Groups_4 | Air Compressor Optimization | 7.982% | 0 | 455.1821 | Industrial_2031_Technical_GWh_After Competition Groups_Air Compressor Optimization
Industrial | Ind ¦ Efficient Compressed Air Nozzles | 2031 | Technical | GWh | After Competition Groups | 444.9485 | 0 | 0 | 5702.5953 | 0.078026 | 5 | Industrial_2031_Technical_GWh_After Competition Groups_5 | Efficient Compressed Air Nozzles | 7.803% | 0 | 444.9485 | Industrial_2031_Technical_GWh_After Competition Groups_Efficient Compressed Air Nozzles
Industrial | Ind ¦ Recommissioning | 2031 | Technical | GWh | After Competition Groups | 431.0373 | 0 | 0 | 5702.5953 | 0.075586 | 6 | Industrial_2031_Technical_GWh_After Competition Groups_6 | Recommissioning | 7.559% | 0 | 431.0373 | Industrial_2031_Technical_GWh_After Competition Groups_Recommissioning
Industrial | Ind ¦ SEM | 2031 | Technical | GWh | After Competition Groups | 431.0373 | 0 | 0 | 5702.5953 | 0.075586 | 7 | Industrial_2031_Technical_GWh_After Competition Groups_7 | SEM | 7.559% | 0 | 431.0373 | Industrial_2031_Technical_GWh_After Competition Groups_SEM
Industrial | Ind ¦ Pump Equipment Upgrade | 2031 | Technical | GWh | After Competition Groups | 372.7887 | 0 | 0 | 5702.5953 | 0.065372 | 8 | Industrial_2031_Technical_GWh_After Competition Groups_8 | Pump Equipment Upgrade | 6.537% | 0 | 372.7887 | Industrial_2031_Technical_GWh_After Competition Groups_Pump Equipment Upgrade
Industrial | Ind ¦ High Efficiency HVAC Fans | 2031 | Technical | GWh | After Competition Groups | 237.7637 | 0 | 0 | 5702.5953 | 0.041694 | 9 | Industrial_2031_Technical_GWh_After Competition Groups_9 | High Efficiency HVAC Fans | 4.169% | 0 | 237.7637 | Industrial_2031_Technical_GWh_After Competition Groups_High Efficiency HVAC Fans
Industrial | Ind ¦ Process Optimization (Elec) | 2031 | Technical | GWh | After Competition Groups | 174.8756 | 0 | 0 | 5702.5953 | 0.030666 | 10 | Industrial_2031_Technical_GWh_After Competition Groups_10 | Process Optimization (Elec) | 3.067% | 0 | 174.8756 | Industrial_2031_Technical_GWh_After Competition Groups_Process Optimization (Elec)
Industrial | Ind ¦ Premium Efficient Motors | 2031 | Technical | GWh | After Competition Groups | 169.4212 | 0 | 0 | 5702.5953 | 0.029709 | 11 | Industrial_2031_Technical_GWh_After Competition Groups_11 | Premium Efficient Motors | 2.971% | 0 | 169.4212 | Industrial_2031_Technical_GWh_After Competition Groups_Premium Efficient Motors
Industrial | Ind ¦ Greenhouse Grow Lights | 2031 | Technical | GWh | After Competition Groups | 161.4371 | 0 | 0 | 5702.5953 | 0.028309 | 12 | Industrial_2031_Technical_GWh_After Competition Groups_12 | Greenhouse Grow Lights | 2.831% | 0 | 161.4371 | Industrial_2031_Technical_GWh_After Competition Groups_Greenhouse Grow Lights
Industrial | Ind ¦ HE HVAC Controls | 2031 | Technical | GWh | After Competition Groups | 78.2984 | 0 | 0 | 5702.5953 | 0.01373 | 13 | Industrial_2031_Technical_GWh_After Competition Groups_13 | HE HVAC Controls | 1.373% | 0 | 78.2984 | Industrial_2031_Technical_GWh_After Competition Groups_HE HVAC Controls
Industrial | Ind ¦ Material Handling Improvements | 2031 | Technical | GWh | After Competition Groups | 71.7736 | 0 | 0 | 5702.5953 | 0.012586 | 14 | Industrial_2031_Technical_GWh_After Competition Groups_14 | Material Handling Improvements | 1.259% | 0 | 71.7736 | Industrial_2031_Technical_GWh_After Competition Groups_Material Handling Improvements
Industrial | Ind ¦ Pulp and Paper Process Improvements | 2031 | Technical | GWh | After Competition Groups | 65.8146 | 0 | 0 | 5702.5953 | 0.011541 | 15 | Industrial_2031_Technical_GWh_After Competition Groups_15 | Pulp and Paper Process Improvements | 1.154% | 0 | 65.8146 | Industrial_2031_Technical_GWh_After Competition Groups_Pulp and Paper Process Improvements
Industrial | Ind ¦ Fan System Optimization | 2031 | Technical | GWh | After Competition Groups | 65.4242 | 0 | 0 | 5702.5953 | 0.011473 | 16 | Industrial_2031_Technical_GWh_After Competition Groups_16 | Fan System Optimization | 1.147% | 0 | 65.4242 | Industrial_2031_Technical_GWh_After Competition Groups_Fan System Optimization
Industrial | Ind ¦ Refiner Plate Improvements | 2031 | Technical | GWh | After Competition Groups | 53.6445 | 0 | 0 | 5702.5953 | 0.009407 | 17 | Industrial_2031_Technical_GWh_After Competition Groups_17 | Refiner Plate Improvements | 0.9407% | 0 | 53.6445 | Industrial_2031_Technical_GWh_After Competition Groups_Refiner Plate Improvements
Industrial | Ind ¦ HE HVAC Units | 2031 | Technical | GWh | After Competition Groups | 51.3338 | 0 | 0 | 5702.5953 | 0.0090018 | 18 | Industrial_2031_Technical_GWh_After Competition Groups_18 | HE HVAC Units | 0.9002% | 0 | 51.3338 | Industrial_2031_Technical_GWh_After Competition Groups_HE HVAC Units
Industrial | Ind ¦ Process Heat Recovery | 2031 | Technical | GWh | After Competition Groups | 37.3034 | 0 | 0 | 5702.5953 | 0.0065415 | 19 | Industrial_2031_Technical_GWh_After Competition Groups_19 | Process Heat Recovery | 0.6541% | 0 | 37.3034 | Industrial_2031_Technical_GWh_After Competition Groups_Process Heat Recovery
Industrial | Ind ¦ Ventilation Optimization | 2031 | Technical | GWh | After Competition Groups | 34.075 | 0 | 0 | 5702.5953 | 0.0059754 | 20 | Industrial_2031_Technical_GWh_After Competition Groups_20 | Ventilation Optimization | 0.5975% | 0 | 34.075 | Industrial_2031_Technical_GWh_After Competition Groups_Ventilation Optimization
Industrial | Ind ¦ Cold Storage Retrofit | 2031 | Technical | GWh | After Competition Groups | 23.9697 | 0 | 0 | 5702.5953 | 0.0042033 | 21 | Industrial_2031_Technical_GWh_After Competition Groups_21 | Cold Storage Retrofit | 0.4203% | 0 | 23.9697 | Industrial_2031_Technical_GWh_After Competition Groups_Cold Storage Retrofit
Industrial | Ind ¦ VAV Conversion Project | 2031 | Technical | GWh | After Competition Groups | 23.7968 | 0 | 0 | 5702.5953 | 0.004173 | 22 | Industrial_2031_Technical_GWh_After Competition Groups_22 | VAV Conversion Project | 0.4173% | 0 | 23.7968 | Industrial_2031_Technical_GWh_After Competition Groups_VAV Conversion Project
Industrial | Ind ¦ High Efficiency Battery Charger | 2031 | Technical | GWh | After Competition Groups | 22.5223 | 0 | 0 | 5702.5953 | 0.0039495 | 23 | Industrial_2031_Technical_GWh_After Competition Groups_23 | High Efficiency Battery Charger | 0.3949% | 0 | 22.5223 | Industrial_2031_Technical_GWh_After Competition Groups_High Efficiency Battery Charger
Industrial | Ind ¦ Synchronous Belts | 2031 | Technical | GWh | After Competition Groups | 21.6745 | 0 | 0 | 5702.5953 | 0.0038008 | 24 | Industrial_2031_Technical_GWh_After Competition Groups_24 | Synchronous Belts | 0.3801% | 0 | 21.6745 | Industrial_2031_Technical_GWh_After Competition Groups_Synchronous Belts
Industrial | Ind ¦ Improved Controls - Process Cooling | 2031 | Technical | GWh | After Competition Groups | 20.8502 | 0 | 0 | 5702.5953 | 0.0036563 | 25 | Industrial_2031_Technical_GWh_After Competition Groups_25 | Improved Controls - Process Cooling | 0.3656% | 0 | 20.8502 | Industrial_2031_Technical_GWh_After Competition Groups_Improved Controls - Process Cooling
Industrial | Ind ¦ HVLS Fans | 2031 | Technical | GWh | After Competition Groups | 18.8357 | 0 | 0 | 5702.5953 | 0.003303 | 26 | Industrial_2031_Technical_GWh_After Competition Groups_26 | HVLS Fans | 0.3303% | 0 | 18.8357 | Industrial_2031_Technical_GWh_After Competition Groups_HVLS Fans
Industrial | Ind ¦ Efficient Irrigation | 2031 | Technical | GWh | After Competition Groups | 18.206 | 0 | 0 | 5702.5953 | 0.0031926 | 27 | Industrial_2031_Technical_GWh_After Competition Groups_27 | Efficient Irrigation | 0.3193% | 0 | 18.206 | Industrial_2031_Technical_GWh_After Competition Groups_Efficient Irrigation
Industrial | Ind ¦ Process Improvements | 2031 | Technical | GWh | After Competition Groups | 17.8552 | 0 | 0 | 5702.5953 | 0.0031311 | 28 | Industrial_2031_Technical_GWh_After Competition Groups_28 | Process Improvements | 0.3131% | 0 | 17.8552 | Industrial_2031_Technical_GWh_After Competition Groups_Process Improvements
Industrial | Ind ¦ Refrigeration Compressor VFD | 2031 | Technical | GWh | After Competition Groups | 12.3017 | 0 | 0 | 5702.5953 | 0.0021572 | 29 | Industrial_2031_Technical_GWh_After Competition Groups_29 | Refrigeration Compressor VFD | 0.2157% | 0 | 12.3017 | Industrial_2031_Technical_GWh_After Competition Groups_Refrigeration Compressor VFD
Industrial | Ind ¦ Chiller Optimization | 2031 | Technical | GWh | After Competition Groups | 11.2997 | 0 | 0 | 5702.5953 | 0.0019815 | 30 | Industrial_2031_Technical_GWh_After Competition Groups_30 | Chiller Optimization | 0.1981% | 0 | 11.2997 | Industrial_2031_Technical_GWh_After Competition Groups_Chiller Optimization
Industrial | Ind ¦ Efficient Transformer | 2031 | Technical | GWh | After Competition Groups | 11.2611 | 0 | 0 | 5702.5953 | 0.0019747 | 31 | Industrial_2031_Technical_GWh_After Competition Groups_31 | Efficient Transformer | 0.1975% | 0 | 11.2611 | Industrial_2031_Technical_GWh_After Competition Groups_Efficient Transformer
Industrial | Ind ¦ Improved Controls - Process Heating | 2031 | Technical | GWh | After Competition Groups | 10.754 | 0 | 0 | 5702.5953 | 0.0018858 | 32 | Industrial_2031_Technical_GWh_After Competition Groups_32 | Improved Controls - Process Heating | 0.1886% | 0 | 10.754 | Industrial_2031_Technical_GWh_After Competition Groups_Improved Controls - Process Heating
Industrial | Ind ¦ High Efficiency Welders | 2031 | Technical | GWh | After Competition Groups | 8.9744 | 0 | 0 | 5702.5953 | 0.0015737 | 33 | Industrial_2031_Technical_GWh_After Competition Groups_33 | High Efficiency Welders | 0.1574% | 0 | 8.9744 | Industrial_2031_Technical_GWh_After Competition Groups_High Efficiency Welders
Industrial | Ind ¦ Cooling Tower Optimization | 2031 | Technical | GWh | After Competition Groups | 8.8604 | 0 | 0 | 5702.5953 | 0.0015537 | 34 | Industrial_2031_Technical_GWh_After Competition Groups_34 | Cooling Tower Optimization | 0.1554% | 0 | 8.8604 | Industrial_2031_Technical_GWh_After Competition Groups_Cooling Tower Optimization
Industrial | Ind ¦ Engine Block Heater Timer | 2031 | Technical | GWh | After Competition Groups | 6.8331 | 0 | 0 | 5702.5953 | 0.0011982 | 35 | Industrial_2031_Technical_GWh_After Competition Groups_35 | Engine Block Heater Timer | 0.1198% | 0 | 6.8331 | Industrial_2031_Technical_GWh_After Competition Groups_Engine Block Heater Timer
Industrial | Ind ¦ Low Energy Livestock Waterers | 2031 | Technical | GWh | After Competition Groups | 6.6453 | 0 | 0 | 5702.5953 | 0.0011653 | 36 | Industrial_2031_Technical_GWh_After Competition Groups_36 | Low Energy Livestock Waterers | 0.1165% | 0 | 6.6453 | Industrial_2031_Technical_GWh_After Competition Groups_Low Energy Livestock Waterers
Industrial | Ind ¦ Free Cooling | 2031 | Technical | GWh | After Competition Groups | 5.3742 | 0 | 0 | 5702.5953 | 0.00094241 | 37 | Industrial_2031_Technical_GWh_After Competition Groups_37 | Free Cooling | 0.09424% | 0 | 5.3742 | Industrial_2031_Technical_GWh_After Competition Groups_Free Cooling
Industrial | Ind ¦ Dairy Pre-Cooler | 2031 | Technical | GWh | After Competition Groups | 4.9711 | 0 | 0 | 5702.5953 | 0.00087173 | 38 | Industrial_2031_Technical_GWh_After Competition Groups_38 | Dairy Pre-Cooler | 0.08717% | 0 | 4.9711 | Industrial_2031_Technical_GWh_After Competition Groups_Dairy Pre-Cooler
Industrial | Ind ¦ Air Compressor Heat Recovery | 2031 | Technical | GWh | After Competition Groups | 2.895 | 0 | 0 | 5702.5953 | 0.00050766 | 39 | Industrial_2031_Technical_GWh_After Competition Groups_39 | Air Compressor Heat Recovery | 0.05077% | 0 | 2.895 | Industrial_2031_Technical_GWh_After Competition Groups_Air Compressor Heat Recovery
Industrial | Ind ¦ Optimize Compressed Air Dryer | 2031 | Technical | GWh | After Competition Groups | 2.1231 | 0 | 0 | 5702.5953 | 0.00037231 | 40 | Industrial_2031_Technical_GWh_After Competition Groups_40 | Optimize Compressed Air Dryer | 0.03723% | 0 | 2.1231 | Industrial_2031_Technical_GWh_After Competition Groups_Optimize Compressed Air Dryer
Industrial | Ind ¦ Heat Lamps/Heat Pad | 2031 | Technical | GWh | After Competition Groups | 1.4736 | 0 | 0 | 5702.5953 | 0.0002584 | 41 | Industrial_2031_Technical_GWh_After Competition Groups_41 | Heat Lamps/Heat Pad | 0.02584% | 0 | 1.4736 | Industrial_2031_Technical_GWh_After Competition Groups_Heat Lamps/Heat Pad
Industrial | Ind ¦ Efficient Refrigeration Compressor | 2031 | Technical | GWh | After Competition Groups | 1.0268 | 0 | 0 | 5702.5953 | 0.00018005 | 42 | Industrial_2031_Technical_GWh_After Competition Groups_42 | Efficient Refrigeration Compressor | 0.01801% | 0 | 1.0268 | Industrial_2031_Technical_GWh_After Competition Groups_Efficient Refrigeration Compressor
Industrial | Ind ¦ Creep Heat Controller | 2031 | Technical | GWh | After Competition Groups | 0.9179 | 0 | 0 | 5702.5953 | 0.00016096 | 43 | Industrial_2031_Technical_GWh_After Competition Groups_43 | Creep Heat Controller | 0.0161% | 0 | 0.9179 | Industrial_2031_Technical_GWh_After Competition Groups_Creep Heat Controller
Industrial | Ind ¦ Dual and Natural Exhaust Ventilation Systems | 2031 | Technical | GWh | After Competition Groups | 0.38693 | 0 | 0 | 5702.5953 | 6.7851e-05 | 44 | Industrial_2031_Technical_GWh_After Competition Groups_44 | Dual and Natural Exhaust Ventilation Systems | 0.006785% | 0 | 0.38693 | Industrial_2031_Technical_GWh_After Competition Groups_Dual and Natural Exhaust Ventilation Systems
Industrial | Ind ¦ Dairy Water Heater | 2031 | Technical | GWh | After Competition Groups | 0.27695 | 0 | 0 | 5702.5953 | 4.8565e-05 | 45 | Industrial_2031_Technical_GWh_After Competition Groups_45 | Dairy Water Heater | 0.004857% | 0 | 0.27695 | Industrial_2031_Technical_GWh_After Competition Groups_Dairy Water Heater
Industrial | Ind ¦ Pump System Optimization | 2032 | Economic | GWh | After Competition Groups | 820.471 | 0 | 0 | 4926.7122 | 0.16654 | 1 | Industrial_2032_Economic_GWh_After Competition Groups_1 | Pump System Optimization | 16.65% | 0 | 820.471 | Industrial_2032_Economic_GWh_After Competition Groups_Pump System Optimization
Industrial | Ind ¦ Air Leak Survey and Repair | 2032 | Economic | GWh | After Competition Groups | 610.5699 | 0 | 0 | 4926.7122 | 0.12393 | 2 | Industrial_2032_Economic_GWh_After Competition Groups_2 | Air Leak Survey and Repair | 12.39% | 0 | 610.5699 | Industrial_2032_Economic_GWh_After Competition Groups_Air Leak Survey and Repair
Industrial | Ind ¦ Air Compressor Optimization | 2032 | Economic | GWh | After Competition Groups | 462.2589 | 0 | 0 | 4926.7122 | 0.093827 | 3 | Industrial_2032_Economic_GWh_After Competition Groups_3 | Air Compressor Optimization | 9.383% | 0 | 462.2589 | Industrial_2032_Economic_GWh_After Competition Groups_Air Compressor Optimization
Industrial | Ind ¦ Efficient Compressed Air Nozzles | 2032 | Economic | GWh | After Competition Groups | 451.8164 | 0 | 0 | 4926.7122 | 0.091707 | 4 | Industrial_2032_Economic_GWh_After Competition Groups_4 | Efficient Compressed Air Nozzles | 9.171% | 0 | 451.8164 | Industrial_2032_Economic_GWh_After Competition Groups_Efficient Compressed Air Nozzles
Industrial | Ind ¦ Recommissioning | 2032 | Economic | GWh | After Competition Groups | 428.7719 | 0 | 0 | 4926.7122 | 0.08703 | 5 | Industrial_2032_Economic_GWh_After Competition Groups_5 | Recommissioning | 8.703% | 0 | 428.7719 | Industrial_2032_Economic_GWh_After Competition Groups_Recommissioning
Industrial | Ind ¦ SEM | 2032 | Economic | GWh | After Competition Groups | 428.7719 | 0 | 0 | 4926.7122 | 0.08703 | 6 | Industrial_2032_Economic_GWh_After Competition Groups_6 | SEM | 8.703% | 0 | 428.7719 | Industrial_2032_Economic_GWh_After Competition Groups_SEM
Industrial | Ind ¦ Pump Equipment Upgrade | 2032 | Economic | GWh | After Competition Groups | 379.1777 | 0 | 0 | 4926.7122 | 0.076964 | 7 | Industrial_2032_Economic_GWh_After Competition Groups_7 | Pump Equipment Upgrade | 7.696% | 0 | 379.1777 | Industrial_2032_Economic_GWh_After Competition Groups_Pump Equipment Upgrade
Industrial | Ind ¦ HE Lighting | 2032 | Economic | GWh | After Competition Groups | 302.1979 | 0 | 0 | 4926.7122 | 0.061339 | 8 | Industrial_2032_Economic_GWh_After Competition Groups_8 | HE Lighting | 6.134% | 0 | 302.1979 | Industrial_2032_Economic_GWh_After Competition Groups_HE Lighting
Industrial | Ind ¦ High Efficiency HVAC Fans | 2032 | Economic | GWh | After Competition Groups | 240.1521 | 0 | 0 | 4926.7122 | 0.048745 | 9 | Industrial_2032_Economic_GWh_After Competition Groups_9 | High Efficiency HVAC Fans | 4.874% | 0 | 240.1521 | Industrial_2032_Economic_GWh_After Competition Groups_High Efficiency HVAC Fans
Industrial | Ind ¦ Process Optimization (Elec) | 2032 | Economic | GWh | After Competition Groups | 173.7135 | 0 | 0 | 4926.7122 | 0.03526 | 10 | Industrial_2032_Economic_GWh_After Competition Groups_10 | Process Optimization (Elec) | 3.526% | 0 | 173.7135 | Industrial_2032_Economic_GWh_After Competition Groups_Process Optimization (Elec)
Industrial | Ind ¦ Greenhouse Grow Lights | 2032 | Economic | GWh | After Competition Groups | 163.5814 | 0 | 0 | 4926.7122 | 0.033203 | 11 | Industrial_2032_Economic_GWh_After Competition Groups_11 | Greenhouse Grow Lights | 3.32% | 0 | 163.5814 | Industrial_2032_Economic_GWh_After Competition Groups_Greenhouse Grow Lights
Industrial | Ind ¦ Material Handling Improvements | 2032 | Economic | GWh | After Competition Groups | 72.6723 | 0 | 0 | 4926.7122 | 0.014751 | 12 | Industrial_2032_Economic_GWh_After Competition Groups_12 | Material Handling Improvements | 1.475% | 0 | 72.6723 | Industrial_2032_Economic_GWh_After Competition Groups_Material Handling Improvements
Industrial | Ind ¦ Fan System Optimization | 2032 | Economic | GWh | After Competition Groups | 66.0168 | 0 | 0 | 4926.7122 | 0.0134 | 13 | Industrial_2032_Economic_GWh_After Competition Groups_13 | Fan System Optimization | 1.34% | 0 | 66.0168 | Industrial_2032_Economic_GWh_After Competition Groups_Fan System Optimization
Industrial | Ind ¦ Pulp and Paper Process Improvements | 2032 | Economic | GWh | After Competition Groups | 65.8357 | 0 | 0 | 4926.7122 | 0.013363 | 14 | Industrial_2032_Economic_GWh_After Competition Groups_14 | Pulp and Paper Process Improvements | 1.336% | 0 | 65.8357 | Industrial_2032_Economic_GWh_After Competition Groups_Pulp and Paper Process Improvements
Industrial | Ind ¦ Refiner Plate Improvements | 2032 | Economic | GWh | After Competition Groups | 54.8398 | 0 | 0 | 4926.7122 | 0.011131 | 15 | Industrial_2032_Economic_GWh_After Competition Groups_15 | Refiner Plate Improvements | 1.113% | 0 | 54.8398 | Industrial_2032_Economic_GWh_After Competition Groups_Refiner Plate Improvements
Industrial | Ind ¦ Process Heat Recovery | 2032 | Economic | GWh | After Competition Groups | 37.023 | 0 | 0 | 4926.7122 | 0.0075147 | 16 | Industrial_2032_Economic_GWh_After Competition Groups_16 | Process Heat Recovery | 0.7515% | 0 | 37.023 | Industrial_2032_Economic_GWh_After Competition Groups_Process Heat Recovery
Industrial | Ind ¦ VAV Conversion Project | 2032 | Economic | GWh | After Competition Groups | 23.4488 | 0 | 0 | 4926.7122 | 0.0047595 | 17 | Industrial_2032_Economic_GWh_After Competition Groups_17 | VAV Conversion Project | 0.476% | 0 | 23.4488 | Industrial_2032_Economic_GWh_After Competition Groups_VAV Conversion Project
Industrial | Ind ¦ High Efficiency Battery Charger | 2032 | Economic | GWh | After Competition Groups | 22.8091 | 0 | 0 | 4926.7122 | 0.0046297 | 18 | Industrial_2032_Economic_GWh_After Competition Groups_18 | High Efficiency Battery Charger | 0.463% | 0 | 22.8091 | Industrial_2032_Economic_GWh_After Competition Groups_High Efficiency Battery Charger
Industrial | Ind ¦ Improved Controls - Process Cooling | 2032 | Economic | GWh | After Competition Groups | 20.7616 | 0 | 0 | 4926.7122 | 0.0042141 | 19 | Industrial_2032_Economic_GWh_After Competition Groups_19 | Improved Controls - Process Cooling | 0.4214% | 0 | 20.7616 | Industrial_2032_Economic_GWh_After Competition Groups_Improved Controls - Process Cooling
Industrial | Ind ¦ Efficient Irrigation | 2032 | Economic | GWh | After Competition Groups | 18.503 | 0 | 0 | 4926.7122 | 0.0037557 | 20 | Industrial_2032_Economic_GWh_After Competition Groups_20 | Efficient Irrigation | 0.3756% | 0 | 18.503 | Industrial_2032_Economic_GWh_After Competition Groups_Efficient Irrigation
Industrial | Ind ¦ Process Improvements | 2032 | Economic | GWh | After Competition Groups | 17.7195 | 0 | 0 | 4926.7122 | 0.0035966 | 21 | Industrial_2032_Economic_GWh_After Competition Groups_21 | Process Improvements | 0.3597% | 0 | 17.7195 | Industrial_2032_Economic_GWh_After Competition Groups_Process Improvements
Industrial | Ind ¦ Ventilation Optimization | 2032 | Economic | GWh | After Competition Groups | 14.5821 | 0 | 0 | 4926.7122 | 0.0029598 | 22 | Industrial_2032_Economic_GWh_After Competition Groups_22 | Ventilation Optimization | 0.296% | 0 | 14.5821 | Industrial_2032_Economic_GWh_After Competition Groups_Ventilation Optimization
Industrial | Ind ¦ Refrigeration Compressor VFD | 2032 | Economic | GWh | After Competition Groups | 12.5125 | 0 | 0 | 4926.7122 | 0.0025397 | 23 | Industrial_2032_Economic_GWh_After Competition Groups_23 | Refrigeration Compressor VFD | 0.254% | 0 | 12.5125 | Industrial_2032_Economic_GWh_After Competition Groups_Refrigeration Compressor VFD
Industrial | Ind ¦ Improved Controls - Process Heating | 2032 | Economic | GWh | After Competition Groups | 10.7415 | 0 | 0 | 4926.7122 | 0.0021803 | 24 | Industrial_2032_Economic_GWh_After Competition Groups_24 | Improved Controls - Process Heating | 0.218% | 0 | 10.7415 | Industrial_2032_Economic_GWh_After Competition Groups_Improved Controls - Process Heating
Industrial | Ind ¦ Cooling Tower Optimization | 2032 | Economic | GWh | After Competition Groups | 8.8144 | 0 | 0 | 4926.7122 | 0.0017891 | 25 | Industrial_2032_Economic_GWh_After Competition Groups_25 | Cooling Tower Optimization | 0.1789% | 0 | 8.8144 | Industrial_2032_Economic_GWh_After Competition Groups_Cooling Tower Optimization
Industrial | Ind ¦ Engine Block Heater Timer | 2032 | Economic | GWh | After Competition Groups | 6.7839 | 0 | 0 | 4926.7122 | 0.001377 | 26 | Industrial_2032_Economic_GWh_After Competition Groups_26 | Engine Block Heater Timer | 0.1377% | 0 | 6.7839 | Industrial_2032_Economic_GWh_After Competition Groups_Engine Block Heater Timer
Industrial | Ind ¦ Free Cooling | 2032 | Economic | GWh | After Competition Groups | 5.3707 | 0 | 0 | 4926.7122 | 0.0010901 | 27 | Industrial_2032_Economic_GWh_After Competition Groups_27 | Free Cooling | 0.109% | 0 | 5.3707 | Industrial_2032_Economic_GWh_After Competition Groups_Free Cooling
Industrial | Ind ¦ Air Compressor Heat Recovery | 2032 | Economic | GWh | After Competition Groups | 2.8761 | 0 | 0 | 4926.7122 | 0.00058378 | 28 | Industrial_2032_Economic_GWh_After Competition Groups_28 | Air Compressor Heat Recovery | 0.05838% | 0 | 2.8761 | Industrial_2032_Economic_GWh_After Competition Groups_Air Compressor Heat Recovery
Industrial | Ind ¦ Dairy Pre-Cooler | 2032 | Economic | GWh | After Competition Groups | 2.643 | 0 | 0 | 4926.7122 | 0.00053647 | 29 | Industrial_2032_Economic_GWh_After Competition Groups_29 | Dairy Pre-Cooler | 0.05365% | 0 | 2.643 | Industrial_2032_Economic_GWh_After Competition Groups_Dairy Pre-Cooler
Industrial | Ind ¦ Efficient Refrigeration Compressor | 2032 | Economic | GWh | After Competition Groups | 1.0418 | 0 | 0 | 4926.7122 | 0.00021147 | 30 | Industrial_2032_Economic_GWh_After Competition Groups_30 | Efficient Refrigeration Compressor | 0.02115% | 0 | 1.0418 | Industrial_2032_Economic_GWh_After Competition Groups_Efficient Refrigeration Compressor
Industrial | Ind ¦ Dairy Water Heater | 2032 | Economic | GWh | After Competition Groups | 0.12667 | 0 | 0 | 4926.7122 | 2.5711e-05 | 31 | Industrial_2032_Economic_GWh_After Competition Groups_31 | Dairy Water Heater | 0.002571% | 0 | 0.12667 | Industrial_2032_Economic_GWh_After Competition Groups_Dairy Water Heater
Industrial | Ind ¦ Heat Lamps/Heat Pad | 2032 | Economic | GWh | After Competition Groups | 0.10728 | 0 | 0 | 4926.7122 | 2.1774e-05 | 32 | Industrial_2032_Economic_GWh_After Competition Groups_32 | Heat Lamps/Heat Pad | 0.002177% | 0 | 0.10728 | Industrial_2032_Economic_GWh_After Competition Groups_Heat Lamps/Heat Pad
Industrial | Ind ¦ Air Compressor Optimization | 2032 | SC A | GWh | After Competition Groups | 360.2276 | 1060726.5655 | 1.0607 | 2085.6595 | 0.17272 | 1 | Industrial_2032_SC A_GWh_After Competition Groups_1 | Air Compressor Optimization | 17.27% | 1.0607 | 360.2276 | Industrial_2032_SC A_GWh_After Competition Groups_Air Compressor Optimization
Industrial | Ind ¦ Pump System Optimization | 2032 | SC A | GWh | After Competition Groups | 358.0434 | 5955865.4428 | 5.9559 | 2085.6595 | 0.17167 | 2 | Industrial_2032_SC A_GWh_After Competition Groups_2 | Pump System Optimization | 17.17% | 5.9559 | 358.0434 | Industrial_2032_SC A_GWh_After Competition Groups_Pump System Optimization
Industrial | Ind ¦ Air Leak Survey and Repair | 2032 | SC A | GWh | After Competition Groups | 270.3918 | 558642.2731 | 0.55864 | 2085.6595 | 0.12964 | 3 | Industrial_2032_SC A_GWh_After Competition Groups_3 | Air Leak Survey and Repair | 12.96% | 0.55864 | 270.3918 | Industrial_2032_SC A_GWh_After Competition Groups_Air Leak Survey and Repair
Industrial | Ind ¦ Recommissioning | 2032 | SC A | GWh | After Competition Groups | 191.4697 | 2393750.2013 | 2.3938 | 2085.6595 | 0.091803 | 4 | Industrial_2032_SC A_GWh_After Competition Groups_4 | Recommissioning | 9.18% | 2.3938 | 191.4697 | Industrial_2032_SC A_GWh_After Competition Groups_Recommissioning
Industrial | Ind ¦ SEM | 2032 | SC A | GWh | After Competition Groups | 191.4697 | 2393750.2013 | 2.3938 | 2085.6595 | 0.091803 | 5 | Industrial_2032_SC A_GWh_After Competition Groups_5 | SEM | 9.18% | 2.3938 | 191.4697 | Industrial_2032_SC A_GWh_After Competition Groups_SEM
Industrial | Ind ¦ Pump Equipment Upgrade | 2032 | SC A | GWh | After Competition Groups | 156.2045 | 3241698.4023 | 3.2417 | 2085.6595 | 0.074895 | 6 | Industrial_2032_SC A_GWh_After Competition Groups_6 | Pump Equipment Upgrade | 7.489% | 3.2417 | 156.2045 | Industrial_2032_SC A_GWh_After Competition Groups_Pump Equipment Upgrade
Industrial | Ind ¦ Efficient Compressed Air Nozzles | 2032 | SC A | GWh | After Competition Groups | 154.0336 | 472859.2655 | 0.47286 | 2085.6595 | 0.073854 | 7 | Industrial_2032_SC A_GWh_After Competition Groups_7 | Efficient Compressed Air Nozzles | 7.385% | 0.47286 | 154.0336 | Industrial_2032_SC A_GWh_After Competition Groups_Efficient Compressed Air Nozzles
Industrial | Ind ¦ High Efficiency HVAC Fans | 2032 | SC A | GWh | After Competition Groups | 118.6166 | 2146470.9289 | 2.1465 | 2085.6595 | 0.056872 | 8 | Industrial_2032_SC A_GWh_After Competition Groups_8 | High Efficiency HVAC Fans | 5.687% | 2.1465 | 118.6166 | Industrial_2032_SC A_GWh_After Competition Groups_High Efficiency HVAC Fans
Industrial | Ind ¦ Fan System Optimization | 2032 | SC A | GWh | After Competition Groups | 51.2245 | 635950.4781 | 0.63595 | 2085.6595 | 0.02456 | 9 | Industrial_2032_SC A_GWh_After Competition Groups_9 | Fan System Optimization | 2.456% | 0.63595 | 51.2245 | Industrial_2032_SC A_GWh_After Competition Groups_Fan System Optimization
Industrial | Ind ¦ Greenhouse Grow Lights | 2032 | SC A | GWh | After Competition Groups | 47.3798 | 1055508.1474 | 1.0555 | 2085.6595 | 0.022717 | 10 | Industrial_2032_SC A_GWh_After Competition Groups_10 | Greenhouse Grow Lights | 2.272% | 1.0555 | 47.3798 | Industrial_2032_SC A_GWh_After Competition Groups_Greenhouse Grow Lights
Industrial | Ind ¦ Material Handling Improvements | 2032 | SC A | GWh | After Competition Groups | 38.2856 | 161129.5667 | 0.16113 | 2085.6595 | 0.018357 | 11 | Industrial_2032_SC A_GWh_After Competition Groups_11 | Material Handling Improvements | 1.836% | 0.16113 | 38.2856 | Industrial_2032_SC A_GWh_After Competition Groups_Material Handling Improvements
Industrial | Ind ¦ Process Optimization (Elec) | 2032 | SC A | GWh | After Competition Groups | 34.7666 | 465907.8225 | 0.46591 | 2085.6595 | 0.016669 | 12 | Industrial_2032_SC A_GWh_After Competition Groups_12 | Process Optimization (Elec) | 1.667% | 0.46591 | 34.7666 | Industrial_2032_SC A_GWh_After Competition Groups_Process Optimization (Elec)
Industrial | Ind ¦ Refiner Plate Improvements | 2032 | SC A | GWh | After Competition Groups | 17.5312 | 190512.6238 | 0.19051 | 2085.6595 | 0.0084056 | 13 | Industrial_2032_SC A_GWh_After Competition Groups_13 | Refiner Plate Improvements | 0.8406% | 0.19051 | 17.5312 | Industrial_2032_SC A_GWh_After Competition Groups_Refiner Plate Improvements
Industrial | Ind ¦ Process Heat Recovery | 2032 | SC A | GWh | After Competition Groups | 16.0767 | 441790.146 | 0.44179 | 2085.6595 | 0.0077082 | 14 | Industrial_2032_SC A_GWh_After Competition Groups_14 | Process Heat Recovery | 0.7708% | 0.44179 | 16.0767 | Industrial_2032_SC A_GWh_After Competition Groups_Process Heat Recovery
Industrial | Ind ¦ HE Lighting | 2032 | SC A | GWh | After Competition Groups | 12.1306 | 569377.6195 | 0.56938 | 2085.6595 | 0.0058162 | 15 | Industrial_2032_SC A_GWh_After Competition Groups_15 | HE Lighting | 0.5816% | 0.56938 | 12.1306 | Industrial_2032_SC A_GWh_After Competition Groups_HE Lighting
Industrial | Ind ¦ VAV Conversion Project | 2032 | SC A | GWh | After Competition Groups | 11.6044 | 430364.3832 | 0.43036 | 2085.6595 | 0.0055639 | 16 | Industrial_2032_SC A_GWh_After Competition Groups_16 | VAV Conversion Project | 0.5564% | 0.43036 | 11.6044 | Industrial_2032_SC A_GWh_After Competition Groups_VAV Conversion Project
Industrial | Ind ¦ Pulp and Paper Process Improvements | 2032 | SC A | GWh | After Competition Groups | 9.8925 | 297431.809 | 0.29743 | 2085.6595 | 0.0047431 | 17 | Industrial_2032_SC A_GWh_After Competition Groups_17 | Pulp and Paper Process Improvements | 0.4743% | 0.29743 | 9.8925 | Industrial_2032_SC A_GWh_After Competition Groups_Pulp and Paper Process Improvements
Industrial | Ind ¦ Improved Controls - Process Cooling | 2032 | SC A | GWh | After Competition Groups | 9.6575 | 233580.2518 | 0.23358 | 2085.6595 | 0.0046304 | 18 | Industrial_2032_SC A_GWh_After Competition Groups_18 | Improved Controls - Process Cooling | 0.463% | 0.23358 | 9.6575 | Industrial_2032_SC A_GWh_After Competition Groups_Improved Controls - Process Cooling
Industrial | Ind ¦ Process Improvements | 2032 | SC A | GWh | After Competition Groups | 7.3055 | 100628.8919 | 0.10063 | 2085.6595 | 0.0035028 | 19 | Industrial_2032_SC A_GWh_After Competition Groups_19 | Process Improvements | 0.3503% | 0.10063 | 7.3055 | Industrial_2032_SC A_GWh_After Competition Groups_Process Improvements
Industrial | Ind ¦ High Efficiency Battery Charger | 2032 | SC A | GWh | After Competition Groups | 6.4831 | 184540.4853 | 0.18454 | 2085.6595 | 0.0031084 | 20 | Industrial_2032_SC A_GWh_After Competition Groups_20 | High Efficiency Battery Charger | 0.3108% | 0.18454 | 6.4831 | Industrial_2032_SC A_GWh_After Competition Groups_High Efficiency Battery Charger
Industrial | Ind ¦ Improved Controls - Process Heating | 2032 | SC A | GWh | After Competition Groups | 4.8703 | 117940.3692 | 0.11794 | 2085.6595 | 0.0023352 | 21 | Industrial_2032_SC A_GWh_After Competition Groups_21 | Improved Controls - Process Heating | 0.2335% | 0.11794 | 4.8703 | Industrial_2032_SC A_GWh_After Competition Groups_Improved Controls - Process Heating
Industrial | Ind ¦ Ventilation Optimization | 2032 | SC A | GWh | After Competition Groups | 4.3443 | 80567.4129 | 0.080567 | 2085.6595 | 0.0020829 | 22 | Industrial_2032_SC A_GWh_After Competition Groups_22 | Ventilation Optimization | 0.2083% | 0.080567 | 4.3443 | Industrial_2032_SC A_GWh_After Competition Groups_Ventilation Optimization
Industrial | Ind ¦ Refrigeration Compressor VFD | 2032 | SC A | GWh | After Competition Groups | 4.1792 | 69576.8829 | 0.069577 | 2085.6595 | 0.0020038 | 23 | Industrial_2032_SC A_GWh_After Competition Groups_23 | Refrigeration Compressor VFD | 0.2004% | 0.069577 | 4.1792 | Industrial_2032_SC A_GWh_After Competition Groups_Refrigeration Compressor VFD
Industrial | Ind ¦ Engine Block Heater Timer | 2032 | SC A | GWh | After Competition Groups | 2.8738 | 39481.7448 | 0.039482 | 2085.6595 | 0.0013779 | 24 | Industrial_2032_SC A_GWh_After Competition Groups_24 | Engine Block Heater Timer | 0.1378% | 0.039482 | 2.8738 | Industrial_2032_SC A_GWh_After Competition Groups_Engine Block Heater Timer
Industrial | Ind ¦ Efficient Irrigation | 2032 | SC A | GWh | After Competition Groups | 1.9333 | 96322.6048 | 0.096323 | 2085.6595 | 0.00092693 | 25 | Industrial_2032_SC A_GWh_After Competition Groups_25 | Efficient Irrigation | 0.09269% | 0.096323 | 1.9333 | Industrial_2032_SC A_GWh_After Competition Groups_Efficient Irrigation
Industrial | Ind ¦ Air Compressor Heat Recovery | 2032 | SC A | GWh | After Competition Groups | 1.3095 | 35436.297 | 0.035436 | 2085.6595 | 0.00062788 | 26 | Industrial_2032_SC A_GWh_After Competition Groups_26 | Air Compressor Heat Recovery | 0.06279% | 0.035436 | 1.3095 | Industrial_2032_SC A_GWh_After Competition Groups_Air Compressor Heat Recovery
Industrial | Ind ¦ Dairy Pre-Cooler | 2032 | SC A | GWh | After Competition Groups | 1.2862 | 21653.1804 | 0.021653 | 2085.6595 | 0.0006167 | 27 | Industrial_2032_SC A_GWh_After Competition Groups_27 | Dairy Pre-Cooler | 0.06167% | 0.021653 | 1.2862 | Industrial_2032_SC A_GWh_After Competition Groups_Dairy Pre-Cooler
Industrial | Ind ¦ Cooling Tower Optimization | 2032 | SC A | GWh | After Competition Groups | 0.92783 | 17997.8319 | 0.017998 | 2085.6595 | 0.00044486 | 28 | Industrial_2032_SC A_GWh_After Competition Groups_28 | Cooling Tower Optimization | 0.04449% | 0.017998 | 0.92783 | Industrial_2032_SC A_GWh_After Competition Groups_Cooling Tower Optimization
Industrial | Ind ¦ Efficient Refrigeration Compressor | 2032 | SC A | GWh | After Competition Groups | 0.68473 | 7529.0195 | 0.007529 | 2085.6595 | 0.0003283 | 29 | Industrial_2032_SC A_GWh_After Competition Groups_29 | Efficient Refrigeration Compressor | 0.03283% | 0.007529 | 0.68473 | Industrial_2032_SC A_GWh_After Competition Groups_Efficient Refrigeration Compressor
Industrial | Ind ¦ Heat Lamps/Heat Pad | 2032 | SC A | GWh | After Competition Groups | 0.37106 | 4519.8888 | 0.0045199 | 2085.6595 | 0.00017791 | 30 | Industrial_2032_SC A_GWh_After Competition Groups_30 | Heat Lamps/Heat Pad | 0.01779% | 0.0045199 | 0.37106 | Industrial_2032_SC A_GWh_After Competition Groups_Heat Lamps/Heat Pad
Industrial | Ind ¦ Dairy Water Heater | 2032 | SC A | GWh | After Competition Groups | 0.06913 | 1124.9798 | 0.001125 | 2085.6595 | 3.3146e-05 | 31 | Industrial_2032_SC A_GWh_After Competition Groups_31 | Dairy Water Heater | 0.003315% | 0.001125 | 0.06913 | Industrial_2032_SC A_GWh_After Competition Groups_Dairy Water Heater
Industrial | Ind ¦ Free Cooling | 2032 | SC A | GWh | After Competition Groups | 0.014821 | 367.8969 | 0.0003679 | 2085.6595 | 7.1064e-06 | 32 | Industrial_2032_SC A_GWh_After Competition Groups_32 | Free Cooling | 0.0007106% | 0.0003679 | 0.014821 | Industrial_2032_SC A_GWh_After Competition Groups_Free Cooling
Industrial | Ind ¦ Pump System Optimization | 2032 | SC B | GWh | After Competition Groups | 523.8557 | 25683215.9736 | 25.6832 | 3506.423 | 0.1494 | 1 | Industrial_2032_SC B_GWh_After Competition Groups_1 | Pump System Optimization | 14.94% | 25.6832 | 523.8557 | Industrial_2032_SC B_GWh_After Competition Groups_Pump System Optimization
Industrial | Ind ¦ Air Leak Survey and Repair | 2032 | SC B | GWh | After Competition Groups | 522.047 | 509081.2972 | 0.50908 | 3506.423 | 0.14888 | 2 | Industrial_2032_SC B_GWh_After Competition Groups_2 | Air Leak Survey and Repair | 14.89% | 0.50908 | 522.047 | Industrial_2032_SC B_GWh_After Competition Groups_Air Leak Survey and Repair
Industrial | Ind ¦ Recommissioning | 2032 | SC B | GWh | After Competition Groups | 369.532 | 2179680.9534 | 2.1797 | 3506.423 | 0.10539 | 3 | Industrial_2032_SC B_GWh_After Competition Groups_3 | Recommissioning | 10.54% | 2.1797 | 369.532 | Industrial_2032_SC B_GWh_After Competition Groups_Recommissioning
Industrial | Ind ¦ SEM | 2032 | SC B | GWh | After Competition Groups | 369.532 | 2179680.9534 | 2.1797 | 3506.423 | 0.10539 | 4 | Industrial_2032_SC B_GWh_After Competition Groups_4 | SEM | 10.54% | 2.1797 | 369.532 | Industrial_2032_SC B_GWh_After Competition Groups_SEM
Industrial | Ind ¦ Air Compressor Optimization | 2032 | SC B | GWh | After Competition Groups | 360.2276 | 1060620.4928 | 1.0606 | 3506.423 | 0.10273 | 5 | Industrial_2032_SC B_GWh_After Competition Groups_5 | Air Compressor Optimization | 10.27% | 1.0606 | 360.2276 | Industrial_2032_SC B_GWh_After Competition Groups_Air Compressor Optimization
Industrial | Ind ¦ Efficient Compressed Air Nozzles | 2032 | SC B | GWh | After Competition Groups | 301.5618 | 494114.7086 | 0.49411 | 3506.423 | 0.086003 | 6 | Industrial_2032_SC B_GWh_After Competition Groups_6 | Efficient Compressed Air Nozzles | 8.6% | 0.49411 | 301.5618 | Industrial_2032_SC B_GWh_After Competition Groups_Efficient Compressed Air Nozzles
Industrial | Ind ¦ Pump Equipment Upgrade | 2032 | SC B | GWh | After Competition Groups | 235.0442 | 14574350.2801 | 14.5744 | 3506.423 | 0.067032 | 7 | Industrial_2032_SC B_GWh_After Competition Groups_7 | Pump Equipment Upgrade | 6.703% | 14.5744 | 235.0442 | Industrial_2032_SC B_GWh_After Competition Groups_Pump Equipment Upgrade
Industrial | Ind ¦ High Efficiency HVAC Fans | 2032 | SC B | GWh | After Competition Groups | 186.0829 | 2040682.0856 | 2.0407 | 3506.423 | 0.053069 | 8 | Industrial_2032_SC B_GWh_After Competition Groups_8 | High Efficiency HVAC Fans | 5.307% | 2.0407 | 186.0829 | Industrial_2032_SC B_GWh_After Competition Groups_High Efficiency HVAC Fans
Industrial | Ind ¦ HE Lighting | 2032 | SC B | GWh | After Competition Groups | 125.9051 | 9329258.231 | 9.3293 | 3506.423 | 0.035907 | 9 | Industrial_2032_SC B_GWh_After Competition Groups_9 | HE Lighting | 3.591% | 9.3293 | 125.9051 | Industrial_2032_SC B_GWh_After Competition Groups_HE Lighting
Industrial | Ind ¦ Greenhouse Grow Lights | 2032 | SC B | GWh | After Competition Groups | 115.1221 | 4078031.6478 | 4.078 | 3506.423 | 0.032832 | 10 | Industrial_2032_SC B_GWh_After Competition Groups_10 | Greenhouse Grow Lights | 3.283% | 4.078 | 115.1221 | Industrial_2032_SC B_GWh_After Competition Groups_Greenhouse Grow Lights
Industrial | Ind ¦ Material Handling Improvements | 2032 | SC B | GWh | After Competition Groups | 55.2547 | 152268.6253 | 0.15227 | 3506.423 | 0.015758 | 11 | Industrial_2032_SC B_GWh_After Competition Groups_11 | Material Handling Improvements | 1.576% | 0.15227 | 55.2547 | Industrial_2032_SC B_GWh_After Competition Groups_Material Handling Improvements
Industrial | Ind ¦ Fan System Optimization | 2032 | SC B | GWh | After Competition Groups | 53.7265 | 1188786.3497 | 1.1888 | 3506.423 | 0.015322 | 12 | Industrial_2032_SC B_GWh_After Competition Groups_12 | Fan System Optimization | 1.532% | 1.1888 | 53.7265 | Industrial_2032_SC B_GWh_After Competition Groups_Fan System Optimization
Industrial | Ind ¦ Pulp and Paper Process Improvements | 2032 | SC B | GWh | After Competition Groups | 53.0913 | 1546043.0326 | 1.546 | 3506.423 | 0.015141 | 13 | Industrial_2032_SC B_GWh_After Competition Groups_13 | Pulp and Paper Process Improvements | 1.514% | 1.546 | 53.0913 | Industrial_2032_SC B_GWh_After Competition Groups_Pulp and Paper Process Improvements
Industrial | Ind ¦ Refiner Plate Improvements | 2032 | SC B | GWh | After Competition Groups | 35.2582 | 216877.0316 | 0.21688 | 3506.423 | 0.010055 | 14 | Industrial_2032_SC B_GWh_After Competition Groups_14 | Refiner Plate Improvements | 1.006% | 0.21688 | 35.2582 | Industrial_2032_SC B_GWh_After Competition Groups_Refiner Plate Improvements
Industrial | Ind ¦ Process Optimization (Elec) | 2032 | SC B | GWh | After Competition Groups | 34.7666 | 465861.2317 | 0.46586 | 3506.423 | 0.0099151 | 15 | Industrial_2032_SC B_GWh_After Competition Groups_15 | Process Optimization (Elec) | 0.9915% | 0.46586 | 34.7666 | Industrial_2032_SC B_GWh_After Competition Groups_Process Optimization (Elec)
Industrial | Ind ¦ Process Heat Recovery | 2032 | SC B | GWh | After Competition Groups | 31.5651 | 425087.3165 | 0.42509 | 3506.423 | 0.0090021 | 16 | Industrial_2032_SC B_GWh_After Competition Groups_16 | Process Heat Recovery | 0.9002% | 0.42509 | 31.5651 | Industrial_2032_SC B_GWh_After Competition Groups_Process Heat Recovery
Industrial | Ind ¦ VAV Conversion Project | 2032 | SC B | GWh | After Competition Groups | 23.0085 | 432784.3888 | 0.43278 | 3506.423 | 0.0065618 | 17 | Industrial_2032_SC B_GWh_After Competition Groups_17 | VAV Conversion Project | 0.6562% | 0.43278 | 23.0085 | Industrial_2032_SC B_GWh_After Competition Groups_VAV Conversion Project
Industrial | Ind ¦ Improved Controls - Process Cooling | 2032 | SC B | GWh | After Competition Groups | 18.6673 | 215447.3694 | 0.21545 | 3506.423 | 0.0053237 | 18 | Industrial_2032_SC B_GWh_After Competition Groups_18 | Improved Controls - Process Cooling | 0.5324% | 0.21545 | 18.6673 | Industrial_2032_SC B_GWh_After Competition Groups_Improved Controls - Process Cooling
Industrial | Ind ¦ High Efficiency Battery Charger | 2032 | SC B | GWh | After Competition Groups | 16.4845 | 452167.3635 | 0.45217 | 3506.423 | 0.0047012 | 19 | Industrial_2032_SC B_GWh_After Competition Groups_19 | High Efficiency Battery Charger | 0.4701% | 0.45217 | 16.4845 | Industrial_2032_SC B_GWh_After Competition Groups_High Efficiency Battery Charger
Industrial | Ind ¦ Process Improvements | 2032 | SC B | GWh | After Competition Groups | 14.789 | 132268.0502 | 0.13227 | 3506.423 | 0.0042177 | 20 | Industrial_2032_SC B_GWh_After Competition Groups_20 | Process Improvements | 0.4218% | 0.13227 | 14.789 | Industrial_2032_SC B_GWh_After Competition Groups_Process Improvements
Industrial | Ind ¦ Ventilation Optimization | 2032 | SC B | GWh | After Competition Groups | 9.9427 | 440911.8881 | 0.44091 | 3506.423 | 0.0028356 | 21 | Industrial_2032_SC B_GWh_After Competition Groups_21 | Ventilation Optimization | 0.2836% | 0.44091 | 9.9427 | Industrial_2032_SC B_GWh_After Competition Groups_Ventilation Optimization
Industrial | Ind ¦ Refrigeration Compressor VFD | 2032 | SC B | GWh | After Competition Groups | 9.7191 | 366586.9447 | 0.36659 | 3506.423 | 0.0027718 | 22 | Industrial_2032_SC B_GWh_After Competition Groups_22 | Refrigeration Compressor VFD | 0.2772% | 0.36659 | 9.7191 | Industrial_2032_SC B_GWh_After Competition Groups_Refrigeration Compressor VFD
Industrial | Ind ¦ Improved Controls - Process Heating | 2032 | SC B | GWh | After Competition Groups | 9.2201 | 102459.3519 | 0.10246 | 3506.423 | 0.0026295 | 23 | Industrial_2032_SC B_GWh_After Competition Groups_23 | Improved Controls - Process Heating | 0.2629% | 0.10246 | 9.2201 | Industrial_2032_SC B_GWh_After Competition Groups_Improved Controls - Process Heating
Industrial | Ind ¦ Efficient Irrigation | 2032 | SC B | GWh | After Competition Groups | 7.9805 | 846914.8807 | 0.84691 | 3506.423 | 0.002276 | 24 | Industrial_2032_SC B_GWh_After Competition Groups_24 | Efficient Irrigation | 0.2276% | 0.84691 | 7.9805 | Industrial_2032_SC B_GWh_After Competition Groups_Efficient Irrigation
Industrial | Ind ¦ Cooling Tower Optimization | 2032 | SC B | GWh | After Competition Groups | 7.6554 | 278783.9895 | 0.27878 | 3506.423 | 0.0021833 | 25 | Industrial_2032_SC B_GWh_After Competition Groups_25 | Cooling Tower Optimization | 0.2183% | 0.27878 | 7.6554 | Industrial_2032_SC B_GWh_After Competition Groups_Cooling Tower Optimization
Industrial | Ind ¦ Engine Block Heater Timer | 2032 | SC B | GWh | After Competition Groups | 5.6042 | 37654.6112 | 0.037655 | 3506.423 | 0.0015983 | 26 | Industrial_2032_SC B_GWh_After Competition Groups_26 | Engine Block Heater Timer | 0.1598% | 0.037655 | 5.6042 | Industrial_2032_SC B_GWh_After Competition Groups_Engine Block Heater Timer
Industrial | Ind ¦ Free Cooling | 2032 | SC B | GWh | After Competition Groups | 4.9454 | 293944.6758 | 0.29394 | 3506.423 | 0.0014104 | 27 | Industrial_2032_SC B_GWh_After Competition Groups_27 | Free Cooling | 0.141% | 0.29394 | 4.9454 | Industrial_2032_SC B_GWh_After Competition Groups_Free Cooling
Industrial | Ind ¦ Air Compressor Heat Recovery | 2032 | SC B | GWh | After Competition Groups | 2.5198 | 31643.7415 | 0.031644 | 3506.423 | 0.00071861 | 28 | Industrial_2032_SC B_GWh_After Competition Groups_28 | Air Compressor Heat Recovery | 0.07186% | 0.031644 | 2.5198 | Industrial_2032_SC B_GWh_After Competition Groups_Air Compressor Heat Recovery
Industrial | Ind ¦ Dairy Pre-Cooler | 2032 | SC B | GWh | After Competition Groups | 1.8067 | 42329.3569 | 0.042329 | 3506.423 | 0.00051525 | 29 | Industrial_2032_SC B_GWh_After Competition Groups_29 | Dairy Pre-Cooler | 0.05153% | 0.042329 | 1.8067 | Industrial_2032_SC B_GWh_After Competition Groups_Dairy Pre-Cooler
Industrial | Ind ¦ Efficient Refrigeration Compressor | 2032 | SC B | GWh | After Competition Groups | 0.90082 | 5960.8814 | 0.0059609 | 3506.423 | 0.00025691 | 30 | Industrial_2032_SC B_GWh_After Competition Groups_30 | Efficient Refrigeration Compressor | 0.02569% | 0.0059609 | 0.90082 | Industrial_2032_SC B_GWh_After Competition Groups_Efficient Refrigeration Compressor
Industrial | Ind ¦ Heat Lamps/Heat Pad | 2032 | SC B | GWh | After Competition Groups | 0.50295 | 9793.9914 | 0.009794 | 3506.423 | 0.00014344 | 31 | Industrial_2032_SC B_GWh_After Competition Groups_31 | Heat Lamps/Heat Pad | 0.01434% | 0.009794 | 0.50295 | Industrial_2032_SC B_GWh_After Competition Groups_Heat Lamps/Heat Pad
Industrial | Ind ¦ Dairy Water Heater | 2032 | SC B | GWh | After Competition Groups | 0.1033 | 2586.0886 | 0.0025861 | 3506.423 | 2.946e-05 | 32 | Industrial_2032_SC B_GWh_After Competition Groups_32 | Dairy Water Heater | 0.002946% | 0.0025861 | 0.1033 | Industrial_2032_SC B_GWh_After Competition Groups_Dairy Water Heater
Industrial | Ind ¦ Pump System Optimization | 2032 | SC C | GWh | After Competition Groups | 523.8557 | 25685784.552 | 25.6858 | 2450.4489 | 0.21378 | 1 | Industrial_2032_SC C_GWh_After Competition Groups_1 | Pump System Optimization | 21.38% | 25.6858 | 523.8557 | Industrial_2032_SC C_GWh_After Competition Groups_Pump System Optimization
Industrial | Ind ¦ Air Compressor Optimization | 2032 | SC C | GWh | After Competition Groups | 360.2276 | 1060726.5655 | 1.0607 | 2450.4489 | 0.147 | 2 | Industrial_2032_SC C_GWh_After Competition Groups_2 | Air Compressor Optimization | 14.7% | 1.0607 | 360.2276 | Industrial_2032_SC C_GWh_After Competition Groups_Air Compressor Optimization
Industrial | Ind ¦ Air Leak Survey and Repair | 2032 | SC C | GWh | After Competition Groups | 270.3918 | 558642.2731 | 0.55864 | 2450.4489 | 0.11034 | 3 | Industrial_2032_SC C_GWh_After Competition Groups_3 | Air Leak Survey and Repair | 11.03% | 0.55864 | 270.3918 | Industrial_2032_SC C_GWh_After Competition Groups_Air Leak Survey and Repair
Industrial | Ind ¦ Pump Equipment Upgrade | 2032 | SC C | GWh | After Competition Groups | 235.0442 | 14575807.8608 | 14.5758 | 2450.4489 | 0.095919 | 4 | Industrial_2032_SC C_GWh_After Competition Groups_4 | Pump Equipment Upgrade | 9.592% | 14.5758 | 235.0442 | Industrial_2032_SC C_GWh_After Competition Groups_Pump Equipment Upgrade
Industrial | Ind ¦ Recommissioning | 2032 | SC C | GWh | After Competition Groups | 191.4697 | 2393750.2013 | 2.3938 | 2450.4489 | 0.078137 | 5 | Industrial_2032_SC C_GWh_After Competition Groups_5 | Recommissioning | 7.814% | 2.3938 | 191.4697 | Industrial_2032_SC C_GWh_After Competition Groups_Recommissioning
Industrial | Ind ¦ SEM | 2032 | SC C | GWh | After Competition Groups | 191.4697 | 2393750.2013 | 2.3938 | 2450.4489 | 0.078137 | 6 | Industrial_2032_SC C_GWh_After Competition Groups_6 | SEM | 7.814% | 2.3938 | 191.4697 | Industrial_2032_SC C_GWh_After Competition Groups_SEM
Industrial | Ind ¦ Efficient Compressed Air Nozzles | 2032 | SC C | GWh | After Competition Groups | 154.0336 | 472859.2655 | 0.47286 | 2450.4489 | 0.062859 | 7 | Industrial_2032_SC C_GWh_After Competition Groups_7 | Efficient Compressed Air Nozzles | 6.286% | 0.47286 | 154.0336 | Industrial_2032_SC C_GWh_After Competition Groups_Efficient Compressed Air Nozzles
Industrial | Ind ¦ High Efficiency HVAC Fans | 2032 | SC C | GWh | After Competition Groups | 118.6166 | 2146470.9289 | 2.1465 | 2450.4489 | 0.048406 | 8 | Industrial_2032_SC C_GWh_After Competition Groups_8 | High Efficiency HVAC Fans | 4.841% | 2.1465 | 118.6166 | Industrial_2032_SC C_GWh_After Competition Groups_High Efficiency HVAC Fans
Industrial | Ind ¦ Greenhouse Grow Lights | 2032 | SC C | GWh | After Competition Groups | 75.7642 | 3758849.241 | 3.7588 | 2450.4489 | 0.030918 | 9 | Industrial_2032_SC C_GWh_After Competition Groups_9 | Greenhouse Grow Lights | 3.092% | 3.7588 | 75.7642 | Industrial_2032_SC C_GWh_After Competition Groups_Greenhouse Grow Lights
Industrial | Ind ¦ HE Lighting | 2032 | SC C | GWh | After Competition Groups | 61.0894 | 6214766.2399 | 6.2148 | 2450.4489 | 0.02493 | 10 | Industrial_2032_SC C_GWh_After Competition Groups_10 | HE Lighting | 2.493% | 6.2148 | 61.0894 | Industrial_2032_SC C_GWh_After Competition Groups_HE Lighting
Industrial | Ind ¦ Fan System Optimization | 2032 | SC C | GWh | After Competition Groups | 53.7265 | 1188905.2403 | 1.1889 | 2450.4489 | 0.021925 | 11 | Industrial_2032_SC C_GWh_After Competition Groups_11 | Fan System Optimization | 2.193% | 1.1889 | 53.7265 | Industrial_2032_SC C_GWh_After Competition Groups_Fan System Optimization
Industrial | Ind ¦ Material Handling Improvements | 2032 | SC C | GWh | After Competition Groups | 38.2856 | 161129.5667 | 0.16113 | 2450.4489 | 0.015624 | 12 | Industrial_2032_SC C_GWh_After Competition Groups_12 | Material Handling Improvements | 1.562% | 0.16113 | 38.2856 | Industrial_2032_SC C_GWh_After Competition Groups_Material Handling Improvements
Industrial | Ind ¦ Process Optimization (Elec) | 2032 | SC C | GWh | After Competition Groups | 34.7666 | 465907.8225 | 0.46591 | 2450.4489 | 0.014188 | 13 | Industrial_2032_SC C_GWh_After Competition Groups_13 | Process Optimization (Elec) | 1.419% | 0.46591 | 34.7666 | Industrial_2032_SC C_GWh_After Competition Groups_Process Optimization (Elec)
Industrial | Ind ¦ Pulp and Paper Process Improvements | 2032 | SC C | GWh | After Competition Groups | 26.6084 | 1521469.701 | 1.5215 | 2450.4489 | 0.010859 | 14 | Industrial_2032_SC C_GWh_After Competition Groups_14 | Pulp and Paper Process Improvements | 1.086% | 1.5215 | 26.6084 | Industrial_2032_SC C_GWh_After Competition Groups_Pulp and Paper Process Improvements
Industrial | Ind ¦ Refiner Plate Improvements | 2032 | SC C | GWh | After Competition Groups | 17.5312 | 190512.6238 | 0.19051 | 2450.4489 | 0.0071543 | 15 | Industrial_2032_SC C_GWh_After Competition Groups_15 | Refiner Plate Improvements | 0.7154% | 0.19051 | 17.5312 | Industrial_2032_SC C_GWh_After Competition Groups_Refiner Plate Improvements
Industrial | Ind ¦ Process Heat Recovery | 2032 | SC C | GWh | After Competition Groups | 16.0767 | 441790.146 | 0.44179 | 2450.4489 | 0.0065607 | 16 | Industrial_2032_SC C_GWh_After Competition Groups_16 | Process Heat Recovery | 0.6561% | 0.44179 | 16.0767 | Industrial_2032_SC C_GWh_After Competition Groups_Process Heat Recovery
Industrial | Ind ¦ VAV Conversion Project | 2032 | SC C | GWh | After Competition Groups | 11.8721 | 471454.5255 | 0.47145 | 2450.4489 | 0.0048449 | 17 | Industrial_2032_SC C_GWh_After Competition Groups_17 | VAV Conversion Project | 0.4845% | 0.47145 | 11.8721 | Industrial_2032_SC C_GWh_After Competition Groups_VAV Conversion Project
Industrial | Ind ¦ High Efficiency Battery Charger | 2032 | SC C | GWh | After Competition Groups | 10.1244 | 468932.3509 | 0.46893 | 2450.4489 | 0.0041316 | 18 | Industrial_2032_SC C_GWh_After Competition Groups_18 | High Efficiency Battery Charger | 0.4132% | 0.46893 | 10.1244 | Industrial_2032_SC C_GWh_After Competition Groups_High Efficiency Battery Charger
Industrial | Ind ¦ Ventilation Optimization | 2032 | SC C | GWh | After Competition Groups | 9.9427 | 440955.9837 | 0.44096 | 2450.4489 | 0.0040575 | 19 | Industrial_2032_SC C_GWh_After Competition Groups_19 | Ventilation Optimization | 0.4057% | 0.44096 | 9.9427 | Industrial_2032_SC C_GWh_After Competition Groups_Ventilation Optimization
Industrial | Ind ¦ Improved Controls - Process Cooling | 2032 | SC C | GWh | After Competition Groups | 9.6746 | 236042.8168 | 0.23604 | 2450.4489 | 0.0039481 | 20 | Industrial_2032_SC C_GWh_After Competition Groups_20 | Improved Controls - Process Cooling | 0.3948% | 0.23604 | 9.6746 | Industrial_2032_SC C_GWh_After Competition Groups_Improved Controls - Process Cooling
Industrial | Ind ¦ Process Improvements | 2032 | SC C | GWh | After Competition Groups | 7.6584 | 145286.5599 | 0.14529 | 2450.4489 | 0.0031253 | 21 | Industrial_2032_SC C_GWh_After Competition Groups_21 | Process Improvements | 0.3125% | 0.14529 | 7.6584 | Industrial_2032_SC C_GWh_After Competition Groups_Process Improvements
Industrial | Ind ¦ Cooling Tower Optimization | 2032 | SC C | GWh | After Competition Groups | 7.6554 | 278811.8707 | 0.27881 | 2450.4489 | 0.0031241 | 22 | Industrial_2032_SC C_GWh_After Competition Groups_22 | Cooling Tower Optimization | 0.3124% | 0.27881 | 7.6554 | Industrial_2032_SC C_GWh_After Competition Groups_Cooling Tower Optimization
Industrial | Ind ¦ Refrigeration Compressor VFD | 2032 | SC C | GWh | After Competition Groups | 6.6457 | 299283.8214 | 0.29928 | 2450.4489 | 0.002712 | 23 | Industrial_2032_SC C_GWh_After Competition Groups_23 | Refrigeration Compressor VFD | 0.2712% | 0.29928 | 6.6457 | Industrial_2032_SC C_GWh_After Competition Groups_Refrigeration Compressor VFD
Industrial | Ind ¦ Improved Controls - Process Heating | 2032 | SC C | GWh | After Competition Groups | 4.8789 | 119176.321 | 0.11918 | 2450.4489 | 0.001991 | 24 | Industrial_2032_SC C_GWh_After Competition Groups_24 | Improved Controls - Process Heating | 0.1991% | 0.11918 | 4.8789 | Industrial_2032_SC C_GWh_After Competition Groups_Improved Controls - Process Heating
Industrial | Ind ¦ Efficient Irrigation | 2032 | SC C | GWh | After Competition Groups | 3.4539 | 390126.3635 | 0.39013 | 2450.4489 | 0.0014095 | 25 | Industrial_2032_SC C_GWh_After Competition Groups_25 | Efficient Irrigation | 0.1409% | 0.39013 | 3.4539 | Industrial_2032_SC C_GWh_After Competition Groups_Efficient Irrigation
Industrial | Ind ¦ Engine Block Heater Timer | 2032 | SC C | GWh | After Competition Groups | 2.8798 | 40289.6934 | 0.04029 | 2450.4489 | 0.0011752 | 26 | Industrial_2032_SC C_GWh_After Competition Groups_26 | Engine Block Heater Timer | 0.1175% | 0.04029 | 2.8798 | Industrial_2032_SC C_GWh_After Competition Groups_Engine Block Heater Timer
Industrial | Ind ¦ Free Cooling | 2032 | SC C | GWh | After Competition Groups | 2.6692 | 368402.7161 | 0.3684 | 2450.4489 | 0.0010893 | 27 | Industrial_2032_SC C_GWh_After Competition Groups_27 | Free Cooling | 0.1089% | 0.3684 | 2.6692 | Industrial_2032_SC C_GWh_After Competition Groups_Free Cooling
Industrial | Ind ¦ Dairy Pre-Cooler | 2032 | SC C | GWh | After Competition Groups | 1.515 | 42590.2225 | 0.04259 | 2450.4489 | 0.00061825 | 28 | Industrial_2032_SC C_GWh_After Competition Groups_28 | Dairy Pre-Cooler | 0.06183% | 0.04259 | 1.515 | Industrial_2032_SC C_GWh_After Competition Groups_Dairy Pre-Cooler
Industrial | Ind ¦ Air Compressor Heat Recovery | 2032 | SC C | GWh | After Competition Groups | 1.3095 | 35436.297 | 0.035436 | 2450.4489 | 0.00053441 | 29 | Industrial_2032_SC C_GWh_After Competition Groups_29 | Air Compressor Heat Recovery | 0.05344% | 0.035436 | 1.3095 | Industrial_2032_SC C_GWh_After Competition Groups_Air Compressor Heat Recovery
Industrial | Ind ¦ Efficient Refrigeration Compressor | 2032 | SC C | GWh | After Competition Groups | 0.68473 | 7529.0195 | 0.007529 | 2450.4489 | 0.00027943 | 30 | Industrial_2032_SC C_GWh_After Competition Groups_30 | Efficient Refrigeration Compressor | 0.02794% | 0.007529 | 0.68473 | Industrial_2032_SC C_GWh_After Competition Groups_Efficient Refrigeration Compressor
Industrial | Ind ¦ Heat Lamps/Heat Pad | 2032 | SC C | GWh | After Competition Groups | 0.43147 | 10963.5617 | 0.010964 | 2450.4489 | 0.00017608 | 31 | Industrial_2032_SC C_GWh_After Competition Groups_31 | Heat Lamps/Heat Pad | 0.01761% | 0.010964 | 0.43147 | Industrial_2032_SC C_GWh_After Competition Groups_Heat Lamps/Heat Pad
Industrial | Ind ¦ Dairy Water Heater | 2032 | SC C | GWh | After Competition Groups | 0.095455 | 2638.5011 | 0.0026385 | 2450.4489 | 3.8954e-05 | 32 | Industrial_2032_SC C_GWh_After Competition Groups_32 | Dairy Water Heater | 0.003895% | 0.0026385 | 0.095455 | Industrial_2032_SC C_GWh_After Competition Groups_Dairy Water Heater
Industrial | Ind ¦ Air Compressor Optimization | 2032 | SC D | GWh | After Competition Groups | 360.2276 | 0 | 0 | 1973.4126 | 0.18254 | 1 | Industrial_2032_SC D_GWh_After Competition Groups_1 | Air Compressor Optimization | 18.25% | 0 | 360.2276 | Industrial_2032_SC D_GWh_After Competition Groups_Air Compressor Optimization
Industrial | Ind ¦ Pump System Optimization | 2032 | SC D | GWh | After Competition Groups | 302.6523 | 0 | 0 | 1973.4126 | 0.15336 | 2 | Industrial_2032_SC D_GWh_After Competition Groups_2 | Pump System Optimization | 15.34% | 0 | 302.6523 | Industrial_2032_SC D_GWh_After Competition Groups_Pump System Optimization
Industrial | Ind ¦ Air Leak Survey and Repair | 2032 | SC D | GWh | After Competition Groups | 269.8979 | 0 | 0 | 1973.4126 | 0.13677 | 3 | Industrial_2032_SC D_GWh_After Competition Groups_3 | Air Leak Survey and Repair | 13.68% | 0 | 269.8979 | Industrial_2032_SC D_GWh_After Competition Groups_Air Leak Survey and Repair
Industrial | Ind ¦ SEM | 2032 | SC D | GWh | After Competition Groups | 191.4697 | 0 | 0 | 1973.4126 | 0.097025 | 4 | Industrial_2032_SC D_GWh_After Competition Groups_4 | SEM | 9.702% | 0 | 191.4697 | Industrial_2032_SC D_GWh_After Competition Groups_SEM
Industrial | Ind ¦ Recommissioning | 2032 | SC D | GWh | After Competition Groups | 184.7756 | 0 | 0 | 1973.4126 | 0.093632 | 5 | Industrial_2032_SC D_GWh_After Competition Groups_5 | Recommissioning | 9.363% | 0 | 184.7756 | Industrial_2032_SC D_GWh_After Competition Groups_Recommissioning
Industrial | Ind ¦ Efficient Compressed Air Nozzles | 2032 | SC D | GWh | After Competition Groups | 154.0336 | 0 | 0 | 1973.4126 | 0.078054 | 6 | Industrial_2032_SC D_GWh_After Competition Groups_6 | Efficient Compressed Air Nozzles | 7.805% | 0 | 154.0336 | Industrial_2032_SC D_GWh_After Competition Groups_Efficient Compressed Air Nozzles
Industrial | Ind ¦ Pump Equipment Upgrade | 2032 | SC D | GWh | After Competition Groups | 131.7133 | 0 | 0 | 1973.4126 | 0.066744 | 7 | Industrial_2032_SC D_GWh_After Competition Groups_7 | Pump Equipment Upgrade | 6.674% | 0 | 131.7133 | Industrial_2032_SC D_GWh_After Competition Groups_Pump Equipment Upgrade
Industrial | Ind ¦ High Efficiency HVAC Fans | 2032 | SC D | GWh | After Competition Groups | 112.3177 | 0 | 0 | 1973.4126 | 0.056915 | 8 | Industrial_2032_SC D_GWh_After Competition Groups_8 | High Efficiency HVAC Fans | 5.692% | 0 | 112.3177 | Industrial_2032_SC D_GWh_After Competition Groups_High Efficiency HVAC Fans
Industrial | Ind ¦ Fan System Optimization | 2032 | SC D | GWh | After Competition Groups | 53.7265 | 0 | 0 | 1973.4126 | 0.027225 | 9 | Industrial_2032_SC D_GWh_After Competition Groups_9 | Fan System Optimization | 2.723% | 0 | 53.7265 | Industrial_2032_SC D_GWh_After Competition Groups_Fan System Optimization
Industrial | Ind ¦ Greenhouse Grow Lights | 2032 | SC D | GWh | After Competition Groups | 40.599 | 0 | 0 | 1973.4126 | 0.020573 | 10 | Industrial_2032_SC D_GWh_After Competition Groups_10 | Greenhouse Grow Lights | 2.057% | 0 | 40.599 | Industrial_2032_SC D_GWh_After Competition Groups_Greenhouse Grow Lights
Industrial | Ind ¦ Material Handling Improvements | 2032 | SC D | GWh | After Competition Groups | 38.2856 | 0 | 0 | 1973.4126 | 0.019401 | 11 | Industrial_2032_SC D_GWh_After Competition Groups_11 | Material Handling Improvements | 1.94% | 0 | 38.2856 | Industrial_2032_SC D_GWh_After Competition Groups_Material Handling Improvements
Industrial | Ind ¦ Process Optimization (Elec) | 2032 | SC D | GWh | After Competition Groups | 34.7666 | 0 | 0 | 1973.4126 | 0.017618 | 12 | Industrial_2032_SC D_GWh_After Competition Groups_12 | Process Optimization (Elec) | 1.762% | 0 | 34.7666 | Industrial_2032_SC D_GWh_After Competition Groups_Process Optimization (Elec)
Industrial | Ind ¦ Refiner Plate Improvements | 2032 | SC D | GWh | After Competition Groups | 17.5312 | 0 | 0 | 1973.4126 | 0.0088837 | 13 | Industrial_2032_SC D_GWh_After Competition Groups_13 | Refiner Plate Improvements | 0.8884% | 0 | 17.5312 | Industrial_2032_SC D_GWh_After Competition Groups_Refiner Plate Improvements
Industrial | Ind ¦ Process Heat Recovery | 2032 | SC D | GWh | After Competition Groups | 12.0326 | 0 | 0 | 1973.4126 | 0.0060973 | 14 | Industrial_2032_SC D_GWh_After Competition Groups_14 | Process Heat Recovery | 0.6097% | 0 | 12.0326 | Industrial_2032_SC D_GWh_After Competition Groups_Process Heat Recovery
Industrial | Ind ¦ Improved Controls - Process Cooling | 2032 | SC D | GWh | After Competition Groups | 9.6746 | 0 | 0 | 1973.4126 | 0.0049025 | 15 | Industrial_2032_SC D_GWh_After Competition Groups_15 | Improved Controls - Process Cooling | 0.4902% | 0 | 9.6746 | Industrial_2032_SC D_GWh_After Competition Groups_Improved Controls - Process Cooling
Industrial | Ind ¦ Ventilation Optimization | 2032 | SC D | GWh | After Competition Groups | 8.7847 | 0 | 0 | 1973.4126 | 0.0044515 | 16 | Industrial_2032_SC D_GWh_After Competition Groups_16 | Ventilation Optimization | 0.4452% | 0 | 8.7847 | Industrial_2032_SC D_GWh_After Competition Groups_Ventilation Optimization
Industrial | Ind ¦ VAV Conversion Project | 2032 | SC D | GWh | After Competition Groups | 7.9778 | 0 | 0 | 1973.4126 | 0.0040427 | 17 | Industrial_2032_SC D_GWh_After Competition Groups_17 | VAV Conversion Project | 0.4043% | 0 | 7.9778 | Industrial_2032_SC D_GWh_After Competition Groups_VAV Conversion Project
Industrial | Ind ¦ Cooling Tower Optimization | 2032 | SC D | GWh | After Competition Groups | 7.2657 | 0 | 0 | 1973.4126 | 0.0036818 | 18 | Industrial_2032_SC D_GWh_After Competition Groups_18 | Cooling Tower Optimization | 0.3682% | 0 | 7.2657 | Industrial_2032_SC D_GWh_After Competition Groups_Cooling Tower Optimization
Industrial | Ind ¦ HE Lighting | 2032 | SC D | GWh | After Competition Groups | 6.8705 | 0 | 0 | 1973.4126 | 0.0034815 | 19 | Industrial_2032_SC D_GWh_After Competition Groups_19 | HE Lighting | 0.3482% | 0 | 6.8705 | Industrial_2032_SC D_GWh_After Competition Groups_HE Lighting
Industrial | Ind ¦ Process Improvements | 2032 | SC D | GWh | After Competition Groups | 6.6824 | 0 | 0 | 1973.4126 | 0.0033862 | 20 | Industrial_2032_SC D_GWh_After Competition Groups_20 | Process Improvements | 0.3386% | 0 | 6.6824 | Industrial_2032_SC D_GWh_After Competition Groups_Process Improvements
Industrial | Ind ¦ High Efficiency Battery Charger | 2032 | SC D | GWh | After Competition Groups | 4.5545 | 0 | 0 | 1973.4126 | 0.0023079 | 21 | Industrial_2032_SC D_GWh_After Competition Groups_21 | High Efficiency Battery Charger | 0.2308% | 0 | 4.5545 | Industrial_2032_SC D_GWh_After Competition Groups_High Efficiency Battery Charger
Industrial | Ind ¦ Improved Controls - Process Heating | 2032 | SC D | GWh | After Competition Groups | 4.3481 | 0 | 0 | 1973.4126 | 0.0022033 | 22 | Industrial_2032_SC D_GWh_After Competition Groups_22 | Improved Controls - Process Heating | 0.2203% | 0 | 4.3481 | Industrial_2032_SC D_GWh_After Competition Groups_Improved Controls - Process Heating
Industrial | Ind ¦ Refrigeration Compressor VFD | 2032 | SC D | GWh | After Competition Groups | 3.2119 | 0 | 0 | 1973.4126 | 0.0016276 | 23 | Industrial_2032_SC D_GWh_After Competition Groups_23 | Refrigeration Compressor VFD | 0.1628% | 0 | 3.2119 | Industrial_2032_SC D_GWh_After Competition Groups_Refrigeration Compressor VFD
Industrial | Ind ¦ Pulp and Paper Process Improvements | 2032 | SC D | GWh | After Competition Groups | 2.7319 | 0 | 0 | 1973.4126 | 0.0013843 | 24 | Industrial_2032_SC D_GWh_After Competition Groups_24 | Pulp and Paper Process Improvements | 0.1384% | 0 | 2.7319 | Industrial_2032_SC D_GWh_After Competition Groups_Pulp and Paper Process Improvements
Industrial | Ind ¦ Engine Block Heater Timer | 2032 | SC D | GWh | After Competition Groups | 2.7258 | 0 | 0 | 1973.4126 | 0.0013813 | 25 | Industrial_2032_SC D_GWh_After Competition Groups_25 | Engine Block Heater Timer | 0.1381% | 0 | 2.7258 | Industrial_2032_SC D_GWh_After Competition Groups_Engine Block Heater Timer
Industrial | Ind ¦ Efficient Irrigation | 2032 | SC D | GWh | After Competition Groups | 1.3478 | 0 | 0 | 1973.4126 | 0.00068299 | 26 | Industrial_2032_SC D_GWh_After Competition Groups_26 | Efficient Irrigation | 0.0683% | 0 | 1.3478 | Industrial_2032_SC D_GWh_After Competition Groups_Efficient Irrigation
Industrial | Ind ¦ Air Compressor Heat Recovery | 2032 | SC D | GWh | After Competition Groups | 1.1863 | 0 | 0 | 1973.4126 | 0.00060113 | 27 | Industrial_2032_SC D_GWh_After Competition Groups_27 | Air Compressor Heat Recovery | 0.06011% | 0 | 1.1863 | Industrial_2032_SC D_GWh_After Competition Groups_Air Compressor Heat Recovery
Industrial | Ind ¦ Dairy Pre-Cooler | 2032 | SC D | GWh | After Competition Groups | 0.7886 | 0 | 0 | 1973.4126 | 0.00039961 | 28 | Industrial_2032_SC D_GWh_After Competition Groups_28 | Dairy Pre-Cooler | 0.03996% | 0 | 0.7886 | Industrial_2032_SC D_GWh_After Competition Groups_Dairy Pre-Cooler
Industrial | Ind ¦ Efficient Refrigeration Compressor | 2032 | SC D | GWh | After Competition Groups | 0.67656 | 0 | 0 | 1973.4126 | 0.00034284 | 29 | Industrial_2032_SC D_GWh_After Competition Groups_29 | Efficient Refrigeration Compressor | 0.03428% | 0 | 0.67656 | Industrial_2032_SC D_GWh_After Competition Groups_Efficient Refrigeration Compressor
Industrial | Ind ¦ Free Cooling | 2032 | SC D | GWh | After Competition Groups | 0.30045 | 0 | 0 | 1973.4126 | 0.00015225 | 30 | Industrial_2032_SC D_GWh_After Competition Groups_30 | Free Cooling | 0.01523% | 0 | 0.30045 | Industrial_2032_SC D_GWh_After Competition Groups_Free Cooling
Industrial | Ind ¦ Heat Lamps/Heat Pad | 2032 | SC D | GWh | After Competition Groups | 0.25586 | 0 | 0 | 1973.4126 | 0.00012966 | 31 | Industrial_2032_SC D_GWh_After Competition Groups_31 | Heat Lamps/Heat Pad | 0.01297% | 0 | 0.25586 | Industrial_2032_SC D_GWh_After Competition Groups_Heat Lamps/Heat Pad
Industrial | Ind ¦ Pump System Optimization | 2032 | Technical | GWh | After Competition Groups | 847.2312 | 0 | 0 | 5748.512 | 0.14738 | 1 | Industrial_2032_Technical_GWh_After Competition Groups_1 | Pump System Optimization | 14.74% | 0 | 847.2312 | Industrial_2032_Technical_GWh_After Competition Groups_Pump System Optimization
Industrial | Ind ¦ HE Lighting | 2032 | Technical | GWh | After Competition Groups | 666.8874 | 0 | 0 | 5748.512 | 0.11601 | 2 | Industrial_2032_Technical_GWh_After Competition Groups_2 | HE Lighting | 11.6% | 0 | 666.8874 | Industrial_2032_Technical_GWh_After Competition Groups_HE Lighting
Industrial | Ind ¦ Air Leak Survey and Repair | 2032 | Technical | GWh | After Competition Groups | 610.5699 | 0 | 0 | 5748.512 | 0.10621 | 3 | Industrial_2032_Technical_GWh_After Competition Groups_3 | Air Leak Survey and Repair | 10.62% | 0 | 610.5699 | Industrial_2032_Technical_GWh_After Competition Groups_Air Leak Survey and Repair
Industrial | Ind ¦ Air Compressor Optimization | 2032 | Technical | GWh | After Competition Groups | 462.2589 | 0 | 0 | 5748.512 | 0.080414 | 4 | Industrial_2032_Technical_GWh_After Competition Groups_4 | Air Compressor Optimization | 8.041% | 0 | 462.2589 | Industrial_2032_Technical_GWh_After Competition Groups_Air Compressor Optimization
Industrial | Ind ¦ Efficient Compressed Air Nozzles | 2032 | Technical | GWh | After Competition Groups | 451.8164 | 0 | 0 | 5748.512 | 0.078597 | 5 | Industrial_2032_Technical_GWh_After Competition Groups_5 | Efficient Compressed Air Nozzles | 7.86% | 0 | 451.8164 | Industrial_2032_Technical_GWh_After Competition Groups_Efficient Compressed Air Nozzles
Industrial | Ind ¦ Recommissioning | 2032 | Technical | GWh | After Competition Groups | 428.7719 | 0 | 0 | 5748.512 | 0.074588 | 6 | Industrial_2032_Technical_GWh_After Competition Groups_6 | Recommissioning | 7.459% | 0 | 428.7719 | Industrial_2032_Technical_GWh_After Competition Groups_Recommissioning
Industrial | Ind ¦ SEM | 2032 | Technical | GWh | After Competition Groups | 428.7719 | 0 | 0 | 5748.512 | 0.074588 | 7 | Industrial_2032_Technical_GWh_After Competition Groups_7 | SEM | 7.459% | 0 | 428.7719 | Industrial_2032_Technical_GWh_After Competition Groups_SEM
Industrial | Ind ¦ Pump Equipment Upgrade | 2032 | Technical | GWh | After Competition Groups | 379.1777 | 0 | 0 | 5748.512 | 0.065961 | 8 | Industrial_2032_Technical_GWh_After Competition Groups_8 | Pump Equipment Upgrade | 6.596% | 0 | 379.1777 | Industrial_2032_Technical_GWh_After Competition Groups_Pump Equipment Upgrade
Industrial | Ind ¦ High Efficiency HVAC Fans | 2032 | Technical | GWh | After Competition Groups | 240.1521 | 0 | 0 | 5748.512 | 0.041776 | 9 | Industrial_2032_Technical_GWh_After Competition Groups_9 | High Efficiency HVAC Fans | 4.178% | 0 | 240.1521 | Industrial_2032_Technical_GWh_After Competition Groups_High Efficiency HVAC Fans
Industrial | Ind ¦ Process Optimization (Elec) | 2032 | Technical | GWh | After Competition Groups | 173.7135 | 0 | 0 | 5748.512 | 0.030219 | 10 | Industrial_2032_Technical_GWh_After Competition Groups_10 | Process Optimization (Elec) | 3.022% | 0 | 173.7135 | Industrial_2032_Technical_GWh_After Competition Groups_Process Optimization (Elec)
Industrial | Ind ¦ Premium Efficient Motors | 2032 | Technical | GWh | After Competition Groups | 169.9605 | 0 | 0 | 5748.512 | 0.029566 | 11 | Industrial_2032_Technical_GWh_After Competition Groups_11 | Premium Efficient Motors | 2.957% | 0 | 169.9605 | Industrial_2032_Technical_GWh_After Competition Groups_Premium Efficient Motors
Industrial | Ind ¦ Greenhouse Grow Lights | 2032 | Technical | GWh | After Competition Groups | 163.5814 | 0 | 0 | 5748.512 | 0.028456 | 12 | Industrial_2032_Technical_GWh_After Competition Groups_12 | Greenhouse Grow Lights | 2.846% | 0 | 163.5814 | Industrial_2032_Technical_GWh_After Competition Groups_Greenhouse Grow Lights
Industrial | Ind ¦ HE HVAC Controls | 2032 | Technical | GWh | After Competition Groups | 78.0319 | 0 | 0 | 5748.512 | 0.013574 | 13 | Industrial_2032_Technical_GWh_After Competition Groups_13 | HE HVAC Controls | 1.357% | 0 | 78.0319 | Industrial_2032_Technical_GWh_After Competition Groups_HE HVAC Controls
Industrial | Ind ¦ Material Handling Improvements | 2032 | Technical | GWh | After Competition Groups | 72.6723 | 0 | 0 | 5748.512 | 0.012642 | 14 | Industrial_2032_Technical_GWh_After Competition Groups_14 | Material Handling Improvements | 1.264% | 0 | 72.6723 | Industrial_2032_Technical_GWh_After Competition Groups_Material Handling Improvements
Industrial | Ind ¦ Fan System Optimization | 2032 | Technical | GWh | After Competition Groups | 66.0168 | 0 | 0 | 5748.512 | 0.011484 | 15 | Industrial_2032_Technical_GWh_After Competition Groups_15 | Fan System Optimization | 1.148% | 0 | 66.0168 | Industrial_2032_Technical_GWh_After Competition Groups_Fan System Optimization
Industrial | Ind ¦ Pulp and Paper Process Improvements | 2032 | Technical | GWh | After Competition Groups | 65.8357 | 0 | 0 | 5748.512 | 0.011453 | 16 | Industrial_2032_Technical_GWh_After Competition Groups_16 | Pulp and Paper Process Improvements | 1.145% | 0 | 65.8357 | Industrial_2032_Technical_GWh_After Competition Groups_Pulp and Paper Process Improvements
Industrial | Ind ¦ Refiner Plate Improvements | 2032 | Technical | GWh | After Competition Groups | 54.8398 | 0 | 0 | 5748.512 | 0.0095398 | 17 | Industrial_2032_Technical_GWh_After Competition Groups_17 | Refiner Plate Improvements | 0.954% | 0 | 54.8398 | Industrial_2032_Technical_GWh_After Competition Groups_Refiner Plate Improvements
Industrial | Ind ¦ HE HVAC Units | 2032 | Technical | GWh | After Competition Groups | 51.8638 | 0 | 0 | 5748.512 | 0.0090221 | 18 | Industrial_2032_Technical_GWh_After Competition Groups_18 | HE HVAC Units | 0.9022% | 0 | 51.8638 | Industrial_2032_Technical_GWh_After Competition Groups_HE HVAC Units
Industrial | Ind ¦ Process Heat Recovery | 2032 | Technical | GWh | After Competition Groups | 37.023 | 0 | 0 | 5748.512 | 0.0064404 | 19 | Industrial_2032_Technical_GWh_After Competition Groups_19 | Process Heat Recovery | 0.644% | 0 | 37.023 | Industrial_2032_Technical_GWh_After Competition Groups_Process Heat Recovery
Industrial | Ind ¦ Ventilation Optimization | 2032 | Technical | GWh | After Competition Groups | 34.6166 | 0 | 0 | 5748.512 | 0.0060218 | 20 | Industrial_2032_Technical_GWh_After Competition Groups_20 | Ventilation Optimization | 0.6022% | 0 | 34.6166 | Industrial_2032_Technical_GWh_After Competition Groups_Ventilation Optimization
Industrial | Ind ¦ Cold Storage Retrofit | 2032 | Technical | GWh | After Competition Groups | 23.9223 | 0 | 0 | 5748.512 | 0.0041615 | 21 | Industrial_2032_Technical_GWh_After Competition Groups_21 | Cold Storage Retrofit | 0.4161% | 0 | 23.9223 | Industrial_2032_Technical_GWh_After Competition Groups_Cold Storage Retrofit
Industrial | Ind ¦ VAV Conversion Project | 2032 | Technical | GWh | After Competition Groups | 23.4488 | 0 | 0 | 5748.512 | 0.0040791 | 22 | Industrial_2032_Technical_GWh_After Competition Groups_22 | VAV Conversion Project | 0.4079% | 0 | 23.4488 | Industrial_2032_Technical_GWh_After Competition Groups_VAV Conversion Project
Industrial | Ind ¦ High Efficiency Battery Charger | 2032 | Technical | GWh | After Competition Groups | 22.8091 | 0 | 0 | 5748.512 | 0.0039678 | 23 | Industrial_2032_Technical_GWh_After Competition Groups_23 | High Efficiency Battery Charger | 0.3968% | 0 | 22.8091 | Industrial_2032_Technical_GWh_After Competition Groups_High Efficiency Battery Charger
Industrial | Ind ¦ Synchronous Belts | 2032 | Technical | GWh | After Competition Groups | 21.6012 | 0 | 0 | 5748.512 | 0.0037577 | 24 | Industrial_2032_Technical_GWh_After Competition Groups_24 | Synchronous Belts | 0.3758% | 0 | 21.6012 | Industrial_2032_Technical_GWh_After Competition Groups_Synchronous Belts
Industrial | Ind ¦ Improved Controls - Process Cooling | 2032 | Technical | GWh | After Competition Groups | 20.7616 | 0 | 0 | 5748.512 | 0.0036116 | 25 | Industrial_2032_Technical_GWh_After Competition Groups_25 | Improved Controls - Process Cooling | 0.3612% | 0 | 20.7616 | Industrial_2032_Technical_GWh_After Competition Groups_Improved Controls - Process Cooling
Industrial | Ind ¦ HVLS Fans | 2032 | Technical | GWh | After Competition Groups | 19.1175 | 0 | 0 | 5748.512 | 0.0033256 | 26 | Industrial_2032_Technical_GWh_After Competition Groups_26 | HVLS Fans | 0.3326% | 0 | 19.1175 | Industrial_2032_Technical_GWh_After Competition Groups_HVLS Fans
Industrial | Ind ¦ Efficient Irrigation | 2032 | Technical | GWh | After Competition Groups | 18.503 | 0 | 0 | 5748.512 | 0.0032187 | 27 | Industrial_2032_Technical_GWh_After Competition Groups_27 | Efficient Irrigation | 0.3219% | 0 | 18.503 | Industrial_2032_Technical_GWh_After Competition Groups_Efficient Irrigation
Industrial | Ind ¦ Process Improvements | 2032 | Technical | GWh | After Competition Groups | 17.7195 | 0 | 0 | 5748.512 | 0.0030824 | 28 | Industrial_2032_Technical_GWh_After Competition Groups_28 | Process Improvements | 0.3082% | 0 | 17.7195 | Industrial_2032_Technical_GWh_After Competition Groups_Process Improvements
Industrial | Ind ¦ Refrigeration Compressor VFD | 2032 | Technical | GWh | After Competition Groups | 12.5125 | 0 | 0 | 5748.512 | 0.0021766 | 29 | Industrial_2032_Technical_GWh_After Competition Groups_29 | Refrigeration Compressor VFD | 0.2177% | 0 | 12.5125 | Industrial_2032_Technical_GWh_After Competition Groups_Refrigeration Compressor VFD
Industrial | Ind ¦ Efficient Transformer | 2032 | Technical | GWh | After Competition Groups | 11.4045 | 0 | 0 | 5748.512 | 0.0019839 | 30 | Industrial_2032_Technical_GWh_After Competition Groups_30 | Efficient Transformer | 0.1984% | 0 | 11.4045 | Industrial_2032_Technical_GWh_After Competition Groups_Efficient Transformer
Industrial | Ind ¦ Chiller Optimization | 2032 | Technical | GWh | After Competition Groups | 11.2341 | 0 | 0 | 5748.512 | 0.0019543 | 31 | Industrial_2032_Technical_GWh_After Competition Groups_31 | Chiller Optimization | 0.1954% | 0 | 11.2341 | Industrial_2032_Technical_GWh_After Competition Groups_Chiller Optimization
Industrial | Ind ¦ Improved Controls - Process Heating | 2032 | Technical | GWh | After Competition Groups | 10.7415 | 0 | 0 | 5748.512 | 0.0018686 | 32 | Industrial_2032_Technical_GWh_After Competition Groups_32 | Improved Controls - Process Heating | 0.1869% | 0 | 10.7415 | Industrial_2032_Technical_GWh_After Competition Groups_Improved Controls - Process Heating
Industrial | Ind ¦ High Efficiency Welders | 2032 | Technical | GWh | After Competition Groups | 9.0992 | 0 | 0 | 5748.512 | 0.0015829 | 33 | Industrial_2032_Technical_GWh_After Competition Groups_33 | High Efficiency Welders | 0.1583% | 0 | 9.0992 | Industrial_2032_Technical_GWh_After Competition Groups_High Efficiency Welders
Industrial | Ind ¦ Cooling Tower Optimization | 2032 | Technical | GWh | After Competition Groups | 8.8144 | 0 | 0 | 5748.512 | 0.0015333 | 34 | Industrial_2032_Technical_GWh_After Competition Groups_34 | Cooling Tower Optimization | 0.1533% | 0 | 8.8144 | Industrial_2032_Technical_GWh_After Competition Groups_Cooling Tower Optimization
Industrial | Ind ¦ Engine Block Heater Timer | 2032 | Technical | GWh | After Competition Groups | 6.7839 | 0 | 0 | 5748.512 | 0.0011801 | 35 | Industrial_2032_Technical_GWh_After Competition Groups_35 | Engine Block Heater Timer | 0.118% | 0 | 6.7839 | Industrial_2032_Technical_GWh_After Competition Groups_Engine Block Heater Timer
Industrial | Ind ¦ Low Energy Livestock Waterers | 2032 | Technical | GWh | After Competition Groups | 6.7301 | 0 | 0 | 5748.512 | 0.0011708 | 36 | Industrial_2032_Technical_GWh_After Competition Groups_36 | Low Energy Livestock Waterers | 0.1171% | 0 | 6.7301 | Industrial_2032_Technical_GWh_After Competition Groups_Low Energy Livestock Waterers
Industrial | Ind ¦ Free Cooling | 2032 | Technical | GWh | After Competition Groups | 5.3707 | 0 | 0 | 5748.512 | 0.00093427 | 37 | Industrial_2032_Technical_GWh_After Competition Groups_37 | Free Cooling | 0.09343% | 0 | 5.3707 | Industrial_2032_Technical_GWh_After Competition Groups_Free Cooling
Industrial | Ind ¦ Dairy Pre-Cooler | 2032 | Technical | GWh | After Competition Groups | 5.0413 | 0 | 0 | 5748.512 | 0.00087697 | 38 | Industrial_2032_Technical_GWh_After Competition Groups_38 | Dairy Pre-Cooler | 0.0877% | 0 | 5.0413 | Industrial_2032_Technical_GWh_After Competition Groups_Dairy Pre-Cooler
Industrial | Ind ¦ Air Compressor Heat Recovery | 2032 | Technical | GWh | After Competition Groups | 2.8761 | 0 | 0 | 5748.512 | 0.00050032 | 39 | Industrial_2032_Technical_GWh_After Competition Groups_39 | Air Compressor Heat Recovery | 0.05003% | 0 | 2.8761 | Industrial_2032_Technical_GWh_After Competition Groups_Air Compressor Heat Recovery
Industrial | Ind ¦ Optimize Compressed Air Dryer | 2032 | Technical | GWh | After Competition Groups | 2.117 | 0 | 0 | 5748.512 | 0.00036827 | 40 | Industrial_2032_Technical_GWh_After Competition Groups_40 | Optimize Compressed Air Dryer | 0.03683% | 0 | 2.117 | Industrial_2032_Technical_GWh_After Competition Groups_Optimize Compressed Air Dryer
Industrial | Ind ¦ Heat Lamps/Heat Pad | 2032 | Technical | GWh | After Competition Groups | 1.4786 | 0 | 0 | 5748.512 | 0.00025721 | 41 | Industrial_2032_Technical_GWh_After Competition Groups_41 | Heat Lamps/Heat Pad | 0.02572% | 0 | 1.4786 | Industrial_2032_Technical_GWh_After Competition Groups_Heat Lamps/Heat Pad
Industrial | Ind ¦ Efficient Refrigeration Compressor | 2032 | Technical | GWh | After Competition Groups | 1.0418 | 0 | 0 | 5748.512 | 0.00018124 | 42 | Industrial_2032_Technical_GWh_After Competition Groups_42 | Efficient Refrigeration Compressor | 0.01812% | 0 | 1.0418 | Industrial_2032_Technical_GWh_After Competition Groups_Efficient Refrigeration Compressor
Industrial | Ind ¦ Creep Heat Controller | 2032 | Technical | GWh | After Competition Groups | 0.91781 | 0 | 0 | 5748.512 | 0.00015966 | 43 | Industrial_2032_Technical_GWh_After Competition Groups_43 | Creep Heat Controller | 0.01597% | 0 | 0.91781 | Industrial_2032_Technical_GWh_After Competition Groups_Creep Heat Controller
Industrial | Ind ¦ Dual and Natural Exhaust Ventilation Systems | 2032 | Technical | GWh | After Competition Groups | 0.39324 | 0 | 0 | 5748.512 | 6.8407e-05 | 44 | Industrial_2032_Technical_GWh_After Competition Groups_44 | Dual and Natural Exhaust Ventilation Systems | 0.006841% | 0 | 0.39324 | Industrial_2032_Technical_GWh_After Competition Groups_Dual and Natural Exhaust Ventilation Systems
Industrial | Ind ¦ Dairy Water Heater | 2032 | Technical | GWh | After Competition Groups | 0.27965 | 0 | 0 | 5748.512 | 4.8647e-05 | 45 | Industrial_2032_Technical_GWh_After Competition Groups_45 | Dairy Water Heater | 0.004865% | 0 | 0.27965 | Industrial_2032_Technical_GWh_After Competition Groups_Dairy Water Heater
Industrial | Ind ¦ Pump System Optimization | 2033 | Economic | GWh | After Competition Groups | 835.3175 | 0 | 0 | 4977.8288 | 0.16781 | 1 | Industrial_2033_Economic_GWh_After Competition Groups_1 | Pump System Optimization | 16.78% | 0 | 835.3175 | Industrial_2033_Economic_GWh_After Competition Groups_Pump System Optimization
Industrial | Ind ¦ Air Leak Survey and Repair | 2033 | Economic | GWh | After Competition Groups | 609.1031 | 0 | 0 | 4977.8288 | 0.12236 | 2 | Industrial_2033_Economic_GWh_After Competition Groups_2 | Air Leak Survey and Repair | 12.24% | 0 | 609.1031 | Industrial_2033_Economic_GWh_After Competition Groups_Air Leak Survey and Repair
Industrial | Ind ¦ Air Compressor Optimization | 2033 | Economic | GWh | After Competition Groups | 469.6184 | 0 | 0 | 4977.8288 | 0.094342 | 3 | Industrial_2033_Economic_GWh_After Competition Groups_3 | Air Compressor Optimization | 9.434% | 0 | 469.6184 | Industrial_2033_Economic_GWh_After Competition Groups_Air Compressor Optimization
Industrial | Ind ¦ Efficient Compressed Air Nozzles | 2033 | Economic | GWh | After Competition Groups | 458.1269 | 0 | 0 | 4977.8288 | 0.092033 | 4 | Industrial_2033_Economic_GWh_After Competition Groups_4 | Efficient Compressed Air Nozzles | 9.203% | 0 | 458.1269 | Industrial_2033_Economic_GWh_After Competition Groups_Efficient Compressed Air Nozzles
Industrial | Ind ¦ Recommissioning | 2033 | Economic | GWh | After Competition Groups | 427.3024 | 0 | 0 | 4977.8288 | 0.085841 | 5 | Industrial_2033_Economic_GWh_After Competition Groups_5 | Recommissioning | 8.584% | 0 | 427.3024 | Industrial_2033_Economic_GWh_After Competition Groups_Recommissioning
Industrial | Ind ¦ SEM | 2033 | Economic | GWh | After Competition Groups | 427.3024 | 0 | 0 | 4977.8288 | 0.085841 | 6 | Industrial_2033_Economic_GWh_After Competition Groups_6 | SEM | 8.584% | 0 | 427.3024 | Industrial_2033_Economic_GWh_After Competition Groups_SEM
Industrial | Ind ¦ Pump Equipment Upgrade | 2033 | Economic | GWh | After Competition Groups | 385.2415 | 0 | 0 | 4977.8288 | 0.077391 | 7 | Industrial_2033_Economic_GWh_After Competition Groups_7 | Pump Equipment Upgrade | 7.739% | 0 | 385.2415 | Industrial_2033_Economic_GWh_After Competition Groups_Pump Equipment Upgrade
Industrial | Ind ¦ HE Lighting | 2033 | Economic | GWh | After Competition Groups | 313.4494 | 0 | 0 | 4977.8288 | 0.062969 | 8 | Industrial_2033_Economic_GWh_After Competition Groups_8 | HE Lighting | 6.297% | 0 | 313.4494 | Industrial_2033_Economic_GWh_After Competition Groups_HE Lighting
Industrial | Ind ¦ High Efficiency HVAC Fans | 2033 | Economic | GWh | After Competition Groups | 243.2452 | 0 | 0 | 4977.8288 | 0.048866 | 9 | Industrial_2033_Economic_GWh_After Competition Groups_9 | High Efficiency HVAC Fans | 4.887% | 0 | 243.2452 | Industrial_2033_Economic_GWh_After Competition Groups_High Efficiency HVAC Fans
Industrial | Ind ¦ Process Optimization (Elec) | 2033 | Economic | GWh | After Competition Groups | 172.974 | 0 | 0 | 4977.8288 | 0.034749 | 10 | Industrial_2033_Economic_GWh_After Competition Groups_10 | Process Optimization (Elec) | 3.475% | 0 | 172.974 | Industrial_2033_Economic_GWh_After Competition Groups_Process Optimization (Elec)
Industrial | Ind ¦ Greenhouse Grow Lights | 2033 | Economic | GWh | After Competition Groups | 165.6354 | 0 | 0 | 4977.8288 | 0.033275 | 11 | Industrial_2033_Economic_GWh_After Competition Groups_11 | Greenhouse Grow Lights | 3.327% | 0 | 165.6354 | Industrial_2033_Economic_GWh_After Competition Groups_Greenhouse Grow Lights
Industrial | Ind ¦ Material Handling Improvements | 2033 | Economic | GWh | After Competition Groups | 73.6055 | 0 | 0 | 4977.8288 | 0.014787 | 12 | Industrial_2033_Economic_GWh_After Competition Groups_12 | Material Handling Improvements | 1.479% | 0 | 73.6055 | Industrial_2033_Economic_GWh_After Competition Groups_Material Handling Improvements
Industrial | Ind ¦ Fan System Optimization | 2033 | Economic | GWh | After Competition Groups | 66.578 | 0 | 0 | 4977.8288 | 0.013375 | 13 | Industrial_2033_Economic_GWh_After Competition Groups_13 | Fan System Optimization | 1.337% | 0 | 66.578 | Industrial_2033_Economic_GWh_After Competition Groups_Fan System Optimization
Industrial | Ind ¦ Pulp and Paper Process Improvements | 2033 | Economic | GWh | After Competition Groups | 65.4098 | 0 | 0 | 4977.8288 | 0.01314 | 14 | Industrial_2033_Economic_GWh_After Competition Groups_14 | Pulp and Paper Process Improvements | 1.314% | 0 | 65.4098 | Industrial_2033_Economic_GWh_After Competition Groups_Pulp and Paper Process Improvements
Industrial | Ind ¦ Refiner Plate Improvements | 2033 | Economic | GWh | After Competition Groups | 55.5851 | 0 | 0 | 4977.8288 | 0.011167 | 15 | Industrial_2033_Economic_GWh_After Competition Groups_15 | Refiner Plate Improvements | 1.117% | 0 | 55.5851 | Industrial_2033_Economic_GWh_After Competition Groups_Refiner Plate Improvements
Industrial | Ind ¦ Process Heat Recovery | 2033 | Economic | GWh | After Competition Groups | 36.9026 | 0 | 0 | 4977.8288 | 0.0074134 | 16 | Industrial_2033_Economic_GWh_After Competition Groups_16 | Process Heat Recovery | 0.7413% | 0 | 36.9026 | Industrial_2033_Economic_GWh_After Competition Groups_Process Heat Recovery
Industrial | Ind ¦ VAV Conversion Project | 2033 | Economic | GWh | After Competition Groups | 23.2587 | 0 | 0 | 4977.8288 | 0.0046725 | 17 | Industrial_2033_Economic_GWh_After Competition Groups_17 | VAV Conversion Project | 0.4672% | 0 | 23.2587 | Industrial_2033_Economic_GWh_After Competition Groups_VAV Conversion Project
Industrial | Ind ¦ High Efficiency Battery Charger | 2033 | Economic | GWh | After Competition Groups | 23.1592 | 0 | 0 | 4977.8288 | 0.0046525 | 18 | Industrial_2033_Economic_GWh_After Competition Groups_18 | High Efficiency Battery Charger | 0.4652% | 0 | 23.1592 | Industrial_2033_Economic_GWh_After Competition Groups_High Efficiency Battery Charger
Industrial | Ind ¦ Improved Controls - Process Cooling | 2033 | Economic | GWh | After Competition Groups | 20.7146 | 0 | 0 | 4977.8288 | 0.0041614 | 19 | Industrial_2033_Economic_GWh_After Competition Groups_19 | Improved Controls - Process Cooling | 0.4161% | 0 | 20.7146 | Industrial_2033_Economic_GWh_After Competition Groups_Improved Controls - Process Cooling
Industrial | Ind ¦ Efficient Irrigation | 2033 | Economic | GWh | After Competition Groups | 18.7835 | 0 | 0 | 4977.8288 | 0.0037734 | 20 | Industrial_2033_Economic_GWh_After Competition Groups_20 | Efficient Irrigation | 0.3773% | 0 | 18.7835 | Industrial_2033_Economic_GWh_After Competition Groups_Efficient Irrigation
Industrial | Ind ¦ Process Improvements | 2033 | Economic | GWh | After Competition Groups | 17.6648 | 0 | 0 | 4977.8288 | 0.0035487 | 21 | Industrial_2033_Economic_GWh_After Competition Groups_21 | Process Improvements | 0.3549% | 0 | 17.6648 | Industrial_2033_Economic_GWh_After Competition Groups_Process Improvements
Industrial | Ind ¦ Ventilation Optimization | 2033 | Economic | GWh | After Competition Groups | 15.2217 | 0 | 0 | 4977.8288 | 0.0030579 | 22 | Industrial_2033_Economic_GWh_After Competition Groups_22 | Ventilation Optimization | 0.3058% | 0 | 15.2217 | Industrial_2033_Economic_GWh_After Competition Groups_Ventilation Optimization
Industrial | Ind ¦ Refrigeration Compressor VFD | 2033 | Economic | GWh | After Competition Groups | 12.7288 | 0 | 0 | 4977.8288 | 0.0025571 | 23 | Industrial_2033_Economic_GWh_After Competition Groups_23 | Refrigeration Compressor VFD | 0.2557% | 0 | 12.7288 | Industrial_2033_Economic_GWh_After Competition Groups_Refrigeration Compressor VFD
Industrial | Ind ¦ Improved Controls - Process Heating | 2033 | Economic | GWh | After Competition Groups | 10.7341 | 0 | 0 | 4977.8288 | 0.0021564 | 24 | Industrial_2033_Economic_GWh_After Competition Groups_24 | Improved Controls - Process Heating | 0.2156% | 0 | 10.7341 | Industrial_2033_Economic_GWh_After Competition Groups_Improved Controls - Process Heating
Industrial | Ind ¦ Cooling Tower Optimization | 2033 | Economic | GWh | After Competition Groups | 8.7706 | 0 | 0 | 4977.8288 | 0.0017619 | 25 | Industrial_2033_Economic_GWh_After Competition Groups_25 | Cooling Tower Optimization | 0.1762% | 0 | 8.7706 | Industrial_2033_Economic_GWh_After Competition Groups_Cooling Tower Optimization
Industrial | Ind ¦ Engine Block Heater Timer | 2033 | Economic | GWh | After Competition Groups | 6.7659 | 0 | 0 | 4977.8288 | 0.0013592 | 26 | Industrial_2033_Economic_GWh_After Competition Groups_26 | Engine Block Heater Timer | 0.1359% | 0 | 6.7659 | Industrial_2033_Economic_GWh_After Competition Groups_Engine Block Heater Timer
Industrial | Ind ¦ Free Cooling | 2033 | Economic | GWh | After Competition Groups | 5.3671 | 0 | 0 | 4977.8288 | 0.0010782 | 27 | Industrial_2033_Economic_GWh_After Competition Groups_27 | Free Cooling | 0.1078% | 0 | 5.3671 | Industrial_2033_Economic_GWh_After Competition Groups_Free Cooling
Industrial | Ind ¦ Dairy Pre-Cooler | 2033 | Economic | GWh | After Competition Groups | 5.1054 | 0 | 0 | 4977.8288 | 0.0010256 | 28 | Industrial_2033_Economic_GWh_After Competition Groups_28 | Dairy Pre-Cooler | 0.1026% | 0 | 5.1054 | Industrial_2033_Economic_GWh_After Competition Groups_Dairy Pre-Cooler
Industrial | Ind ¦ Air Compressor Heat Recovery | 2033 | Economic | GWh | After Competition Groups | 2.8595 | 0 | 0 | 4977.8288 | 0.00057444 | 29 | Industrial_2033_Economic_GWh_After Competition Groups_29 | Air Compressor Heat Recovery | 0.05744% | 0 | 2.8595 | Industrial_2033_Economic_GWh_After Competition Groups_Air Compressor Heat Recovery
Industrial | Ind ¦ Efficient Refrigeration Compressor | 2033 | Economic | GWh | After Competition Groups | 1.0562 | 0 | 0 | 4977.8288 | 0.00021217 | 30 | Industrial_2033_Economic_GWh_After Competition Groups_30 | Efficient Refrigeration Compressor | 0.02122% | 0 | 1.0562 | Industrial_2033_Economic_GWh_After Competition Groups_Efficient Refrigeration Compressor
Industrial | Ind ¦ Dairy Water Heater | 2033 | Economic | GWh | After Competition Groups | 0.12938 | 0 | 0 | 4977.8288 | 2.5992e-05 | 31 | Industrial_2033_Economic_GWh_After Competition Groups_31 | Dairy Water Heater | 0.002599% | 0 | 0.12938 | Industrial_2033_Economic_GWh_After Competition Groups_Dairy Water Heater
Industrial | Ind ¦ Heat Lamps/Heat Pad | 2033 | Economic | GWh | After Competition Groups | 0.11227 | 0 | 0 | 4977.8288 | 2.2553e-05 | 32 | Industrial_2033_Economic_GWh_After Competition Groups_32 | Heat Lamps/Heat Pad | 0.002255% | 0 | 0.11227 | Industrial_2033_Economic_GWh_After Competition Groups_Heat Lamps/Heat Pad
Industrial | Ind ¦ Pump System Optimization | 2033 | SC A | GWh | After Competition Groups | 381.1746 | 6087715.3745 | 6.0877 | 2250.9993 | 0.16934 | 1 | Industrial_2033_SC A_GWh_After Competition Groups_1 | Pump System Optimization | 16.93% | 6.0877 | 381.1746 | Industrial_2033_SC A_GWh_After Competition Groups_Pump System Optimization
Industrial | Ind ¦ Air Compressor Optimization | 2033 | SC A | GWh | After Competition Groups | 376.1404 | 935465.1266 | 0.93547 | 2250.9993 | 0.1671 | 2 | Industrial_2033_SC A_GWh_After Competition Groups_2 | Air Compressor Optimization | 16.71% | 0.93547 | 376.1404 | Industrial_2033_SC A_GWh_After Competition Groups_Air Compressor Optimization
Industrial | Ind ¦ Air Leak Survey and Repair | 2033 | SC A | GWh | After Competition Groups | 297.0238 | 572156.5415 | 0.57216 | 2250.9993 | 0.13195 | 3 | Industrial_2033_SC A_GWh_After Competition Groups_3 | Air Leak Survey and Repair | 13.2% | 0.57216 | 297.0238 | Industrial_2033_SC A_GWh_After Competition Groups_Air Leak Survey and Repair
Industrial | Ind ¦ Recommissioning | 2033 | SC A | GWh | After Competition Groups | 210.3355 | 2452532.6852 | 2.4525 | 2250.9993 | 0.093441 | 4 | Industrial_2033_SC A_GWh_After Competition Groups_4 | Recommissioning | 9.344% | 2.4525 | 210.3355 | Industrial_2033_SC A_GWh_After Competition Groups_Recommissioning
Industrial | Ind ¦ SEM | 2033 | SC A | GWh | After Competition Groups | 210.3355 | 2452532.6852 | 2.4525 | 2250.9993 | 0.093441 | 5 | Industrial_2033_SC A_GWh_After Competition Groups_5 | SEM | 9.344% | 2.4525 | 210.3355 | Industrial_2033_SC A_GWh_After Competition Groups_SEM
Industrial | Ind ¦ Efficient Compressed Air Nozzles | 2033 | SC A | GWh | After Competition Groups | 172.1424 | 492255.2797 | 0.49226 | 2250.9993 | 0.076474 | 6 | Industrial_2033_SC A_GWh_After Competition Groups_6 | Efficient Compressed Air Nozzles | 7.647% | 0.49226 | 172.1424 | Industrial_2033_SC A_GWh_After Competition Groups_Efficient Compressed Air Nozzles
Industrial | Ind ¦ Pump Equipment Upgrade | 2033 | SC A | GWh | After Competition Groups | 166.0302 | 3225329.9918 | 3.2253 | 2250.9993 | 0.073758 | 7 | Industrial_2033_SC A_GWh_After Competition Groups_7 | Pump Equipment Upgrade | 7.376% | 3.2253 | 166.0302 | Industrial_2033_SC A_GWh_After Competition Groups_Pump Equipment Upgrade
Industrial | Ind ¦ High Efficiency HVAC Fans | 2033 | SC A | GWh | After Competition Groups | 128.7473 | 2201523.4606 | 2.2015 | 2250.9993 | 0.057196 | 8 | Industrial_2033_SC A_GWh_After Competition Groups_8 | High Efficiency HVAC Fans | 5.72% | 2.2015 | 128.7473 | Industrial_2033_SC A_GWh_After Competition Groups_High Efficiency HVAC Fans
Industrial | Ind ¦ Fan System Optimization | 2033 | SC A | GWh | After Competition Groups | 53.491 | 564596.2424 | 0.5646 | 2250.9993 | 0.023763 | 9 | Industrial_2033_SC A_GWh_After Competition Groups_9 | Fan System Optimization | 2.376% | 0.5646 | 53.491 | Industrial_2033_SC A_GWh_After Competition Groups_Fan System Optimization
Industrial | Ind ¦ Greenhouse Grow Lights | 2033 | SC A | GWh | After Competition Groups | 50.6366 | 1069049.8811 | 1.069 | 2250.9993 | 0.022495 | 10 | Industrial_2033_SC A_GWh_After Competition Groups_10 | Greenhouse Grow Lights | 2.25% | 1.069 | 50.6366 | Industrial_2033_SC A_GWh_After Competition Groups_Greenhouse Grow Lights
Industrial | Ind ¦ Material Handling Improvements | 2033 | SC A | GWh | After Competition Groups | 40.9475 | 163646.7418 | 0.16365 | 2250.9993 | 0.018191 | 11 | Industrial_2033_SC A_GWh_After Competition Groups_11 | Material Handling Improvements | 1.819% | 0.16365 | 40.9475 | Industrial_2033_SC A_GWh_After Competition Groups_Material Handling Improvements
Industrial | Ind ¦ Process Optimization (Elec) | 2033 | SC A | GWh | After Competition Groups | 38.6143 | 500190.7339 | 0.50019 | 2250.9993 | 0.017154 | 12 | Industrial_2033_SC A_GWh_After Competition Groups_12 | Process Optimization (Elec) | 1.715% | 0.50019 | 38.6143 | Industrial_2033_SC A_GWh_After Competition Groups_Process Optimization (Elec)
Industrial | Ind ¦ Refiner Plate Improvements | 2033 | SC A | GWh | After Competition Groups | 19.59 | 195656.2216 | 0.19566 | 2250.9993 | 0.0087028 | 13 | Industrial_2033_SC A_GWh_After Competition Groups_13 | Refiner Plate Improvements | 0.8703% | 0.19566 | 19.59 | Industrial_2033_SC A_GWh_After Competition Groups_Refiner Plate Improvements
Industrial | Ind ¦ Process Heat Recovery | 2033 | SC A | GWh | After Competition Groups | 17.6722 | 454508.3764 | 0.45451 | 2250.9993 | 0.0078508 | 14 | Industrial_2033_SC A_GWh_After Competition Groups_14 | Process Heat Recovery | 0.7851% | 0.45451 | 17.6722 | Industrial_2033_SC A_GWh_After Competition Groups_Process Heat Recovery
Industrial | Ind ¦ HE Lighting | 2033 | SC A | GWh | After Competition Groups | 14.053 | 631027.9606 | 0.63103 | 2250.9993 | 0.006243 | 15 | Industrial_2033_SC A_GWh_After Competition Groups_15 | HE Lighting | 0.6243% | 0.63103 | 14.053 | Industrial_2033_SC A_GWh_After Competition Groups_HE Lighting
Industrial | Ind ¦ VAV Conversion Project | 2033 | SC A | GWh | After Competition Groups | 12.7463 | 442100.1918 | 0.4421 | 2250.9993 | 0.0056625 | 16 | Industrial_2033_SC A_GWh_After Competition Groups_16 | VAV Conversion Project | 0.5663% | 0.4421 | 12.7463 | Industrial_2033_SC A_GWh_After Competition Groups_VAV Conversion Project
Industrial | Ind ¦ Pulp and Paper Process Improvements | 2033 | SC A | GWh | After Competition Groups | 10.8491 | 313985.3521 | 0.31399 | 2250.9993 | 0.0048197 | 17 | Industrial_2033_SC A_GWh_After Competition Groups_17 | Pulp and Paper Process Improvements | 0.482% | 0.31399 | 10.8491 | Industrial_2033_SC A_GWh_After Competition Groups_Pulp and Paper Process Improvements
Industrial | Ind ¦ Improved Controls - Process Cooling | 2033 | SC A | GWh | After Competition Groups | 10.6203 | 239835.7349 | 0.23984 | 2250.9993 | 0.004718 | 18 | Industrial_2033_SC A_GWh_After Competition Groups_18 | Improved Controls - Process Cooling | 0.4718% | 0.23984 | 10.6203 | Industrial_2033_SC A_GWh_After Competition Groups_Improved Controls - Process Cooling
Industrial | Ind ¦ Process Improvements | 2033 | SC A | GWh | After Competition Groups | 8.0312 | 103619.615 | 0.10362 | 2250.9993 | 0.0035678 | 19 | Industrial_2033_SC A_GWh_After Competition Groups_19 | Process Improvements | 0.3568% | 0.10362 | 8.0312 | Industrial_2033_SC A_GWh_After Competition Groups_Process Improvements
Industrial | Ind ¦ High Efficiency Battery Charger | 2033 | SC A | GWh | After Competition Groups | 7.0419 | 194178.1543 | 0.19418 | 2250.9993 | 0.0031284 | 20 | Industrial_2033_SC A_GWh_After Competition Groups_20 | High Efficiency Battery Charger | 0.3128% | 0.19418 | 7.0419 | Industrial_2033_SC A_GWh_After Competition Groups_High Efficiency Battery Charger
Industrial | Ind ¦ Improved Controls - Process Heating | 2033 | SC A | GWh | After Competition Groups | 5.3543 | 120559.8911 | 0.12056 | 2250.9993 | 0.0023786 | 21 | Industrial_2033_SC A_GWh_After Competition Groups_21 | Improved Controls - Process Heating | 0.2379% | 0.12056 | 5.3543 | Industrial_2033_SC A_GWh_After Competition Groups_Improved Controls - Process Heating
Industrial | Ind ¦ Ventilation Optimization | 2033 | SC A | GWh | After Competition Groups | 4.5871 | 79695.8827 | 0.079696 | 2250.9993 | 0.0020378 | 22 | Industrial_2033_SC A_GWh_After Competition Groups_22 | Ventilation Optimization | 0.2038% | 0.079696 | 4.5871 | Industrial_2033_SC A_GWh_After Competition Groups_Ventilation Optimization
Industrial | Ind ¦ Refrigeration Compressor VFD | 2033 | SC A | GWh | After Competition Groups | 4.39 | 69181.0187 | 0.069181 | 2250.9993 | 0.0019502 | 23 | Industrial_2033_SC A_GWh_After Competition Groups_23 | Refrigeration Compressor VFD | 0.195% | 0.069181 | 4.39 | Industrial_2033_SC A_GWh_After Competition Groups_Refrigeration Compressor VFD
Industrial | Ind ¦ Engine Block Heater Timer | 2033 | SC A | GWh | After Competition Groups | 3.1577 | 40547.9026 | 0.040548 | 2250.9993 | 0.0014028 | 24 | Industrial_2033_SC A_GWh_After Competition Groups_24 | Engine Block Heater Timer | 0.1403% | 0.040548 | 3.1577 | Industrial_2033_SC A_GWh_After Competition Groups_Engine Block Heater Timer
Industrial | Ind ¦ Efficient Irrigation | 2033 | SC A | GWh | After Competition Groups | 2.2537 | 105195.0705 | 0.1052 | 2250.9993 | 0.0010012 | 25 | Industrial_2033_SC A_GWh_After Competition Groups_25 | Efficient Irrigation | 0.1001% | 0.1052 | 2.2537 | Industrial_2033_SC A_GWh_After Competition Groups_Efficient Irrigation
Industrial | Ind ¦ Air Compressor Heat Recovery | 2033 | SC A | GWh | After Competition Groups | 1.4365 | 36172.0325 | 0.036172 | 2250.9993 | 0.00063817 | 26 | Industrial_2033_SC A_GWh_After Competition Groups_26 | Air Compressor Heat Recovery | 0.06382% | 0.036172 | 1.4365 | Industrial_2033_SC A_GWh_After Competition Groups_Air Compressor Heat Recovery
Industrial | Ind ¦ Dairy Pre-Cooler | 2033 | SC A | GWh | After Competition Groups | 1.3819 | 23838.8917 | 0.023839 | 2250.9993 | 0.00061391 | 27 | Industrial_2033_SC A_GWh_After Competition Groups_27 | Dairy Pre-Cooler | 0.06139% | 0.023839 | 1.3819 | Industrial_2033_SC A_GWh_After Competition Groups_Dairy Pre-Cooler
Industrial | Ind ¦ Cooling Tower Optimization | 2033 | SC A | GWh | After Competition Groups | 1.002 | 18473.2515 | 0.018473 | 2250.9993 | 0.00044513 | 28 | Industrial_2033_SC A_GWh_After Competition Groups_28 | Cooling Tower Optimization | 0.04451% | 0.018473 | 1.002 | Industrial_2033_SC A_GWh_After Competition Groups_Cooling Tower Optimization
Industrial | Ind ¦ Efficient Refrigeration Compressor | 2033 | SC A | GWh | After Competition Groups | 0.72426 | 7556.1252 | 0.0075561 | 2250.9993 | 0.00032175 | 29 | Industrial_2033_SC A_GWh_After Competition Groups_29 | Efficient Refrigeration Compressor | 0.03217% | 0.0075561 | 0.72426 | Industrial_2033_SC A_GWh_After Competition Groups_Efficient Refrigeration Compressor
Industrial | Ind ¦ Heat Lamps/Heat Pad | 2033 | SC A | GWh | After Competition Groups | 0.40026 | 4169.9597 | 0.00417 | 2250.9993 | 0.00017781 | 30 | Industrial_2033_SC A_GWh_After Competition Groups_30 | Heat Lamps/Heat Pad | 0.01778% | 0.00417 | 0.40026 | Industrial_2033_SC A_GWh_After Competition Groups_Heat Lamps/Heat Pad
Industrial | Ind ¦ Dairy Water Heater | 2033 | SC A | GWh | After Competition Groups | 0.072802 | 1099.1314 | 0.0010991 | 2250.9993 | 3.2342e-05 | 31 | Industrial_2033_SC A_GWh_After Competition Groups_31 | Dairy Water Heater | 0.003234% | 0.0010991 | 0.072802 | Industrial_2033_SC A_GWh_After Competition Groups_Dairy Water Heater
Industrial | Ind ¦ Free Cooling | 2033 | SC A | GWh | After Competition Groups | 0.015862 | 371.7841 | 0.00037178 | 2250.9993 | 7.0466e-06 | 32 | Industrial_2033_SC A_GWh_After Competition Groups_32 | Free Cooling | 0.0007047% | 0.00037178 | 0.015862 | Industrial_2033_SC A_GWh_After Competition Groups_Free Cooling
Industrial | Ind ¦ Pump System Optimization | 2033 | SC B | GWh | After Competition Groups | 564.3191 | 24505688.0365 | 24.5057 | 3698.4976 | 0.15258 | 1 | Industrial_2033_SC B_GWh_After Competition Groups_1 | Pump System Optimization | 15.26% | 24.5057 | 564.3191 | Industrial_2033_SC B_GWh_After Competition Groups_Pump System Optimization
Industrial | Ind ¦ Air Leak Survey and Repair | 2033 | SC B | GWh | After Competition Groups | 541.9809 | 428211.8264 | 0.42821 | 3698.4976 | 0.14654 | 2 | Industrial_2033_SC B_GWh_After Competition Groups_2 | Air Leak Survey and Repair | 14.65% | 0.42821 | 541.9809 | Industrial_2033_SC B_GWh_After Competition Groups_Air Leak Survey and Repair
Industrial | Ind ¦ Recommissioning | 2033 | SC B | GWh | After Competition Groups | 383.6432 | 1834266.0372 | 1.8343 | 3698.4976 | 0.10373 | 3 | Industrial_2033_SC B_GWh_After Competition Groups_3 | Recommissioning | 10.37% | 1.8343 | 383.6432 | Industrial_2033_SC B_GWh_After Competition Groups_Recommissioning
Industrial | Ind ¦ SEM | 2033 | SC B | GWh | After Competition Groups | 383.6432 | 1834266.0372 | 1.8343 | 3698.4976 | 0.10373 | 4 | Industrial_2033_SC B_GWh_After Competition Groups_4 | SEM | 10.37% | 1.8343 | 383.6432 | Industrial_2033_SC B_GWh_After Competition Groups_SEM
Industrial | Ind ¦ Air Compressor Optimization | 2033 | SC B | GWh | After Competition Groups | 376.1404 | 935371.5801 | 0.93537 | 3698.4976 | 0.1017 | 5 | Industrial_2033_SC B_GWh_After Competition Groups_5 | Air Compressor Optimization | 10.17% | 0.93537 | 376.1404 | Industrial_2033_SC B_GWh_After Competition Groups_Air Compressor Optimization
Industrial | Ind ¦ Efficient Compressed Air Nozzles | 2033 | SC B | GWh | After Competition Groups | 319.2485 | 440041.7373 | 0.44004 | 3698.4976 | 0.086318 | 6 | Industrial_2033_SC B_GWh_After Competition Groups_6 | Efficient Compressed Air Nozzles | 8.632% | 0.44004 | 319.2485 | Industrial_2033_SC B_GWh_After Competition Groups_Efficient Compressed Air Nozzles
Industrial | Ind ¦ Pump Equipment Upgrade | 2033 | SC B | GWh | After Competition Groups | 255.533 | 14133943.6733 | 14.1339 | 3698.4976 | 0.069091 | 7 | Industrial_2033_SC B_GWh_After Competition Groups_7 | Pump Equipment Upgrade | 6.909% | 14.1339 | 255.533 | Industrial_2033_SC B_GWh_After Competition Groups_Pump Equipment Upgrade
Industrial | Ind ¦ High Efficiency HVAC Fans | 2033 | SC B | GWh | After Competition Groups | 194.8206 | 1812180.3543 | 1.8122 | 3698.4976 | 0.052676 | 8 | Industrial_2033_SC B_GWh_After Competition Groups_8 | High Efficiency HVAC Fans | 5.268% | 1.8122 | 194.8206 | Industrial_2033_SC B_GWh_After Competition Groups_High Efficiency HVAC Fans
Industrial | Ind ¦ HE Lighting | 2033 | SC B | GWh | After Competition Groups | 139.566 | 9461097.2173 | 9.4611 | 3698.4976 | 0.037736 | 9 | Industrial_2033_SC B_GWh_After Competition Groups_9 | HE Lighting | 3.774% | 9.4611 | 139.566 | Industrial_2033_SC B_GWh_After Competition Groups_HE Lighting
Industrial | Ind ¦ Greenhouse Grow Lights | 2033 | SC B | GWh | After Competition Groups | 121.4477 | 3604011.8627 | 3.604 | 3698.4976 | 0.032837 | 10 | Industrial_2033_SC B_GWh_After Competition Groups_10 | Greenhouse Grow Lights | 3.284% | 3.604 | 121.4477 | Industrial_2033_SC B_GWh_After Competition Groups_Greenhouse Grow Lights
Industrial | Ind ¦ Material Handling Improvements | 2033 | SC B | GWh | After Competition Groups | 57.4998 | 133769.9606 | 0.13377 | 3698.4976 | 0.015547 | 11 | Industrial_2033_SC B_GWh_After Competition Groups_11 | Material Handling Improvements | 1.555% | 0.13377 | 57.4998 | Industrial_2033_SC B_GWh_After Competition Groups_Material Handling Improvements
Industrial | Ind ¦ Fan System Optimization | 2033 | SC B | GWh | After Competition Groups | 55.8633 | 1038293.1772 | 1.0383 | 3698.4976 | 0.015104 | 12 | Industrial_2033_SC B_GWh_After Competition Groups_12 | Fan System Optimization | 1.51% | 1.0383 | 55.8633 | Industrial_2033_SC B_GWh_After Competition Groups_Fan System Optimization
Industrial | Ind ¦ Pulp and Paper Process Improvements | 2033 | SC B | GWh | After Competition Groups | 55.3551 | 1327562.2522 | 1.3276 | 3698.4976 | 0.014967 | 13 | Industrial_2033_SC B_GWh_After Competition Groups_13 | Pulp and Paper Process Improvements | 1.497% | 1.3276 | 55.3551 | Industrial_2033_SC B_GWh_After Competition Groups_Pulp and Paper Process Improvements
Industrial | Ind ¦ Process Optimization (Elec) | 2033 | SC B | GWh | After Competition Groups | 38.6143 | 500140.7149 | 0.50014 | 3698.4976 | 0.010441 | 14 | Industrial_2033_SC B_GWh_After Competition Groups_14 | Process Optimization (Elec) | 1.044% | 0.50014 | 38.6143 | Industrial_2033_SC B_GWh_After Competition Groups_Process Optimization (Elec)
Industrial | Ind ¦ Refiner Plate Improvements | 2033 | SC B | GWh | After Competition Groups | 37.4044 | 189076.6126 | 0.18908 | 3698.4976 | 0.010113 | 15 | Industrial_2033_SC B_GWh_After Competition Groups_15 | Refiner Plate Improvements | 1.011% | 0.18908 | 37.4044 | Industrial_2033_SC B_GWh_After Competition Groups_Refiner Plate Improvements
Industrial | Ind ¦ Process Heat Recovery | 2033 | SC B | GWh | After Competition Groups | 32.8336 | 361332.4405 | 0.36133 | 3698.4976 | 0.0088775 | 16 | Industrial_2033_SC B_GWh_After Competition Groups_16 | Process Heat Recovery | 0.8878% | 0.36133 | 32.8336 | Industrial_2033_SC B_GWh_After Competition Groups_Process Heat Recovery
Industrial | Ind ¦ VAV Conversion Project | 2033 | SC B | GWh | After Competition Groups | 23.8852 | 364597.6791 | 0.3646 | 3698.4976 | 0.0064581 | 17 | Industrial_2033_SC B_GWh_After Competition Groups_17 | VAV Conversion Project | 0.6458% | 0.3646 | 23.8852 | Industrial_2033_SC B_GWh_After Competition Groups_VAV Conversion Project
Industrial | Ind ¦ Improved Controls - Process Cooling | 2033 | SC B | GWh | After Competition Groups | 19.3893 | 181470.0139 | 0.18147 | 3698.4976 | 0.0052425 | 18 | Industrial_2033_SC B_GWh_After Competition Groups_18 | Improved Controls - Process Cooling | 0.5242% | 0.18147 | 19.3893 | Industrial_2033_SC B_GWh_After Competition Groups_Improved Controls - Process Cooling
Industrial | Ind ¦ High Efficiency Battery Charger | 2033 | SC B | GWh | After Competition Groups | 17.2885 | 403007.9504 | 0.40301 | 3698.4976 | 0.0046745 | 19 | Industrial_2033_SC B_GWh_After Competition Groups_19 | High Efficiency Battery Charger | 0.4674% | 0.40301 | 17.2885 | Industrial_2033_SC B_GWh_After Competition Groups_High Efficiency Battery Charger
Industrial | Ind ¦ Process Improvements | 2033 | SC B | GWh | After Competition Groups | 15.3515 | 111323.3545 | 0.11132 | 3698.4976 | 0.0041507 | 20 | Industrial_2033_SC B_GWh_After Competition Groups_20 | Process Improvements | 0.4151% | 0.11132 | 15.3515 | Industrial_2033_SC B_GWh_After Competition Groups_Process Improvements
Industrial | Ind ¦ Ventilation Optimization | 2033 | SC B | GWh | After Competition Groups | 10.52 | 441698.5095 | 0.4417 | 3698.4976 | 0.0028444 | 21 | Industrial_2033_SC B_GWh_After Competition Groups_21 | Ventilation Optimization | 0.2844% | 0.4417 | 10.52 | Industrial_2033_SC B_GWh_After Competition Groups_Ventilation Optimization
Industrial | Ind ¦ Refrigeration Compressor VFD | 2033 | SC B | GWh | After Competition Groups | 10.2534 | 330254.7421 | 0.33025 | 3698.4976 | 0.0027723 | 22 | Industrial_2033_SC B_GWh_After Competition Groups_22 | Refrigeration Compressor VFD | 0.2772% | 0.33025 | 10.2534 | Industrial_2033_SC B_GWh_After Competition Groups_Refrigeration Compressor VFD
Industrial | Ind ¦ Improved Controls - Process Heating | 2033 | SC B | GWh | After Competition Groups | 9.5601 | 85462.4367 | 0.085462 | 3698.4976 | 0.0025849 | 23 | Industrial_2033_SC B_GWh_After Competition Groups_23 | Improved Controls - Process Heating | 0.2585% | 0.085462 | 9.5601 | Industrial_2033_SC B_GWh_After Competition Groups_Improved Controls - Process Heating
Industrial | Ind ¦ Efficient Irrigation | 2033 | SC B | GWh | After Competition Groups | 9.2349 | 867554.0594 | 0.86755 | 3698.4976 | 0.0024969 | 24 | Industrial_2033_SC B_GWh_After Competition Groups_24 | Efficient Irrigation | 0.2497% | 0.86755 | 9.2349 | Industrial_2033_SC B_GWh_After Competition Groups_Efficient Irrigation
Industrial | Ind ¦ Cooling Tower Optimization | 2033 | SC B | GWh | After Competition Groups | 7.939 | 232852.6543 | 0.23285 | 3698.4976 | 0.0021466 | 25 | Industrial_2033_SC B_GWh_After Competition Groups_25 | Cooling Tower Optimization | 0.2147% | 0.23285 | 7.939 | Industrial_2033_SC B_GWh_After Competition Groups_Cooling Tower Optimization
Industrial | Ind ¦ Engine Block Heater Timer | 2033 | SC B | GWh | After Competition Groups | 5.8231 | 31846.7333 | 0.031847 | 3698.4976 | 0.0015745 | 26 | Industrial_2033_SC B_GWh_After Competition Groups_26 | Engine Block Heater Timer | 0.1574% | 0.031847 | 5.8231 | Industrial_2033_SC B_GWh_After Competition Groups_Engine Block Heater Timer
Industrial | Ind ¦ Free Cooling | 2033 | SC B | GWh | After Competition Groups | 5.1143 | 241390.5389 | 0.24139 | 3698.4976 | 0.0013828 | 27 | Industrial_2033_SC B_GWh_After Competition Groups_27 | Free Cooling | 0.1383% | 0.24139 | 5.1143 | Industrial_2033_SC B_GWh_After Competition Groups_Free Cooling
Industrial | Ind ¦ Air Compressor Heat Recovery | 2033 | SC B | GWh | After Competition Groups | 2.6126 | 26449.8799 | 0.02645 | 3698.4976 | 0.0007064 | 28 | Industrial_2033_SC B_GWh_After Competition Groups_28 | Air Compressor Heat Recovery | 0.07064% | 0.02645 | 2.6126 | Industrial_2033_SC B_GWh_After Competition Groups_Air Compressor Heat Recovery
Industrial | Ind ¦ Dairy Pre-Cooler | 2033 | SC B | GWh | After Competition Groups | 2.0431 | 126758.9429 | 0.12676 | 3698.4976 | 0.00055243 | 29 | Industrial_2033_SC B_GWh_After Competition Groups_29 | Dairy Pre-Cooler | 0.05524% | 0.12676 | 2.0431 | Industrial_2033_SC B_GWh_After Competition Groups_Dairy Pre-Cooler
Industrial | Ind ¦ Efficient Refrigeration Compressor | 2033 | SC B | GWh | After Competition Groups | 0.92976 | 5095.9584 | 0.005096 | 3698.4976 | 0.00025139 | 30 | Industrial_2033_SC B_GWh_After Competition Groups_30 | Efficient Refrigeration Compressor | 0.02514% | 0.005096 | 0.92976 | Industrial_2033_SC B_GWh_After Competition Groups_Efficient Refrigeration Compressor
Industrial | Ind ¦ Heat Lamps/Heat Pad | 2033 | SC B | GWh | After Competition Groups | 0.53142 | 8436.8708 | 0.0084369 | 3698.4976 | 0.00014369 | 31 | Industrial_2033_SC B_GWh_After Competition Groups_31 | Heat Lamps/Heat Pad | 0.01437% | 0.0084369 | 0.53142 | Industrial_2033_SC B_GWh_After Competition Groups_Heat Lamps/Heat Pad
Industrial | Ind ¦ Dairy Water Heater | 2033 | SC B | GWh | After Competition Groups | 0.10828 | 2501.7941 | 0.0025018 | 3698.4976 | 2.9276e-05 | 32 | Industrial_2033_SC B_GWh_After Competition Groups_32 | Dairy Water Heater | 0.002928% | 0.0025018 | 0.10828 | Industrial_2033_SC B_GWh_After Competition Groups_Dairy Water Heater
Industrial | Ind ¦ Pump System Optimization | 2033 | SC C | GWh | After Competition Groups | 564.3191 | 24508138.8503 | 24.5081 | 2658.7902 | 0.21225 | 1 | Industrial_2033_SC C_GWh_After Competition Groups_1 | Pump System Optimization | 21.22% | 24.5081 | 564.3191 | Industrial_2033_SC C_GWh_After Competition Groups_Pump System Optimization
Industrial | Ind ¦ Air Compressor Optimization | 2033 | SC C | GWh | After Competition Groups | 376.1404 | 935465.1266 | 0.93547 | 2658.7902 | 0.14147 | 2 | Industrial_2033_SC C_GWh_After Competition Groups_2 | Air Compressor Optimization | 14.15% | 0.93547 | 376.1404 | Industrial_2033_SC C_GWh_After Competition Groups_Air Compressor Optimization
Industrial | Ind ¦ Air Leak Survey and Repair | 2033 | SC C | GWh | After Competition Groups | 297.0238 | 572156.5415 | 0.57216 | 2658.7902 | 0.11171 | 3 | Industrial_2033_SC C_GWh_After Competition Groups_3 | Air Leak Survey and Repair | 11.17% | 0.57216 | 297.0238 | Industrial_2033_SC C_GWh_After Competition Groups_Air Leak Survey and Repair
Industrial | Ind ¦ Pump Equipment Upgrade | 2033 | SC C | GWh | After Competition Groups | 255.533 | 14135357.209 | 14.1354 | 2658.7902 | 0.096109 | 4 | Industrial_2033_SC C_GWh_After Competition Groups_4 | Pump Equipment Upgrade | 9.611% | 14.1354 | 255.533 | Industrial_2033_SC C_GWh_After Competition Groups_Pump Equipment Upgrade
Industrial | Ind ¦ Recommissioning | 2033 | SC C | GWh | After Competition Groups | 210.3355 | 2452532.6852 | 2.4525 | 2658.7902 | 0.079109 | 5 | Industrial_2033_SC C_GWh_After Competition Groups_5 | Recommissioning | 7.911% | 2.4525 | 210.3355 | Industrial_2033_SC C_GWh_After Competition Groups_Recommissioning
Industrial | Ind ¦ SEM | 2033 | SC C | GWh | After Competition Groups | 210.3355 | 2452532.6852 | 2.4525 | 2658.7902 | 0.079109 | 6 | Industrial_2033_SC C_GWh_After Competition Groups_6 | SEM | 7.911% | 2.4525 | 210.3355 | Industrial_2033_SC C_GWh_After Competition Groups_SEM
Industrial | Ind ¦ Efficient Compressed Air Nozzles | 2033 | SC C | GWh | After Competition Groups | 172.1424 | 492255.2797 | 0.49226 | 2658.7902 | 0.064745 | 7 | Industrial_2033_SC C_GWh_After Competition Groups_7 | Efficient Compressed Air Nozzles | 6.474% | 0.49226 | 172.1424 | Industrial_2033_SC C_GWh_After Competition Groups_Efficient Compressed Air Nozzles
Industrial | Ind ¦ High Efficiency HVAC Fans | 2033 | SC C | GWh | After Competition Groups | 128.7473 | 2201523.4606 | 2.2015 | 2658.7902 | 0.048423 | 8 | Industrial_2033_SC C_GWh_After Competition Groups_8 | High Efficiency HVAC Fans | 4.842% | 2.2015 | 128.7473 | Industrial_2033_SC C_GWh_After Competition Groups_High Efficiency HVAC Fans
Industrial | Ind ¦ Greenhouse Grow Lights | 2033 | SC C | GWh | After Competition Groups | 82.4462 | 3879814.569 | 3.8798 | 2658.7902 | 0.031009 | 9 | Industrial_2033_SC C_GWh_After Competition Groups_9 | Greenhouse Grow Lights | 3.101% | 3.8798 | 82.4462 | Industrial_2033_SC C_GWh_After Competition Groups_Greenhouse Grow Lights
Industrial | Ind ¦ HE Lighting | 2033 | SC C | GWh | After Competition Groups | 71.0609 | 6906684.3436 | 6.9067 | 2658.7902 | 0.026727 | 10 | Industrial_2033_SC C_GWh_After Competition Groups_10 | HE Lighting | 2.673% | 6.9067 | 71.0609 | Industrial_2033_SC C_GWh_After Competition Groups_HE Lighting
Industrial | Ind ¦ Fan System Optimization | 2033 | SC C | GWh | After Competition Groups | 55.8633 | 1038397.0169 | 1.0384 | 2658.7902 | 0.021011 | 11 | Industrial_2033_SC C_GWh_After Competition Groups_11 | Fan System Optimization | 2.101% | 1.0384 | 55.8633 | Industrial_2033_SC C_GWh_After Competition Groups_Fan System Optimization
Industrial | Ind ¦ Material Handling Improvements | 2033 | SC C | GWh | After Competition Groups | 40.9475 | 163646.7418 | 0.16365 | 2658.7902 | 0.015401 | 12 | Industrial_2033_SC C_GWh_After Competition Groups_12 | Material Handling Improvements | 1.54% | 0.16365 | 40.9475 | Industrial_2033_SC C_GWh_After Competition Groups_Material Handling Improvements
Industrial | Ind ¦ Process Optimization (Elec) | 2033 | SC C | GWh | After Competition Groups | 38.6143 | 500190.7339 | 0.50019 | 2658.7902 | 0.014523 | 13 | Industrial_2033_SC C_GWh_After Competition Groups_13 | Process Optimization (Elec) | 1.452% | 0.50019 | 38.6143 | Industrial_2033_SC C_GWh_After Competition Groups_Process Optimization (Elec)
Industrial | Ind ¦ Pulp and Paper Process Improvements | 2033 | SC C | GWh | After Competition Groups | 29.2904 | 1572970.9701 | 1.573 | 2658.7902 | 0.011016 | 14 | Industrial_2033_SC C_GWh_After Competition Groups_14 | Pulp and Paper Process Improvements | 1.102% | 1.573 | 29.2904 | Industrial_2033_SC C_GWh_After Competition Groups_Pulp and Paper Process Improvements
Industrial | Ind ¦ Refiner Plate Improvements | 2033 | SC C | GWh | After Competition Groups | 19.59 | 195656.2216 | 0.19566 | 2658.7902 | 0.007368 | 15 | Industrial_2033_SC C_GWh_After Competition Groups_15 | Refiner Plate Improvements | 0.7368% | 0.19566 | 19.59 | Industrial_2033_SC C_GWh_After Competition Groups_Refiner Plate Improvements
Industrial | Ind ¦ Process Heat Recovery | 2033 | SC C | GWh | After Competition Groups | 17.6722 | 454508.3764 | 0.45451 | 2658.7902 | 0.0066467 | 16 | Industrial_2033_SC C_GWh_After Competition Groups_16 | Process Heat Recovery | 0.6647% | 0.45451 | 17.6722 | Industrial_2033_SC C_GWh_After Competition Groups_Process Heat Recovery
Industrial | Ind ¦ VAV Conversion Project | 2033 | SC C | GWh | After Competition Groups | 13.0338 | 483112.6481 | 0.48311 | 2658.7902 | 0.0049021 | 17 | Industrial_2033_SC C_GWh_After Competition Groups_17 | VAV Conversion Project | 0.4902% | 0.48311 | 13.0338 | Industrial_2033_SC C_GWh_After Competition Groups_VAV Conversion Project
Industrial | Ind ¦ High Efficiency Battery Charger | 2033 | SC C | GWh | After Competition Groups | 11.0473 | 484100.6843 | 0.4841 | 2658.7902 | 0.004155 | 18 | Industrial_2033_SC C_GWh_After Competition Groups_18 | High Efficiency Battery Charger | 0.4155% | 0.4841 | 11.0473 | Industrial_2033_SC C_GWh_After Competition Groups_High Efficiency Battery Charger
Industrial | Ind ¦ Improved Controls - Process Cooling | 2033 | SC C | GWh | After Competition Groups | 10.6386 | 242316.1568 | 0.24232 | 2658.7902 | 0.0040013 | 19 | Industrial_2033_SC C_GWh_After Competition Groups_19 | Improved Controls - Process Cooling | 0.4001% | 0.24232 | 10.6386 | Industrial_2033_SC C_GWh_After Competition Groups_Improved Controls - Process Cooling
Industrial | Ind ¦ Ventilation Optimization | 2033 | SC C | GWh | After Competition Groups | 10.52 | 441742.6838 | 0.44174 | 2658.7902 | 0.0039567 | 20 | Industrial_2033_SC C_GWh_After Competition Groups_20 | Ventilation Optimization | 0.3957% | 0.44174 | 10.52 | Industrial_2033_SC C_GWh_After Competition Groups_Ventilation Optimization
Industrial | Ind ¦ Process Improvements | 2033 | SC C | GWh | After Competition Groups | 8.4106 | 148867.561 | 0.14887 | 2658.7902 | 0.0031633 | 21 | Industrial_2033_SC C_GWh_After Competition Groups_21 | Process Improvements | 0.3163% | 0.14887 | 8.4106 | Industrial_2033_SC C_GWh_After Competition Groups_Process Improvements
Industrial | Ind ¦ Cooling Tower Optimization | 2033 | SC C | GWh | After Competition Groups | 7.939 | 232875.9419 | 0.23288 | 2658.7902 | 0.0029859 | 22 | Industrial_2033_SC C_GWh_After Competition Groups_22 | Cooling Tower Optimization | 0.2986% | 0.23288 | 7.939 | Industrial_2033_SC C_GWh_After Competition Groups_Cooling Tower Optimization
Industrial | Ind ¦ Refrigeration Compressor VFD | 2033 | SC C | GWh | After Competition Groups | 7.1542 | 310038.9533 | 0.31004 | 2658.7902 | 0.0026908 | 23 | Industrial_2033_SC C_GWh_After Competition Groups_23 | Refrigeration Compressor VFD | 0.2691% | 0.31004 | 7.1542 | Industrial_2033_SC C_GWh_After Competition Groups_Refrigeration Compressor VFD
Industrial | Ind ¦ Improved Controls - Process Heating | 2033 | SC C | GWh | After Competition Groups | 5.3635 | 121796.9636 | 0.1218 | 2658.7902 | 0.0020173 | 24 | Industrial_2033_SC C_GWh_After Competition Groups_24 | Improved Controls - Process Heating | 0.2017% | 0.1218 | 5.3635 | Industrial_2033_SC C_GWh_After Competition Groups_Improved Controls - Process Heating
Industrial | Ind ¦ Efficient Irrigation | 2033 | SC C | GWh | After Competition Groups | 4.1304 | 432925.8739 | 0.43293 | 2658.7902 | 0.0015535 | 25 | Industrial_2033_SC C_GWh_After Competition Groups_25 | Efficient Irrigation | 0.1553% | 0.43293 | 4.1304 | Industrial_2033_SC C_GWh_After Competition Groups_Efficient Irrigation
Industrial | Ind ¦ Engine Block Heater Timer | 2033 | SC C | GWh | After Competition Groups | 3.1642 | 41368.2448 | 0.041368 | 2658.7902 | 0.0011901 | 26 | Industrial_2033_SC C_GWh_After Competition Groups_26 | Engine Block Heater Timer | 0.119% | 0.041368 | 3.1642 | Industrial_2033_SC C_GWh_After Competition Groups_Engine Block Heater Timer
Industrial | Ind ¦ Free Cooling | 2033 | SC C | GWh | After Competition Groups | 2.9315 | 374943.7829 | 0.37494 | 2658.7902 | 0.0011026 | 27 | Industrial_2033_SC C_GWh_After Competition Groups_27 | Free Cooling | 0.1103% | 0.37494 | 2.9315 | Industrial_2033_SC C_GWh_After Competition Groups_Free Cooling
Industrial | Ind ¦ Dairy Pre-Cooler | 2033 | SC C | GWh | After Competition Groups | 1.6684 | 74191.8589 | 0.074192 | 2658.7902 | 0.00062749 | 28 | Industrial_2033_SC C_GWh_After Competition Groups_28 | Dairy Pre-Cooler | 0.06275% | 0.074192 | 1.6684 | Industrial_2033_SC C_GWh_After Competition Groups_Dairy Pre-Cooler
Industrial | Ind ¦ Air Compressor Heat Recovery | 2033 | SC C | GWh | After Competition Groups | 1.4365 | 36172.0325 | 0.036172 | 2658.7902 | 0.00054029 | 29 | Industrial_2033_SC C_GWh_After Competition Groups_29 | Air Compressor Heat Recovery | 0.05403% | 0.036172 | 1.4365 | Industrial_2033_SC C_GWh_After Competition Groups_Air Compressor Heat Recovery
Industrial | Ind ¦ Efficient Refrigeration Compressor | 2033 | SC C | GWh | After Competition Groups | 0.72426 | 7556.1252 | 0.0075561 | 2658.7902 | 0.0002724 | 30 | Industrial_2033_SC C_GWh_After Competition Groups_30 | Efficient Refrigeration Compressor | 0.02724% | 0.0075561 | 0.72426 | Industrial_2033_SC C_GWh_After Competition Groups_Efficient Refrigeration Compressor
Industrial | Ind ¦ Heat Lamps/Heat Pad | 2033 | SC C | GWh | After Competition Groups | 0.46571 | 10146.9661 | 0.010147 | 2658.7902 | 0.00017516 | 31 | Industrial_2033_SC C_GWh_After Competition Groups_31 | Heat Lamps/Heat Pad | 0.01752% | 0.010147 | 0.46571 | Industrial_2033_SC C_GWh_After Competition Groups_Heat Lamps/Heat Pad
Industrial | Ind ¦ Dairy Water Heater | 2033 | SC C | GWh | After Competition Groups | 0.10061 | 2591.9373 | 0.0025919 | 2658.7902 | 3.7841e-05 | 32 | Industrial_2033_SC C_GWh_After Competition Groups_32 | Dairy Water Heater | 0.003784% | 0.0025919 | 0.10061 | Industrial_2033_SC C_GWh_After Competition Groups_Dairy Water Heater
Industrial | Ind ¦ Air Compressor Optimization | 2033 | SC D | GWh | After Competition Groups | 376.1404 | 0 | 0 | 2125.4852 | 0.17697 | 1 | Industrial_2033_SC D_GWh_After Competition Groups_1 | Air Compressor Optimization | 17.7% | 0 | 376.1404 | Industrial_2033_SC D_GWh_After Competition Groups_Air Compressor Optimization
Industrial | Ind ¦ Pump System Optimization | 2033 | SC D | GWh | After Competition Groups | 319.2254 | 0 | 0 | 2125.4852 | 0.15019 | 2 | Industrial_2033_SC D_GWh_After Competition Groups_2 | Pump System Optimization | 15.02% | 0 | 319.2254 | Industrial_2033_SC D_GWh_After Competition Groups_Pump System Optimization
Industrial | Ind ¦ Air Leak Survey and Repair | 2033 | SC D | GWh | After Competition Groups | 296.494 | 0 | 0 | 2125.4852 | 0.13949 | 3 | Industrial_2033_SC D_GWh_After Competition Groups_3 | Air Leak Survey and Repair | 13.95% | 0 | 296.494 | Industrial_2033_SC D_GWh_After Competition Groups_Air Leak Survey and Repair
Industrial | Ind ¦ SEM | 2033 | SC D | GWh | After Competition Groups | 210.3355 | 0 | 0 | 2125.4852 | 0.098959 | 4 | Industrial_2033_SC D_GWh_After Competition Groups_4 | SEM | 9.896% | 0 | 210.3355 | Industrial_2033_SC D_GWh_After Competition Groups_SEM
Industrial | Ind ¦ Recommissioning | 2033 | SC D | GWh | After Competition Groups | 203.1414 | 0 | 0 | 2125.4852 | 0.095574 | 5 | Industrial_2033_SC D_GWh_After Competition Groups_5 | Recommissioning | 9.557% | 0 | 203.1414 | Industrial_2033_SC D_GWh_After Competition Groups_Recommissioning
Industrial | Ind ¦ Efficient Compressed Air Nozzles | 2033 | SC D | GWh | After Competition Groups | 172.1424 | 0 | 0 | 2125.4852 | 0.08099 | 6 | Industrial_2033_SC D_GWh_After Competition Groups_6 | Efficient Compressed Air Nozzles | 8.099% | 0 | 172.1424 | Industrial_2033_SC D_GWh_After Competition Groups_Efficient Compressed Air Nozzles
Industrial | Ind ¦ Pump Equipment Upgrade | 2033 | SC D | GWh | After Competition Groups | 138.6948 | 0 | 0 | 2125.4852 | 0.065253 | 7 | Industrial_2033_SC D_GWh_After Competition Groups_7 | Pump Equipment Upgrade | 6.525% | 0 | 138.6948 | Industrial_2033_SC D_GWh_After Competition Groups_Pump Equipment Upgrade
Industrial | Ind ¦ High Efficiency HVAC Fans | 2033 | SC D | GWh | After Competition Groups | 121.9497 | 0 | 0 | 2125.4852 | 0.057375 | 8 | Industrial_2033_SC D_GWh_After Competition Groups_8 | High Efficiency HVAC Fans | 5.737% | 0 | 121.9497 | Industrial_2033_SC D_GWh_After Competition Groups_High Efficiency HVAC Fans
Industrial | Ind ¦ Fan System Optimization | 2033 | SC D | GWh | After Competition Groups | 55.8633 | 0 | 0 | 2125.4852 | 0.026283 | 9 | Industrial_2033_SC D_GWh_After Competition Groups_9 | Fan System Optimization | 2.628% | 0 | 55.8633 | Industrial_2033_SC D_GWh_After Competition Groups_Fan System Optimization
Industrial | Ind ¦ Greenhouse Grow Lights | 2033 | SC D | GWh | After Competition Groups | 43.3714 | 0 | 0 | 2125.4852 | 0.020405 | 10 | Industrial_2033_SC D_GWh_After Competition Groups_10 | Greenhouse Grow Lights | 2.041% | 0 | 43.3714 | Industrial_2033_SC D_GWh_After Competition Groups_Greenhouse Grow Lights
Industrial | Ind ¦ Material Handling Improvements | 2033 | SC D | GWh | After Competition Groups | 40.9475 | 0 | 0 | 2125.4852 | 0.019265 | 11 | Industrial_2033_SC D_GWh_After Competition Groups_11 | Material Handling Improvements | 1.927% | 0 | 40.9475 | Industrial_2033_SC D_GWh_After Competition Groups_Material Handling Improvements
Industrial | Ind ¦ Process Optimization (Elec) | 2033 | SC D | GWh | After Competition Groups | 38.6143 | 0 | 0 | 2125.4852 | 0.018167 | 12 | Industrial_2033_SC D_GWh_After Competition Groups_12 | Process Optimization (Elec) | 1.817% | 0 | 38.6143 | Industrial_2033_SC D_GWh_After Competition Groups_Process Optimization (Elec)
Industrial | Ind ¦ Refiner Plate Improvements | 2033 | SC D | GWh | After Competition Groups | 19.59 | 0 | 0 | 2125.4852 | 0.0092167 | 13 | Industrial_2033_SC D_GWh_After Competition Groups_13 | Refiner Plate Improvements | 0.9217% | 0 | 19.59 | Industrial_2033_SC D_GWh_After Competition Groups_Refiner Plate Improvements
Industrial | Ind ¦ Process Heat Recovery | 2033 | SC D | GWh | After Competition Groups | 13.2657 | 0 | 0 | 2125.4852 | 0.0062413 | 14 | Industrial_2033_SC D_GWh_After Competition Groups_14 | Process Heat Recovery | 0.6241% | 0 | 13.2657 | Industrial_2033_SC D_GWh_After Competition Groups_Process Heat Recovery
Industrial | Ind ¦ Improved Controls - Process Cooling | 2033 | SC D | GWh | After Competition Groups | 10.6386 | 0 | 0 | 2125.4852 | 0.0050053 | 15 | Industrial_2033_SC D_GWh_After Competition Groups_15 | Improved Controls - Process Cooling | 0.5005% | 0 | 10.6386 | Industrial_2033_SC D_GWh_After Competition Groups_Improved Controls - Process Cooling
Industrial | Ind ¦ Ventilation Optimization | 2033 | SC D | GWh | After Competition Groups | 9.295 | 0 | 0 | 2125.4852 | 0.0043731 | 16 | Industrial_2033_SC D_GWh_After Competition Groups_16 | Ventilation Optimization | 0.4373% | 0 | 9.295 | Industrial_2033_SC D_GWh_After Competition Groups_Ventilation Optimization
Industrial | Ind ¦ VAV Conversion Project | 2033 | SC D | GWh | After Competition Groups | 8.7897 | 0 | 0 | 2125.4852 | 0.0041354 | 17 | Industrial_2033_SC D_GWh_After Competition Groups_17 | VAV Conversion Project | 0.4135% | 0 | 8.7897 | Industrial_2033_SC D_GWh_After Competition Groups_VAV Conversion Project
Industrial | Ind ¦ HE Lighting | 2033 | SC D | GWh | After Competition Groups | 7.9703 | 0 | 0 | 2125.4852 | 0.0037499 | 18 | Industrial_2033_SC D_GWh_After Competition Groups_18 | HE Lighting | 0.375% | 0 | 7.9703 | Industrial_2033_SC D_GWh_After Competition Groups_HE Lighting
Industrial | Ind ¦ Cooling Tower Optimization | 2033 | SC D | GWh | After Competition Groups | 7.5887 | 0 | 0 | 2125.4852 | 0.0035703 | 19 | Industrial_2033_SC D_GWh_After Competition Groups_19 | Cooling Tower Optimization | 0.357% | 0 | 7.5887 | Industrial_2033_SC D_GWh_After Competition Groups_Cooling Tower Optimization
Industrial | Ind ¦ Process Improvements | 2033 | SC D | GWh | After Competition Groups | 7.3562 | 0 | 0 | 2125.4852 | 0.0034609 | 20 | Industrial_2033_SC D_GWh_After Competition Groups_20 | Process Improvements | 0.3461% | 0 | 7.3562 | Industrial_2033_SC D_GWh_After Competition Groups_Process Improvements
Industrial | Ind ¦ High Efficiency Battery Charger | 2033 | SC D | GWh | After Competition Groups | 4.9232 | 0 | 0 | 2125.4852 | 0.0023163 | 21 | Industrial_2033_SC D_GWh_After Competition Groups_21 | High Efficiency Battery Charger | 0.2316% | 0 | 4.9232 | Industrial_2033_SC D_GWh_After Competition Groups_High Efficiency Battery Charger
Industrial | Ind ¦ Improved Controls - Process Heating | 2033 | SC D | GWh | After Competition Groups | 4.7915 | 0 | 0 | 2125.4852 | 0.0022543 | 22 | Industrial_2033_SC D_GWh_After Competition Groups_22 | Improved Controls - Process Heating | 0.2254% | 0 | 4.7915 | Industrial_2033_SC D_GWh_After Competition Groups_Improved Controls - Process Heating
Industrial | Ind ¦ Refrigeration Compressor VFD | 2033 | SC D | GWh | After Competition Groups | 3.3714 | 0 | 0 | 2125.4852 | 0.0015862 | 23 | Industrial_2033_SC D_GWh_After Competition Groups_23 | Refrigeration Compressor VFD | 0.1586% | 0 | 3.3714 | Industrial_2033_SC D_GWh_After Competition Groups_Refrigeration Compressor VFD
Industrial | Ind ¦ Engine Block Heater Timer | 2033 | SC D | GWh | After Competition Groups | 2.9983 | 0 | 0 | 2125.4852 | 0.0014106 | 24 | Industrial_2033_SC D_GWh_After Competition Groups_24 | Engine Block Heater Timer | 0.1411% | 0 | 2.9983 | Industrial_2033_SC D_GWh_After Competition Groups_Engine Block Heater Timer
Industrial | Ind ¦ Pulp and Paper Process Improvements | 2033 | SC D | GWh | After Competition Groups | 2.9518 | 0 | 0 | 2125.4852 | 0.0013888 | 25 | Industrial_2033_SC D_GWh_After Competition Groups_25 | Pulp and Paper Process Improvements | 0.1389% | 0 | 2.9518 | Industrial_2033_SC D_GWh_After Competition Groups_Pulp and Paper Process Improvements
Industrial | Ind ¦ Efficient Irrigation | 2033 | SC D | GWh | After Competition Groups | 1.5672 | 0 | 0 | 2125.4852 | 0.00073732 | 26 | Industrial_2033_SC D_GWh_After Competition Groups_26 | Efficient Irrigation | 0.07373% | 0 | 1.5672 | Industrial_2033_SC D_GWh_After Competition Groups_Efficient Irrigation
Industrial | Ind ¦ Air Compressor Heat Recovery | 2033 | SC D | GWh | After Competition Groups | 1.3038 | 0 | 0 | 2125.4852 | 0.00061343 | 27 | Industrial_2033_SC D_GWh_After Competition Groups_27 | Air Compressor Heat Recovery | 0.06134% | 0 | 1.3038 | Industrial_2033_SC D_GWh_After Competition Groups_Air Compressor Heat Recovery
Industrial | Ind ¦ Dairy Pre-Cooler | 2033 | SC D | GWh | After Competition Groups | 0.8466 | 0 | 0 | 2125.4852 | 0.00039831 | 28 | Industrial_2033_SC D_GWh_After Competition Groups_28 | Dairy Pre-Cooler | 0.03983% | 0 | 0.8466 | Industrial_2033_SC D_GWh_After Competition Groups_Dairy Pre-Cooler
Industrial | Ind ¦ Efficient Refrigeration Compressor | 2033 | SC D | GWh | After Competition Groups | 0.71559 | 0 | 0 | 2125.4852 | 0.00033667 | 29 | Industrial_2033_SC D_GWh_After Competition Groups_29 | Efficient Refrigeration Compressor | 0.03367% | 0 | 0.71559 | Industrial_2033_SC D_GWh_After Competition Groups_Efficient Refrigeration Compressor
Industrial | Ind ¦ Free Cooling | 2033 | SC D | GWh | After Competition Groups | 0.3256 | 0 | 0 | 2125.4852 | 0.00015319 | 30 | Industrial_2033_SC D_GWh_After Competition Groups_30 | Free Cooling | 0.01532% | 0 | 0.3256 | Industrial_2033_SC D_GWh_After Competition Groups_Free Cooling
Industrial | Ind ¦ Heat Lamps/Heat Pad | 2033 | SC D | GWh | After Competition Groups | 0.27596 | 0 | 0 | 2125.4852 | 0.00012983 | 31 | Industrial_2033_SC D_GWh_After Competition Groups_31 | Heat Lamps/Heat Pad | 0.01298% | 0 | 0.27596 | Industrial_2033_SC D_GWh_After Competition Groups_Heat Lamps/Heat Pad
Industrial | Ind ¦ Pump System Optimization | 2033 | Technical | GWh | After Competition Groups | 862.5276 | 0 | 0 | 5798.3897 | 0.14875 | 1 | Industrial_2033_Technical_GWh_After Competition Groups_1 | Pump System Optimization | 14.88% | 0 | 862.5276 | Industrial_2033_Technical_GWh_After Competition Groups_Pump System Optimization
Industrial | Ind ¦ HE Lighting | 2033 | Technical | GWh | After Competition Groups | 676.8067 | 0 | 0 | 5798.3897 | 0.11672 | 2 | Industrial_2033_Technical_GWh_After Competition Groups_2 | HE Lighting | 11.67% | 0 | 676.8067 | Industrial_2033_Technical_GWh_After Competition Groups_HE Lighting
Industrial | Ind ¦ Air Leak Survey and Repair | 2033 | Technical | GWh | After Competition Groups | 609.1031 | 0 | 0 | 5798.3897 | 0.10505 | 3 | Industrial_2033_Technical_GWh_After Competition Groups_3 | Air Leak Survey and Repair | 10.5% | 0 | 609.1031 | Industrial_2033_Technical_GWh_After Competition Groups_Air Leak Survey and Repair
Industrial | Ind ¦ Air Compressor Optimization | 2033 | Technical | GWh | After Competition Groups | 469.6184 | 0 | 0 | 5798.3897 | 0.080991 | 4 | Industrial_2033_Technical_GWh_After Competition Groups_4 | Air Compressor Optimization | 8.099% | 0 | 469.6184 | Industrial_2033_Technical_GWh_After Competition Groups_Air Compressor Optimization
Industrial | Ind ¦ Efficient Compressed Air Nozzles | 2033 | Technical | GWh | After Competition Groups | 458.1269 | 0 | 0 | 5798.3897 | 0.079009 | 5 | Industrial_2033_Technical_GWh_After Competition Groups_5 | Efficient Compressed Air Nozzles | 7.901% | 0 | 458.1269 | Industrial_2033_Technical_GWh_After Competition Groups_Efficient Compressed Air Nozzles
Industrial | Ind ¦ Recommissioning | 2033 | Technical | GWh | After Competition Groups | 427.3024 | 0 | 0 | 5798.3897 | 0.073693 | 6 | Industrial_2033_Technical_GWh_After Competition Groups_6 | Recommissioning | 7.369% | 0 | 427.3024 | Industrial_2033_Technical_GWh_After Competition Groups_Recommissioning
Industrial | Ind ¦ SEM | 2033 | Technical | GWh | After Competition Groups | 427.3024 | 0 | 0 | 5798.3897 | 0.073693 | 7 | Industrial_2033_Technical_GWh_After Competition Groups_7 | SEM | 7.369% | 0 | 427.3024 | Industrial_2033_Technical_GWh_After Competition Groups_SEM
Industrial | Ind ¦ Pump Equipment Upgrade | 2033 | Technical | GWh | After Competition Groups | 385.2415 | 0 | 0 | 5798.3897 | 0.066439 | 8 | Industrial_2033_Technical_GWh_After Competition Groups_8 | Pump Equipment Upgrade | 6.644% | 0 | 385.2415 | Industrial_2033_Technical_GWh_After Competition Groups_Pump Equipment Upgrade
Industrial | Ind ¦ High Efficiency HVAC Fans | 2033 | Technical | GWh | After Competition Groups | 243.2452 | 0 | 0 | 5798.3897 | 0.04195 | 9 | Industrial_2033_Technical_GWh_After Competition Groups_9 | High Efficiency HVAC Fans | 4.195% | 0 | 243.2452 | Industrial_2033_Technical_GWh_After Competition Groups_High Efficiency HVAC Fans
Industrial | Ind ¦ Process Optimization (Elec) | 2033 | Technical | GWh | After Competition Groups | 172.974 | 0 | 0 | 5798.3897 | 0.029831 | 10 | Industrial_2033_Technical_GWh_After Competition Groups_10 | Process Optimization (Elec) | 2.983% | 0 | 172.974 | Industrial_2033_Technical_GWh_After Competition Groups_Process Optimization (Elec)
Industrial | Ind ¦ Premium Efficient Motors | 2033 | Technical | GWh | After Competition Groups | 171.2921 | 0 | 0 | 5798.3897 | 0.029541 | 11 | Industrial_2033_Technical_GWh_After Competition Groups_11 | Premium Efficient Motors | 2.954% | 0 | 171.2921 | Industrial_2033_Technical_GWh_After Competition Groups_Premium Efficient Motors
Industrial | Ind ¦ Greenhouse Grow Lights | 2033 | Technical | GWh | After Competition Groups | 165.6354 | 0 | 0 | 5798.3897 | 0.028566 | 12 | Industrial_2033_Technical_GWh_After Competition Groups_12 | Greenhouse Grow Lights | 2.857% | 0 | 165.6354 | Industrial_2033_Technical_GWh_After Competition Groups_Greenhouse Grow Lights
Industrial | Ind ¦ HE HVAC Controls | 2033 | Technical | GWh | After Competition Groups | 77.8178 | 0 | 0 | 5798.3897 | 0.013421 | 13 | Industrial_2033_Technical_GWh_After Competition Groups_13 | HE HVAC Controls | 1.342% | 0 | 77.8178 | Industrial_2033_Technical_GWh_After Competition Groups_HE HVAC Controls
Industrial | Ind ¦ Material Handling Improvements | 2033 | Technical | GWh | After Competition Groups | 73.6055 | 0 | 0 | 5798.3897 | 0.012694 | 14 | Industrial_2033_Technical_GWh_After Competition Groups_14 | Material Handling Improvements | 1.269% | 0 | 73.6055 | Industrial_2033_Technical_GWh_After Competition Groups_Material Handling Improvements
Industrial | Ind ¦ Fan System Optimization | 2033 | Technical | GWh | After Competition Groups | 66.578 | 0 | 0 | 5798.3897 | 0.011482 | 15 | Industrial_2033_Technical_GWh_After Competition Groups_15 | Fan System Optimization | 1.148% | 0 | 66.578 | Industrial_2033_Technical_GWh_After Competition Groups_Fan System Optimization
Industrial | Ind ¦ Pulp and Paper Process Improvements | 2033 | Technical | GWh | After Competition Groups | 65.4098 | 0 | 0 | 5798.3897 | 0.011281 | 16 | Industrial_2033_Technical_GWh_After Competition Groups_16 | Pulp and Paper Process Improvements | 1.128% | 0 | 65.4098 | Industrial_2033_Technical_GWh_After Competition Groups_Pulp and Paper Process Improvements
Industrial | Ind ¦ Refiner Plate Improvements | 2033 | Technical | GWh | After Competition Groups | 55.5851 | 0 | 0 | 5798.3897 | 0.0095863 | 17 | Industrial_2033_Technical_GWh_After Competition Groups_17 | Refiner Plate Improvements | 0.9586% | 0 | 55.5851 | Industrial_2033_Technical_GWh_After Competition Groups_Refiner Plate Improvements
Industrial | Ind ¦ HE HVAC Units | 2033 | Technical | GWh | After Competition Groups | 52.4053 | 0 | 0 | 5798.3897 | 0.0090379 | 18 | Industrial_2033_Technical_GWh_After Competition Groups_18 | HE HVAC Units | 0.9038% | 0 | 52.4053 | Industrial_2033_Technical_GWh_After Competition Groups_HE HVAC Units
Industrial | Ind ¦ Process Heat Recovery | 2033 | Technical | GWh | After Competition Groups | 36.9026 | 0 | 0 | 5798.3897 | 0.0063643 | 19 | Industrial_2033_Technical_GWh_After Competition Groups_19 | Process Heat Recovery | 0.6364% | 0 | 36.9026 | Industrial_2033_Technical_GWh_After Competition Groups_Process Heat Recovery
Industrial | Ind ¦ Ventilation Optimization | 2033 | Technical | GWh | After Competition Groups | 35.1591 | 0 | 0 | 5798.3897 | 0.0060636 | 20 | Industrial_2033_Technical_GWh_After Competition Groups_20 | Ventilation Optimization | 0.6064% | 0 | 35.1591 | Industrial_2033_Technical_GWh_After Competition Groups_Ventilation Optimization
Industrial | Ind ¦ Cold Storage Retrofit | 2033 | Technical | GWh | After Competition Groups | 23.8821 | 0 | 0 | 5798.3897 | 0.0041187 | 21 | Industrial_2033_Technical_GWh_After Competition Groups_21 | Cold Storage Retrofit | 0.4119% | 0 | 23.8821 | Industrial_2033_Technical_GWh_After Competition Groups_Cold Storage Retrofit
Industrial | Ind ¦ VAV Conversion Project | 2033 | Technical | GWh | After Competition Groups | 23.2587 | 0 | 0 | 5798.3897 | 0.0040112 | 22 | Industrial_2033_Technical_GWh_After Competition Groups_22 | VAV Conversion Project | 0.4011% | 0 | 23.2587 | Industrial_2033_Technical_GWh_After Competition Groups_VAV Conversion Project
Industrial | Ind ¦ High Efficiency Battery Charger | 2033 | Technical | GWh | After Competition Groups | 23.1592 | 0 | 0 | 5798.3897 | 0.0039941 | 23 | Industrial_2033_Technical_GWh_After Competition Groups_23 | High Efficiency Battery Charger | 0.3994% | 0 | 23.1592 | Industrial_2033_Technical_GWh_After Competition Groups_High Efficiency Battery Charger
Industrial | Ind ¦ Synchronous Belts | 2033 | Technical | GWh | After Competition Groups | 21.5201 | 0 | 0 | 5798.3897 | 0.0037114 | 24 | Industrial_2033_Technical_GWh_After Competition Groups_24 | Synchronous Belts | 0.3711% | 0 | 21.5201 | Industrial_2033_Technical_GWh_After Competition Groups_Synchronous Belts
Industrial | Ind ¦ Improved Controls - Process Cooling | 2033 | Technical | GWh | After Competition Groups | 20.7146 | 0 | 0 | 5798.3897 | 0.0035725 | 25 | Industrial_2033_Technical_GWh_After Competition Groups_25 | Improved Controls - Process Cooling | 0.3572% | 0 | 20.7146 | Industrial_2033_Technical_GWh_After Competition Groups_Improved Controls - Process Cooling
Industrial | Ind ¦ HVLS Fans | 2033 | Technical | GWh | After Competition Groups | 19.3828 | 0 | 0 | 5798.3897 | 0.0033428 | 26 | Industrial_2033_Technical_GWh_After Competition Groups_26 | HVLS Fans | 0.3343% | 0 | 19.3828 | Industrial_2033_Technical_GWh_After Competition Groups_HVLS Fans
Industrial | Ind ¦ Efficient Irrigation | 2033 | Technical | GWh | After Competition Groups | 18.7835 | 0 | 0 | 5798.3897 | 0.0032394 | 27 | Industrial_2033_Technical_GWh_After Competition Groups_27 | Efficient Irrigation | 0.3239% | 0 | 18.7835 | Industrial_2033_Technical_GWh_After Competition Groups_Efficient Irrigation
Industrial | Ind ¦ Process Improvements | 2033 | Technical | GWh | After Competition Groups | 17.6648 | 0 | 0 | 5798.3897 | 0.0030465 | 28 | Industrial_2033_Technical_GWh_After Competition Groups_28 | Process Improvements | 0.3047% | 0 | 17.6648 | Industrial_2033_Technical_GWh_After Competition Groups_Process Improvements
Industrial | Ind ¦ Refrigeration Compressor VFD | 2033 | Technical | GWh | After Competition Groups | 12.7288 | 0 | 0 | 5798.3897 | 0.0021952 | 29 | Industrial_2033_Technical_GWh_After Competition Groups_29 | Refrigeration Compressor VFD | 0.2195% | 0 | 12.7288 | Industrial_2033_Technical_GWh_After Competition Groups_Refrigeration Compressor VFD
Industrial | Ind ¦ Efficient Transformer | 2033 | Technical | GWh | After Competition Groups | 11.5796 | 0 | 0 | 5798.3897 | 0.001997 | 30 | Industrial_2033_Technical_GWh_After Competition Groups_30 | Efficient Transformer | 0.1997% | 0 | 11.5796 | Industrial_2033_Technical_GWh_After Competition Groups_Efficient Transformer
Industrial | Ind ¦ Chiller Optimization | 2033 | Technical | GWh | After Competition Groups | 11.1728 | 0 | 0 | 5798.3897 | 0.0019269 | 31 | Industrial_2033_Technical_GWh_After Competition Groups_31 | Chiller Optimization | 0.1927% | 0 | 11.1728 | Industrial_2033_Technical_GWh_After Competition Groups_Chiller Optimization
Industrial | Ind ¦ Improved Controls - Process Heating | 2033 | Technical | GWh | After Competition Groups | 10.7341 | 0 | 0 | 5798.3897 | 0.0018512 | 32 | Industrial_2033_Technical_GWh_After Competition Groups_32 | Improved Controls - Process Heating | 0.1851% | 0 | 10.7341 | Industrial_2033_Technical_GWh_After Competition Groups_Improved Controls - Process Heating
Industrial | Ind ¦ High Efficiency Welders | 2033 | Technical | GWh | After Competition Groups | 9.2432 | 0 | 0 | 5798.3897 | 0.0015941 | 33 | Industrial_2033_Technical_GWh_After Competition Groups_33 | High Efficiency Welders | 0.1594% | 0 | 9.2432 | Industrial_2033_Technical_GWh_After Competition Groups_High Efficiency Welders
Industrial | Ind ¦ Cooling Tower Optimization | 2033 | Technical | GWh | After Competition Groups | 8.7706 | 0 | 0 | 5798.3897 | 0.0015126 | 34 | Industrial_2033_Technical_GWh_After Competition Groups_34 | Cooling Tower Optimization | 0.1513% | 0 | 8.7706 | Industrial_2033_Technical_GWh_After Competition Groups_Cooling Tower Optimization
Industrial | Ind ¦ Low Energy Livestock Waterers | 2033 | Technical | GWh | After Competition Groups | 6.8082 | 0 | 0 | 5798.3897 | 0.0011741 | 35 | Industrial_2033_Technical_GWh_After Competition Groups_35 | Low Energy Livestock Waterers | 0.1174% | 0 | 6.8082 | Industrial_2033_Technical_GWh_After Competition Groups_Low Energy Livestock Waterers
Industrial | Ind ¦ Engine Block Heater Timer | 2033 | Technical | GWh | After Competition Groups | 6.7659 | 0 | 0 | 5798.3897 | 0.0011669 | 36 | Industrial_2033_Technical_GWh_After Competition Groups_36 | Engine Block Heater Timer | 0.1167% | 0 | 6.7659 | Industrial_2033_Technical_GWh_After Competition Groups_Engine Block Heater Timer
Industrial | Ind ¦ Free Cooling | 2033 | Technical | GWh | After Competition Groups | 5.3671 | 0 | 0 | 5798.3897 | 0.00092561 | 37 | Industrial_2033_Technical_GWh_After Competition Groups_37 | Free Cooling | 0.09256% | 0 | 5.3671 | Industrial_2033_Technical_GWh_After Competition Groups_Free Cooling
Industrial | Ind ¦ Dairy Pre-Cooler | 2033 | Technical | GWh | After Competition Groups | 5.1054 | 0 | 0 | 5798.3897 | 0.00088048 | 38 | Industrial_2033_Technical_GWh_After Competition Groups_38 | Dairy Pre-Cooler | 0.08805% | 0 | 5.1054 | Industrial_2033_Technical_GWh_After Competition Groups_Dairy Pre-Cooler
Industrial | Ind ¦ Air Compressor Heat Recovery | 2033 | Technical | GWh | After Competition Groups | 2.8595 | 0 | 0 | 5798.3897 | 0.00049315 | 39 | Industrial_2033_Technical_GWh_After Competition Groups_39 | Air Compressor Heat Recovery | 0.04931% | 0 | 2.8595 | Industrial_2033_Technical_GWh_After Competition Groups_Air Compressor Heat Recovery
Industrial | Ind ¦ Optimize Compressed Air Dryer | 2033 | Technical | GWh | After Competition Groups | 2.1113 | 0 | 0 | 5798.3897 | 0.00036412 | 40 | Industrial_2033_Technical_GWh_After Competition Groups_40 | Optimize Compressed Air Dryer | 0.03641% | 0 | 2.1113 | Industrial_2033_Technical_GWh_After Competition Groups_Optimize Compressed Air Dryer
Industrial | Ind ¦ Heat Lamps/Heat Pad | 2033 | Technical | GWh | After Competition Groups | 1.4831 | 0 | 0 | 5798.3897 | 0.00025579 | 41 | Industrial_2033_Technical_GWh_After Competition Groups_41 | Heat Lamps/Heat Pad | 0.02558% | 0 | 1.4831 | Industrial_2033_Technical_GWh_After Competition Groups_Heat Lamps/Heat Pad
Industrial | Ind ¦ Efficient Refrigeration Compressor | 2033 | Technical | GWh | After Competition Groups | 1.0562 | 0 | 0 | 5798.3897 | 0.00018215 | 42 | Industrial_2033_Technical_GWh_After Competition Groups_42 | Efficient Refrigeration Compressor | 0.01821% | 0 | 1.0562 | Industrial_2033_Technical_GWh_After Competition Groups_Efficient Refrigeration Compressor
Industrial | Ind ¦ Creep Heat Controller | 2033 | Technical | GWh | After Competition Groups | 0.9177 | 0 | 0 | 5798.3897 | 0.00015827 | 43 | Industrial_2033_Technical_GWh_After Competition Groups_43 | Creep Heat Controller | 0.01583% | 0 | 0.9177 | Industrial_2033_Technical_GWh_After Competition Groups_Creep Heat Controller
Industrial | Ind ¦ Dual and Natural Exhaust Ventilation Systems | 2033 | Technical | GWh | After Competition Groups | 0.3992 | 0 | 0 | 5798.3897 | 6.8847e-05 | 44 | Industrial_2033_Technical_GWh_After Competition Groups_44 | Dual and Natural Exhaust Ventilation Systems | 0.006885% | 0 | 0.3992 | Industrial_2033_Technical_GWh_After Competition Groups_Dual and Natural Exhaust Ventilation Systems
Industrial | Ind ¦ Dairy Water Heater | 2033 | Technical | GWh | After Competition Groups | 0.28227 | 0 | 0 | 5798.3897 | 4.8681e-05 | 45 | Industrial_2033_Technical_GWh_After Competition Groups_45 | Dairy Water Heater | 0.004868% | 0 | 0.28227 | Industrial_2033_Technical_GWh_After Competition Groups_Dairy Water Heater
Industrial | Ind ¦ Pump System Optimization | 2034 | Economic | GWh | After Competition Groups | 851.9955 | 0 | 0 | 5399.4441 | 0.15779 | 1 | Industrial_2034_Economic_GWh_After Competition Groups_1 | Pump System Optimization | 15.78% | 0 | 851.9955 | Industrial_2034_Economic_GWh_After Competition Groups_Pump System Optimization
Industrial | Ind ¦ HE Lighting | 2034 | Economic | GWh | After Competition Groups | 688.1244 | 0 | 0 | 5399.4441 | 0.12744 | 2 | Industrial_2034_Economic_GWh_After Competition Groups_2 | HE Lighting | 12.74% | 0 | 688.1244 | Industrial_2034_Economic_GWh_After Competition Groups_HE Lighting
Industrial | Ind ¦ Air Leak Survey and Repair | 2034 | Economic | GWh | After Competition Groups | 609.5745 | 0 | 0 | 5399.4441 | 0.1129 | 3 | Industrial_2034_Economic_GWh_After Competition Groups_3 | Air Leak Survey and Repair | 11.29% | 0 | 609.5745 | Industrial_2034_Economic_GWh_After Competition Groups_Air Leak Survey and Repair
Industrial | Ind ¦ Air Compressor Optimization | 2034 | Economic | GWh | After Competition Groups | 477.488 | 0 | 0 | 5399.4441 | 0.088433 | 4 | Industrial_2034_Economic_GWh_After Competition Groups_4 | Air Compressor Optimization | 8.843% | 0 | 477.488 | Industrial_2034_Economic_GWh_After Competition Groups_Air Compressor Optimization
Industrial | Ind ¦ Efficient Compressed Air Nozzles | 2034 | Economic | GWh | After Competition Groups | 465.2782 | 0 | 0 | 5399.4441 | 0.086172 | 5 | Industrial_2034_Economic_GWh_After Competition Groups_5 | Efficient Compressed Air Nozzles | 8.617% | 0 | 465.2782 | Industrial_2034_Economic_GWh_After Competition Groups_Efficient Compressed Air Nozzles
Industrial | Ind ¦ Recommissioning | 2034 | Economic | GWh | After Competition Groups | 426.6038 | 0 | 0 | 5399.4441 | 0.079009 | 6 | Industrial_2034_Economic_GWh_After Competition Groups_6 | Recommissioning | 7.901% | 0 | 426.6038 | Industrial_2034_Economic_GWh_After Competition Groups_Recommissioning
Industrial | Ind ¦ SEM | 2034 | Economic | GWh | After Competition Groups | 426.6038 | 0 | 0 | 5399.4441 | 0.079009 | 7 | Industrial_2034_Economic_GWh_After Competition Groups_7 | SEM | 7.901% | 0 | 426.6038 | Industrial_2034_Economic_GWh_After Competition Groups_SEM
Industrial | Ind ¦ Pump Equipment Upgrade | 2034 | Economic | GWh | After Competition Groups | 391.6093 | 0 | 0 | 5399.4441 | 0.072528 | 8 | Industrial_2034_Economic_GWh_After Competition Groups_8 | Pump Equipment Upgrade | 7.253% | 0 | 391.6093 | Industrial_2034_Economic_GWh_After Competition Groups_Pump Equipment Upgrade
Industrial | Ind ¦ High Efficiency HVAC Fans | 2034 | Economic | GWh | After Competition Groups | 247.1258 | 0 | 0 | 5399.4441 | 0.045769 | 9 | Industrial_2034_Economic_GWh_After Competition Groups_9 | High Efficiency HVAC Fans | 4.577% | 0 | 247.1258 | Industrial_2034_Economic_GWh_After Competition Groups_High Efficiency HVAC Fans
Industrial | Ind ¦ Process Optimization (Elec) | 2034 | Economic | GWh | After Competition Groups | 172.5214 | 0 | 0 | 5399.4441 | 0.031952 | 10 | Industrial_2034_Economic_GWh_After Competition Groups_10 | Process Optimization (Elec) | 3.195% | 0 | 172.5214 | Industrial_2034_Economic_GWh_After Competition Groups_Process Optimization (Elec)
Industrial | Ind ¦ Greenhouse Grow Lights | 2034 | Economic | GWh | After Competition Groups | 167.6422 | 0 | 0 | 5399.4441 | 0.031048 | 11 | Industrial_2034_Economic_GWh_After Competition Groups_11 | Greenhouse Grow Lights | 3.105% | 0 | 167.6422 | Industrial_2034_Economic_GWh_After Competition Groups_Greenhouse Grow Lights
Industrial | Ind ¦ Material Handling Improvements | 2034 | Economic | GWh | After Competition Groups | 74.6883 | 0 | 0 | 5399.4441 | 0.013833 | 12 | Industrial_2034_Economic_GWh_After Competition Groups_12 | Material Handling Improvements | 1.383% | 0 | 74.6883 | Industrial_2034_Economic_GWh_After Competition Groups_Material Handling Improvements
Industrial | Ind ¦ Fan System Optimization | 2034 | Economic | GWh | After Competition Groups | 67.1449 | 0 | 0 | 5399.4441 | 0.012436 | 13 | Industrial_2034_Economic_GWh_After Competition Groups_13 | Fan System Optimization | 1.244% | 0 | 67.1449 | Industrial_2034_Economic_GWh_After Competition Groups_Fan System Optimization
Industrial | Ind ¦ Pulp and Paper Process Improvements | 2034 | Economic | GWh | After Competition Groups | 65.4913 | 0 | 0 | 5399.4441 | 0.012129 | 14 | Industrial_2034_Economic_GWh_After Competition Groups_14 | Pulp and Paper Process Improvements | 1.213% | 0 | 65.4913 | Industrial_2034_Economic_GWh_After Competition Groups_Pulp and Paper Process Improvements
Industrial | Ind ¦ Refiner Plate Improvements | 2034 | Economic | GWh | After Competition Groups | 56.9305 | 0 | 0 | 5399.4441 | 0.010544 | 15 | Industrial_2034_Economic_GWh_After Competition Groups_15 | Refiner Plate Improvements | 1.054% | 0 | 56.9305 | Industrial_2034_Economic_GWh_After Competition Groups_Refiner Plate Improvements
Industrial | Ind ¦ Process Heat Recovery | 2034 | Economic | GWh | After Competition Groups | 36.8599 | 0 | 0 | 5399.4441 | 0.0068266 | 16 | Industrial_2034_Economic_GWh_After Competition Groups_16 | Process Heat Recovery | 0.6827% | 0 | 36.8599 | Industrial_2034_Economic_GWh_After Competition Groups_Process Heat Recovery
Industrial | Ind ¦ High Efficiency Battery Charger | 2034 | Economic | GWh | After Competition Groups | 23.55 | 0 | 0 | 5399.4441 | 0.0043616 | 17 | Industrial_2034_Economic_GWh_After Competition Groups_17 | High Efficiency Battery Charger | 0.4362% | 0 | 23.55 | Industrial_2034_Economic_GWh_After Competition Groups_High Efficiency Battery Charger
Industrial | Ind ¦ VAV Conversion Project | 2034 | Economic | GWh | After Competition Groups | 23.2016 | 0 | 0 | 5399.4441 | 0.004297 | 18 | Industrial_2034_Economic_GWh_After Competition Groups_18 | VAV Conversion Project | 0.4297% | 0 | 23.2016 | Industrial_2034_Economic_GWh_After Competition Groups_VAV Conversion Project
Industrial | Ind ¦ Improved Controls - Process Cooling | 2034 | Economic | GWh | After Competition Groups | 20.6614 | 0 | 0 | 5399.4441 | 0.0038266 | 19 | Industrial_2034_Economic_GWh_After Competition Groups_19 | Improved Controls - Process Cooling | 0.3827% | 0 | 20.6614 | Industrial_2034_Economic_GWh_After Competition Groups_Improved Controls - Process Cooling
Industrial | Ind ¦ Efficient Irrigation | 2034 | Economic | GWh | After Competition Groups | 19.05 | 0 | 0 | 5399.4441 | 0.0035281 | 20 | Industrial_2034_Economic_GWh_After Competition Groups_20 | Efficient Irrigation | 0.3528% | 0 | 19.05 | Industrial_2034_Economic_GWh_After Competition Groups_Efficient Irrigation
Industrial | Ind ¦ Process Improvements | 2034 | Economic | GWh | After Competition Groups | 17.6169 | 0 | 0 | 5399.4441 | 0.0032627 | 21 | Industrial_2034_Economic_GWh_After Competition Groups_21 | Process Improvements | 0.3263% | 0 | 17.6169 | Industrial_2034_Economic_GWh_After Competition Groups_Process Improvements
Industrial | Ind ¦ Ventilation Optimization | 2034 | Economic | GWh | After Competition Groups | 15.8395 | 0 | 0 | 5399.4441 | 0.0029335 | 22 | Industrial_2034_Economic_GWh_After Competition Groups_22 | Ventilation Optimization | 0.2934% | 0 | 15.8395 | Industrial_2034_Economic_GWh_After Competition Groups_Ventilation Optimization
Industrial | Ind ¦ Refrigeration Compressor VFD | 2034 | Economic | GWh | After Competition Groups | 12.9251 | 0 | 0 | 5399.4441 | 0.0023938 | 23 | Industrial_2034_Economic_GWh_After Competition Groups_23 | Refrigeration Compressor VFD | 0.2394% | 0 | 12.9251 | Industrial_2034_Economic_GWh_After Competition Groups_Refrigeration Compressor VFD
Industrial | Ind ¦ Improved Controls - Process Heating | 2034 | Economic | GWh | After Competition Groups | 10.7302 | 0 | 0 | 5399.4441 | 0.0019873 | 24 | Industrial_2034_Economic_GWh_After Competition Groups_24 | Improved Controls - Process Heating | 0.1987% | 0 | 10.7302 | Industrial_2034_Economic_GWh_After Competition Groups_Improved Controls - Process Heating
Industrial | Ind ¦ Cooling Tower Optimization | 2034 | Economic | GWh | After Competition Groups | 8.7462 | 0 | 0 | 5399.4441 | 0.0016198 | 25 | Industrial_2034_Economic_GWh_After Competition Groups_25 | Cooling Tower Optimization | 0.162% | 0 | 8.7462 | Industrial_2034_Economic_GWh_After Competition Groups_Cooling Tower Optimization
Industrial | Ind ¦ Engine Block Heater Timer | 2034 | Economic | GWh | After Competition Groups | 6.7502 | 0 | 0 | 5399.4441 | 0.0012502 | 26 | Industrial_2034_Economic_GWh_After Competition Groups_26 | Engine Block Heater Timer | 0.125% | 0 | 6.7502 | Industrial_2034_Economic_GWh_After Competition Groups_Engine Block Heater Timer
Industrial | Ind ¦ Free Cooling | 2034 | Economic | GWh | After Competition Groups | 5.3601 | 0 | 0 | 5399.4441 | 0.00099271 | 27 | Industrial_2034_Economic_GWh_After Competition Groups_27 | Free Cooling | 0.09927% | 0 | 5.3601 | Industrial_2034_Economic_GWh_After Competition Groups_Free Cooling
Industrial | Ind ¦ Dairy Pre-Cooler | 2034 | Economic | GWh | After Competition Groups | 5.1645 | 0 | 0 | 5399.4441 | 0.00095648 | 28 | Industrial_2034_Economic_GWh_After Competition Groups_28 | Dairy Pre-Cooler | 0.09565% | 0 | 5.1645 | Industrial_2034_Economic_GWh_After Competition Groups_Dairy Pre-Cooler
Industrial | Ind ¦ Air Compressor Heat Recovery | 2034 | Economic | GWh | After Competition Groups | 2.8472 | 0 | 0 | 5399.4441 | 0.00052731 | 29 | Industrial_2034_Economic_GWh_After Competition Groups_29 | Air Compressor Heat Recovery | 0.05273% | 0 | 2.8472 | Industrial_2034_Economic_GWh_After Competition Groups_Air Compressor Heat Recovery
Industrial | Ind ¦ Efficient Refrigeration Compressor | 2034 | Economic | GWh | After Competition Groups | 1.07 | 0 | 0 | 5399.4441 | 0.00019816 | 30 | Industrial_2034_Economic_GWh_After Competition Groups_30 | Efficient Refrigeration Compressor | 0.01982% | 0 | 1.07 | Industrial_2034_Economic_GWh_After Competition Groups_Efficient Refrigeration Compressor
Industrial | Ind ¦ Dairy Water Heater | 2034 | Economic | GWh | After Competition Groups | 0.13211 | 0 | 0 | 5399.4441 | 2.4466e-05 | 31 | Industrial_2034_Economic_GWh_After Competition Groups_31 | Dairy Water Heater | 0.002447% | 0 | 0.13211 | Industrial_2034_Economic_GWh_After Competition Groups_Dairy Water Heater
Industrial | Ind ¦ Heat Lamps/Heat Pad | 2034 | Economic | GWh | After Competition Groups | 0.1174 | 0 | 0 | 5399.4441 | 2.1742e-05 | 32 | Industrial_2034_Economic_GWh_After Competition Groups_32 | Heat Lamps/Heat Pad | 0.002174% | 0 | 0.1174 | Industrial_2034_Economic_GWh_After Competition Groups_Heat Lamps/Heat Pad
Industrial | Ind ¦ Pump System Optimization | 2034 | SC A | GWh | After Competition Groups | 404.7348 | 6143530.2635 | 6.1435 | 2415.7652 | 0.16754 | 1 | Industrial_2034_SC A_GWh_After Competition Groups_1 | Pump System Optimization | 16.75% | 6.1435 | 404.7348 | Industrial_2034_SC A_GWh_After Competition Groups_Pump System Optimization
Industrial | Ind ¦ Air Compressor Optimization | 2034 | SC A | GWh | After Competition Groups | 390.4935 | 829263.7428 | 0.82926 | 2415.7652 | 0.16164 | 2 | Industrial_2034_SC A_GWh_After Competition Groups_2 | Air Compressor Optimization | 16.16% | 0.82926 | 390.4935 | Industrial_2034_SC A_GWh_After Competition Groups_Air Compressor Optimization
Industrial | Ind ¦ Air Leak Survey and Repair | 2034 | SC A | GWh | After Competition Groups | 323.407 | 578149.7003 | 0.57815 | 2415.7652 | 0.13387 | 3 | Industrial_2034_SC A_GWh_After Competition Groups_3 | Air Leak Survey and Repair | 13.39% | 0.57815 | 323.407 | Industrial_2034_SC A_GWh_After Competition Groups_Air Leak Survey and Repair
Industrial | Ind ¦ Recommissioning | 2034 | SC A | GWh | After Competition Groups | 229.037 | 2479807.2605 | 2.4798 | 2415.7652 | 0.094809 | 4 | Industrial_2034_SC A_GWh_After Competition Groups_4 | Recommissioning | 9.481% | 2.4798 | 229.037 | Industrial_2034_SC A_GWh_After Competition Groups_Recommissioning
Industrial | Ind ¦ SEM | 2034 | SC A | GWh | After Competition Groups | 229.037 | 2479807.2605 | 2.4798 | 2415.7652 | 0.094809 | 5 | Industrial_2034_SC A_GWh_After Competition Groups_5 | SEM | 9.481% | 2.4798 | 229.037 | Industrial_2034_SC A_GWh_After Competition Groups_SEM
Industrial | Ind ¦ Efficient Compressed Air Nozzles | 2034 | SC A | GWh | After Competition Groups | 190.833 | 510689.8667 | 0.51069 | 2415.7652 | 0.078995 | 6 | Industrial_2034_SC A_GWh_After Competition Groups_6 | Efficient Compressed Air Nozzles | 7.899% | 0.51069 | 190.833 | Industrial_2034_SC A_GWh_After Competition Groups_Efficient Compressed Air Nozzles
Industrial | Ind ¦ Pump Equipment Upgrade | 2034 | SC A | GWh | After Competition Groups | 175.6479 | 3220193.9384 | 3.2202 | 2415.7652 | 0.072709 | 7 | Industrial_2034_SC A_GWh_After Competition Groups_7 | Pump Equipment Upgrade | 7.271% | 3.2202 | 175.6479 | Industrial_2034_SC A_GWh_After Competition Groups_Pump Equipment Upgrade
Industrial | Ind ¦ High Efficiency HVAC Fans | 2034 | SC A | GWh | After Competition Groups | 138.9781 | 2252963.7414 | 2.253 | 2415.7652 | 0.05753 | 8 | Industrial_2034_SC A_GWh_After Competition Groups_8 | High Efficiency HVAC Fans | 5.753% | 2.253 | 138.9781 | Industrial_2034_SC A_GWh_After Competition Groups_High Efficiency HVAC Fans
Industrial | Ind ¦ Fan System Optimization | 2034 | SC A | GWh | After Competition Groups | 55.4258 | 491633.7217 | 0.49163 | 2415.7652 | 0.022943 | 9 | Industrial_2034_SC A_GWh_After Competition Groups_9 | Fan System Optimization | 2.294% | 0.49163 | 55.4258 | Industrial_2034_SC A_GWh_After Competition Groups_Fan System Optimization
Industrial | Ind ¦ Greenhouse Grow Lights | 2034 | SC A | GWh | After Competition Groups | 53.8686 | 1082153.3399 | 1.0822 | 2415.7652 | 0.022299 | 10 | Industrial_2034_SC A_GWh_After Competition Groups_10 | Greenhouse Grow Lights | 2.23% | 1.0822 | 53.8686 | Industrial_2034_SC A_GWh_After Competition Groups_Greenhouse Grow Lights
Industrial | Ind ¦ Material Handling Improvements | 2034 | SC A | GWh | After Competition Groups | 43.635 | 167526.0384 | 0.16753 | 2415.7652 | 0.018063 | 11 | Industrial_2034_SC A_GWh_After Competition Groups_11 | Material Handling Improvements | 1.806% | 0.16753 | 43.635 | Industrial_2034_SC A_GWh_After Competition Groups_Material Handling Improvements
Industrial | Ind ¦ Process Optimization (Elec) | 2034 | SC A | GWh | After Competition Groups | 42.645 | 534478.7369 | 0.53448 | 2415.7652 | 0.017653 | 12 | Industrial_2034_SC A_GWh_After Competition Groups_12 | Process Optimization (Elec) | 1.765% | 0.53448 | 42.645 | Industrial_2034_SC A_GWh_After Competition Groups_Process Optimization (Elec)
Industrial | Ind ¦ Refiner Plate Improvements | 2034 | SC A | GWh | After Competition Groups | 21.8818 | 213264.1072 | 0.21326 | 2415.7652 | 0.0090579 | 13 | Industrial_2034_SC A_GWh_After Competition Groups_13 | Refiner Plate Improvements | 0.9058% | 0.21326 | 21.8818 | Industrial_2034_SC A_GWh_After Competition Groups_Refiner Plate Improvements
Industrial | Ind ¦ Process Heat Recovery | 2034 | SC A | GWh | After Competition Groups | 19.2619 | 461933.525 | 0.46193 | 2415.7652 | 0.0079734 | 14 | Industrial_2034_SC A_GWh_After Competition Groups_14 | Process Heat Recovery | 0.7973% | 0.46193 | 19.2619 | Industrial_2034_SC A_GWh_After Competition Groups_Process Heat Recovery
Industrial | Ind ¦ HE Lighting | 2034 | SC A | GWh | After Competition Groups | 16.5813 | 846519.2307 | 0.84652 | 2415.7652 | 0.0068638 | 15 | Industrial_2034_SC A_GWh_After Competition Groups_15 | HE Lighting | 0.6864% | 0.84652 | 16.5813 | Industrial_2034_SC A_GWh_After Competition Groups_HE Lighting
Industrial | Ind ¦ VAV Conversion Project | 2034 | SC A | GWh | After Competition Groups | 13.8819 | 448463.0443 | 0.44846 | 2415.7652 | 0.0057464 | 16 | Industrial_2034_SC A_GWh_After Competition Groups_16 | VAV Conversion Project | 0.5746% | 0.44846 | 13.8819 | Industrial_2034_SC A_GWh_After Competition Groups_VAV Conversion Project
Industrial | Ind ¦ Pulp and Paper Process Improvements | 2034 | SC A | GWh | After Competition Groups | 11.8102 | 321813.2577 | 0.32181 | 2415.7652 | 0.0048888 | 17 | Industrial_2034_SC A_GWh_After Competition Groups_17 | Pulp and Paper Process Improvements | 0.4889% | 0.32181 | 11.8102 | Industrial_2034_SC A_GWh_After Competition Groups_Pulp and Paper Process Improvements
Industrial | Ind ¦ Improved Controls - Process Cooling | 2034 | SC A | GWh | After Competition Groups | 11.5772 | 243147.5261 | 0.24315 | 2415.7652 | 0.0047923 | 18 | Industrial_2034_SC A_GWh_After Competition Groups_18 | Improved Controls - Process Cooling | 0.4792% | 0.24315 | 11.5772 | Industrial_2034_SC A_GWh_After Competition Groups_Improved Controls - Process Cooling
Industrial | Ind ¦ Process Improvements | 2034 | SC A | GWh | After Competition Groups | 8.7544 | 105351.1375 | 0.10535 | 2415.7652 | 0.0036239 | 19 | Industrial_2034_SC A_GWh_After Competition Groups_19 | Process Improvements | 0.3624% | 0.10535 | 8.7544 | Industrial_2034_SC A_GWh_After Competition Groups_Process Improvements
Industrial | Ind ¦ High Efficiency Battery Charger | 2034 | SC A | GWh | After Competition Groups | 7.6345 | 209349.5837 | 0.20935 | 2415.7652 | 0.0031603 | 20 | Industrial_2034_SC A_GWh_After Competition Groups_20 | High Efficiency Battery Charger | 0.316% | 0.20935 | 7.6345 | Industrial_2034_SC A_GWh_After Competition Groups_High Efficiency Battery Charger
Industrial | Ind ¦ Improved Controls - Process Heating | 2034 | SC A | GWh | After Competition Groups | 5.8329 | 121609.6728 | 0.12161 | 2415.7652 | 0.0024145 | 21 | Industrial_2034_SC A_GWh_After Competition Groups_21 | Improved Controls - Process Heating | 0.2415% | 0.12161 | 5.8329 | Industrial_2034_SC A_GWh_After Competition Groups_Improved Controls - Process Heating
Industrial | Ind ¦ Ventilation Optimization | 2034 | SC A | GWh | After Competition Groups | 4.7983 | 70720.1369 | 0.07072 | 2415.7652 | 0.0019862 | 22 | Industrial_2034_SC A_GWh_After Competition Groups_22 | Ventilation Optimization | 0.1986% | 0.07072 | 4.7983 | Industrial_2034_SC A_GWh_After Competition Groups_Ventilation Optimization
Industrial | Ind ¦ Refrigeration Compressor VFD | 2034 | SC A | GWh | After Competition Groups | 4.5863 | 65724.0498 | 0.065724 | 2415.7652 | 0.0018985 | 23 | Industrial_2034_SC A_GWh_After Competition Groups_23 | Refrigeration Compressor VFD | 0.1898% | 0.065724 | 4.5863 | Industrial_2034_SC A_GWh_After Competition Groups_Refrigeration Compressor VFD
Industrial | Ind ¦ Engine Block Heater Timer | 2034 | SC A | GWh | After Competition Groups | 3.4401 | 41124.4576 | 0.041124 | 2415.7652 | 0.001424 | 24 | Industrial_2034_SC A_GWh_After Competition Groups_24 | Engine Block Heater Timer | 0.1424% | 0.041124 | 3.4401 | Industrial_2034_SC A_GWh_After Competition Groups_Engine Block Heater Timer
Industrial | Ind ¦ Efficient Irrigation | 2034 | SC A | GWh | After Competition Groups | 2.5924 | 113404.2877 | 0.1134 | 2415.7652 | 0.0010731 | 25 | Industrial_2034_SC A_GWh_After Competition Groups_25 | Efficient Irrigation | 0.1073% | 0.1134 | 2.5924 | Industrial_2034_SC A_GWh_After Competition Groups_Efficient Irrigation
Industrial | Ind ¦ Air Compressor Heat Recovery | 2034 | SC A | GWh | After Competition Groups | 1.5619 | 36426.2694 | 0.036426 | 2415.7652 | 0.00064654 | 26 | Industrial_2034_SC A_GWh_After Competition Groups_26 | Air Compressor Heat Recovery | 0.06465% | 0.036426 | 1.5619 | Industrial_2034_SC A_GWh_After Competition Groups_Air Compressor Heat Recovery
Industrial | Ind ¦ Dairy Pre-Cooler | 2034 | SC A | GWh | After Competition Groups | 1.4724 | 22988.1514 | 0.022988 | 2415.7652 | 0.00060949 | 27 | Industrial_2034_SC A_GWh_After Competition Groups_27 | Dairy Pre-Cooler | 0.06095% | 0.022988 | 1.4724 | Industrial_2034_SC A_GWh_After Competition Groups_Dairy Pre-Cooler
Industrial | Ind ¦ Cooling Tower Optimization | 2034 | SC A | GWh | After Competition Groups | 1.0732 | 18103.9983 | 0.018104 | 2415.7652 | 0.00044426 | 28 | Industrial_2034_SC A_GWh_After Competition Groups_28 | Cooling Tower Optimization | 0.04443% | 0.018104 | 1.0732 | Industrial_2034_SC A_GWh_After Competition Groups_Cooling Tower Optimization
Industrial | Ind ¦ Efficient Refrigeration Compressor | 2034 | SC A | GWh | After Competition Groups | 0.76273 | 7514.5151 | 0.0075145 | 2415.7652 | 0.00031573 | 29 | Industrial_2034_SC A_GWh_After Competition Groups_29 | Efficient Refrigeration Compressor | 0.03157% | 0.0075145 | 0.76273 | Industrial_2034_SC A_GWh_After Competition Groups_Efficient Refrigeration Compressor
Industrial | Ind ¦ Heat Lamps/Heat Pad | 2034 | SC A | GWh | After Competition Groups | 0.4259 | 3734.5475 | 0.0037345 | 2415.7652 | 0.0001763 | 30 | Industrial_2034_SC A_GWh_After Competition Groups_30 | Heat Lamps/Heat Pad | 0.01763% | 0.0037345 | 0.4259 | Industrial_2034_SC A_GWh_After Competition Groups_Heat Lamps/Heat Pad
Industrial | Ind ¦ Dairy Water Heater | 2034 | SC A | GWh | After Competition Groups | 0.076258 | 1055.4228 | 0.0010554 | 2415.7652 | 3.1567e-05 | 31 | Industrial_2034_SC A_GWh_After Competition Groups_31 | Dairy Water Heater | 0.003157% | 0.0010554 | 0.076258 | Industrial_2034_SC A_GWh_After Competition Groups_Dairy Water Heater
Industrial | Ind ¦ Free Cooling | 2034 | SC A | GWh | After Competition Groups | 0.016838 | 355.734 | 0.00035573 | 2415.7652 | 6.97e-06 | 32 | Industrial_2034_SC A_GWh_After Competition Groups_32 | Free Cooling | 0.000697% | 0.00035573 | 0.016838 | Industrial_2034_SC A_GWh_After Competition Groups_Free Cooling
Industrial | Ind ¦ Pump System Optimization | 2034 | SC B | GWh | After Competition Groups | 603.0118 | 22899925.1689 | 22.8999 | 3888.8601 | 0.15506 | 1 | Industrial_2034_SC B_GWh_After Competition Groups_1 | Pump System Optimization | 15.51% | 22.8999 | 603.0118 | Industrial_2034_SC B_GWh_After Competition Groups_Pump System Optimization
Industrial | Ind ¦ Air Leak Survey and Repair | 2034 | SC B | GWh | After Competition Groups | 558.1185 | 353597.3146 | 0.3536 | 3888.8601 | 0.14352 | 2 | Industrial_2034_SC B_GWh_After Competition Groups_2 | Air Leak Survey and Repair | 14.35% | 0.3536 | 558.1185 | Industrial_2034_SC B_GWh_After Competition Groups_Air Leak Survey and Repair
Industrial | Ind ¦ Recommissioning | 2034 | SC B | GWh | After Competition Groups | 395.0765 | 1515894.5836 | 1.5159 | 3888.8601 | 0.10159 | 3 | Industrial_2034_SC B_GWh_After Competition Groups_3 | Recommissioning | 10.16% | 1.5159 | 395.0765 | Industrial_2034_SC B_GWh_After Competition Groups_Recommissioning
Industrial | Ind ¦ SEM | 2034 | SC B | GWh | After Competition Groups | 395.0765 | 1515894.5836 | 1.5159 | 3888.8601 | 0.10159 | 4 | Industrial_2034_SC B_GWh_After Competition Groups_4 | SEM | 10.16% | 1.5159 | 395.0765 | Industrial_2034_SC B_GWh_After Competition Groups_SEM
Industrial | Ind ¦ Air Compressor Optimization | 2034 | SC B | GWh | After Competition Groups | 390.4935 | 829180.8164 | 0.82918 | 3888.8601 | 0.10041 | 5 | Industrial_2034_SC B_GWh_After Competition Groups_5 | Air Compressor Optimization | 10.04% | 0.82918 | 390.4935 | Industrial_2034_SC B_GWh_After Competition Groups_Air Compressor Optimization
Industrial | Ind ¦ Efficient Compressed Air Nozzles | 2034 | SC B | GWh | After Competition Groups | 335.3926 | 395643.3132 | 0.39564 | 3888.8601 | 0.086244 | 6 | Industrial_2034_SC B_GWh_After Competition Groups_6 | Efficient Compressed Air Nozzles | 8.624% | 0.39564 | 335.3926 | Industrial_2034_SC B_GWh_After Competition Groups_Efficient Compressed Air Nozzles
Industrial | Ind ¦ Pump Equipment Upgrade | 2034 | SC B | GWh | After Competition Groups | 274.8762 | 13464513.1503 | 13.4645 | 3888.8601 | 0.070683 | 7 | Industrial_2034_SC B_GWh_After Competition Groups_7 | Pump Equipment Upgrade | 7.068% | 13.4645 | 274.8762 | Industrial_2034_SC B_GWh_After Competition Groups_Pump Equipment Upgrade
Industrial | Ind ¦ High Efficiency HVAC Fans | 2034 | SC B | GWh | After Competition Groups | 202.7753 | 1621617.3068 | 1.6216 | 3888.8601 | 0.052143 | 8 | Industrial_2034_SC B_GWh_After Competition Groups_8 | High Efficiency HVAC Fans | 5.214% | 1.6216 | 202.7753 | Industrial_2034_SC B_GWh_After Competition Groups_High Efficiency HVAC Fans
Industrial | Ind ¦ HE Lighting | 2034 | SC B | GWh | After Competition Groups | 169.899 | 25214917.9071 | 25.2149 | 3888.8601 | 0.043689 | 9 | Industrial_2034_SC B_GWh_After Competition Groups_9 | HE Lighting | 4.369% | 25.2149 | 169.899 | Industrial_2034_SC B_GWh_After Competition Groups_HE Lighting
Industrial | Ind ¦ Greenhouse Grow Lights | 2034 | SC B | GWh | After Competition Groups | 127.0472 | 3157328.1705 | 3.1573 | 3888.8601 | 0.03267 | 10 | Industrial_2034_SC B_GWh_After Competition Groups_10 | Greenhouse Grow Lights | 3.267% | 3.1573 | 127.0472 | Industrial_2034_SC B_GWh_After Competition Groups_Greenhouse Grow Lights
Industrial | Ind ¦ Material Handling Improvements | 2034 | SC B | GWh | After Competition Groups | 59.5439 | 119593.8654 | 0.11959 | 3888.8601 | 0.015311 | 11 | Industrial_2034_SC B_GWh_After Competition Groups_11 | Material Handling Improvements | 1.531% | 0.11959 | 59.5439 | Industrial_2034_SC B_GWh_After Competition Groups_Material Handling Improvements
Industrial | Ind ¦ Fan System Optimization | 2034 | SC B | GWh | After Competition Groups | 57.672 | 896459.7005 | 0.89646 | 3888.8601 | 0.01483 | 12 | Industrial_2034_SC B_GWh_After Competition Groups_12 | Fan System Optimization | 1.483% | 0.89646 | 57.672 | Industrial_2034_SC B_GWh_After Competition Groups_Fan System Optimization
Industrial | Ind ¦ Pulp and Paper Process Improvements | 2034 | SC B | GWh | After Competition Groups | 57.2166 | 1113538.6628 | 1.1135 | 3888.8601 | 0.014713 | 13 | Industrial_2034_SC B_GWh_After Competition Groups_13 | Pulp and Paper Process Improvements | 1.471% | 1.1135 | 57.2166 | Industrial_2034_SC B_GWh_After Competition Groups_Pulp and Paper Process Improvements
Industrial | Ind ¦ Process Optimization (Elec) | 2034 | SC B | GWh | After Competition Groups | 42.645 | 534425.289 | 0.53443 | 3888.8601 | 0.010966 | 14 | Industrial_2034_SC B_GWh_After Competition Groups_14 | Process Optimization (Elec) | 1.097% | 0.53443 | 42.645 | Industrial_2034_SC B_GWh_After Competition Groups_Process Optimization (Elec)
Industrial | Ind ¦ Refiner Plate Improvements | 2034 | SC B | GWh | After Competition Groups | 39.6193 | 185514.842 | 0.18551 | 3888.8601 | 0.010188 | 15 | Industrial_2034_SC B_GWh_After Competition Groups_15 | Refiner Plate Improvements | 1.019% | 0.18551 | 39.6193 | Industrial_2034_SC B_GWh_After Competition Groups_Refiner Plate Improvements
Industrial | Ind ¦ Process Heat Recovery | 2034 | SC B | GWh | After Competition Groups | 33.8719 | 301672.7448 | 0.30167 | 3888.8601 | 0.00871 | 16 | Industrial_2034_SC B_GWh_After Competition Groups_16 | Process Heat Recovery | 0.871% | 0.30167 | 33.8719 | Industrial_2034_SC B_GWh_After Competition Groups_Process Heat Recovery
Industrial | Ind ¦ VAV Conversion Project | 2034 | SC B | GWh | After Competition Groups | 24.5966 | 301728.9176 | 0.30173 | 3888.8601 | 0.0063249 | 17 | Industrial_2034_SC B_GWh_After Competition Groups_17 | VAV Conversion Project | 0.6325% | 0.30173 | 24.5966 | Industrial_2034_SC B_GWh_After Competition Groups_VAV Conversion Project
Industrial | Ind ¦ Improved Controls - Process Cooling | 2034 | SC B | GWh | After Competition Groups | 19.975 | 150136.6883 | 0.15014 | 3888.8601 | 0.0051365 | 18 | Industrial_2034_SC B_GWh_After Competition Groups_18 | Improved Controls - Process Cooling | 0.5136% | 0.15014 | 19.975 | Industrial_2034_SC B_GWh_After Competition Groups_Improved Controls - Process Cooling
Industrial | Ind ¦ High Efficiency Battery Charger | 2034 | SC B | GWh | After Competition Groups | 18.0375 | 365992.7168 | 0.36599 | 3888.8601 | 0.0046383 | 19 | Industrial_2034_SC B_GWh_After Competition Groups_19 | High Efficiency Battery Charger | 0.4638% | 0.36599 | 18.0375 | Industrial_2034_SC B_GWh_After Competition Groups_High Efficiency Battery Charger
Industrial | Ind ¦ Process Improvements | 2034 | SC B | GWh | After Competition Groups | 15.8075 | 92056.2659 | 0.092056 | 3888.8601 | 0.0040648 | 20 | Industrial_2034_SC B_GWh_After Competition Groups_20 | Process Improvements | 0.4065% | 0.092056 | 15.8075 | Industrial_2034_SC B_GWh_After Competition Groups_Process Improvements
Industrial | Ind ¦ Ventilation Optimization | 2034 | SC B | GWh | After Competition Groups | 11.0781 | 435582.3548 | 0.43558 | 3888.8601 | 0.0028487 | 21 | Industrial_2034_SC B_GWh_After Competition Groups_21 | Ventilation Optimization | 0.2849% | 0.43558 | 11.0781 | Industrial_2034_SC B_GWh_After Competition Groups_Ventilation Optimization
Industrial | Ind ¦ Refrigeration Compressor VFD | 2034 | SC B | GWh | After Competition Groups | 10.7187 | 289568.7946 | 0.28957 | 3888.8601 | 0.0027563 | 22 | Industrial_2034_SC B_GWh_After Competition Groups_22 | Refrigeration Compressor VFD | 0.2756% | 0.28957 | 10.7187 | Industrial_2034_SC B_GWh_After Competition Groups_Refrigeration Compressor VFD
Industrial | Ind ¦ Efficient Irrigation | 2034 | SC B | GWh | After Competition Groups | 10.4578 | 863066.5956 | 0.86307 | 3888.8601 | 0.0026892 | 23 | Industrial_2034_SC B_GWh_After Competition Groups_23 | Efficient Irrigation | 0.2689% | 0.86307 | 10.4578 | Industrial_2034_SC B_GWh_After Competition Groups_Efficient Irrigation
Industrial | Ind ¦ Improved Controls - Process Heating | 2034 | SC B | GWh | After Competition Groups | 9.8334 | 70067.1784 | 0.070067 | 3888.8601 | 0.0025286 | 24 | Industrial_2034_SC B_GWh_After Competition Groups_24 | Improved Controls - Process Heating | 0.2529% | 0.070067 | 9.8334 | Industrial_2034_SC B_GWh_After Competition Groups_Improved Controls - Process Heating
Industrial | Ind ¦ Cooling Tower Optimization | 2034 | SC B | GWh | After Competition Groups | 8.167 | 190958.7203 | 0.19096 | 3888.8601 | 0.0021001 | 25 | Industrial_2034_SC B_GWh_After Competition Groups_25 | Cooling Tower Optimization | 0.21% | 0.19096 | 8.167 | Industrial_2034_SC B_GWh_After Competition Groups_Cooling Tower Optimization
Industrial | Ind ¦ Engine Block Heater Timer | 2034 | SC B | GWh | After Competition Groups | 6.0015 | 26458.5824 | 0.026459 | 3888.8601 | 0.0015432 | 26 | Industrial_2034_SC B_GWh_After Competition Groups_26 | Engine Block Heater Timer | 0.1543% | 0.026459 | 6.0015 | Industrial_2034_SC B_GWh_After Competition Groups_Engine Block Heater Timer
Industrial | Ind ¦ Free Cooling | 2034 | SC B | GWh | After Competition Groups | 5.2479 | 194766.3255 | 0.19477 | 3888.8601 | 0.0013495 | 27 | Industrial_2034_SC B_GWh_After Competition Groups_27 | Free Cooling | 0.1349% | 0.19477 | 5.2479 | Industrial_2034_SC B_GWh_After Competition Groups_Free Cooling
Industrial | Ind ¦ Air Compressor Heat Recovery | 2034 | SC B | GWh | After Competition Groups | 2.6873 | 21707.7783 | 0.021708 | 3888.8601 | 0.00069103 | 28 | Industrial_2034_SC B_GWh_After Competition Groups_28 | Air Compressor Heat Recovery | 0.0691% | 0.021708 | 2.6873 | Industrial_2034_SC B_GWh_After Competition Groups_Air Compressor Heat Recovery
Industrial | Ind ¦ Dairy Pre-Cooler | 2034 | SC B | GWh | After Competition Groups | 2.2919 | 138559.4956 | 0.13856 | 3888.8601 | 0.00058934 | 29 | Industrial_2034_SC B_GWh_After Competition Groups_29 | Dairy Pre-Cooler | 0.05893% | 0.13856 | 2.2919 | Industrial_2034_SC B_GWh_After Competition Groups_Dairy Pre-Cooler
Industrial | Ind ¦ Efficient Refrigeration Compressor | 2034 | SC B | GWh | After Competition Groups | 0.95493 | 4360.0753 | 0.0043601 | 3888.8601 | 0.00024555 | 30 | Industrial_2034_SC B_GWh_After Competition Groups_30 | Efficient Refrigeration Compressor | 0.02456% | 0.0043601 | 0.95493 | Industrial_2034_SC B_GWh_After Competition Groups_Efficient Refrigeration Compressor
Industrial | Ind ¦ Heat Lamps/Heat Pad | 2034 | SC B | GWh | After Competition Groups | 0.55589 | 7393.2776 | 0.0073933 | 3888.8601 | 0.00014294 | 31 | Industrial_2034_SC B_GWh_After Competition Groups_31 | Heat Lamps/Heat Pad | 0.01429% | 0.0073933 | 0.55589 | Industrial_2034_SC B_GWh_After Competition Groups_Heat Lamps/Heat Pad
Industrial | Ind ¦ Dairy Water Heater | 2034 | SC B | GWh | After Competition Groups | 0.11308 | 2462.6137 | 0.0024626 | 3888.8601 | 2.9078e-05 | 32 | Industrial_2034_SC B_GWh_After Competition Groups_32 | Dairy Water Heater | 0.002908% | 0.0024626 | 0.11308 | Industrial_2034_SC B_GWh_After Competition Groups_Dairy Water Heater
Industrial | Ind ¦ Pump System Optimization | 2034 | SC C | GWh | After Competition Groups | 603.0118 | 22902215.3904 | 22.9022 | 2870.1326 | 0.2101 | 1 | Industrial_2034_SC C_GWh_After Competition Groups_1 | Pump System Optimization | 21.01% | 22.9022 | 603.0118 | Industrial_2034_SC C_GWh_After Competition Groups_Pump System Optimization
Industrial | Ind ¦ Air Compressor Optimization | 2034 | SC C | GWh | After Competition Groups | 390.4935 | 829263.7428 | 0.82926 | 2870.1326 | 0.13605 | 2 | Industrial_2034_SC C_GWh_After Competition Groups_2 | Air Compressor Optimization | 13.61% | 0.82926 | 390.4935 | Industrial_2034_SC C_GWh_After Competition Groups_Air Compressor Optimization
Industrial | Ind ¦ Air Leak Survey and Repair | 2034 | SC C | GWh | After Competition Groups | 323.407 | 578149.7003 | 0.57815 | 2870.1326 | 0.11268 | 3 | Industrial_2034_SC C_GWh_After Competition Groups_3 | Air Leak Survey and Repair | 11.27% | 0.57815 | 323.407 | Industrial_2034_SC C_GWh_After Competition Groups_Air Leak Survey and Repair
Industrial | Ind ¦ Pump Equipment Upgrade | 2034 | SC C | GWh | After Competition Groups | 274.8762 | 13465859.7363 | 13.4659 | 2870.1326 | 0.095771 | 4 | Industrial_2034_SC C_GWh_After Competition Groups_4 | Pump Equipment Upgrade | 9.577% | 13.4659 | 274.8762 | Industrial_2034_SC C_GWh_After Competition Groups_Pump Equipment Upgrade
Industrial | Ind ¦ Recommissioning | 2034 | SC C | GWh | After Competition Groups | 229.037 | 2479807.2605 | 2.4798 | 2870.1326 | 0.0798 | 5 | Industrial_2034_SC C_GWh_After Competition Groups_5 | Recommissioning | 7.98% | 2.4798 | 229.037 | Industrial_2034_SC C_GWh_After Competition Groups_Recommissioning
Industrial | Ind ¦ SEM | 2034 | SC C | GWh | After Competition Groups | 229.037 | 2479807.2605 | 2.4798 | 2870.1326 | 0.0798 | 6 | Industrial_2034_SC C_GWh_After Competition Groups_6 | SEM | 7.98% | 2.4798 | 229.037 | Industrial_2034_SC C_GWh_After Competition Groups_SEM
Industrial | Ind ¦ Efficient Compressed Air Nozzles | 2034 | SC C | GWh | After Competition Groups | 190.833 | 510689.8667 | 0.51069 | 2870.1326 | 0.066489 | 7 | Industrial_2034_SC C_GWh_After Competition Groups_7 | Efficient Compressed Air Nozzles | 6.649% | 0.51069 | 190.833 | Industrial_2034_SC C_GWh_After Competition Groups_Efficient Compressed Air Nozzles
Industrial | Ind ¦ High Efficiency HVAC Fans | 2034 | SC C | GWh | After Competition Groups | 138.9781 | 2252963.7414 | 2.253 | 2870.1326 | 0.048422 | 8 | Industrial_2034_SC C_GWh_After Competition Groups_8 | High Efficiency HVAC Fans | 4.842% | 2.253 | 138.9781 | Industrial_2034_SC C_GWh_After Competition Groups_High Efficiency HVAC Fans
Industrial | Ind ¦ Greenhouse Grow Lights | 2034 | SC C | GWh | After Competition Groups | 89.1342 | 3968432.3194 | 3.9684 | 2870.1326 | 0.031056 | 9 | Industrial_2034_SC C_GWh_After Competition Groups_9 | Greenhouse Grow Lights | 3.106% | 3.9684 | 89.1342 | Industrial_2034_SC C_GWh_After Competition Groups_Greenhouse Grow Lights
Industrial | Ind ¦ HE Lighting | 2034 | SC C | GWh | After Competition Groups | 88.3399 | 13640181.4073 | 13.6402 | 2870.1326 | 0.030779 | 10 | Industrial_2034_SC C_GWh_After Competition Groups_10 | HE Lighting | 3.078% | 13.6402 | 88.3399 | Industrial_2034_SC C_GWh_After Competition Groups_HE Lighting
Industrial | Ind ¦ Fan System Optimization | 2034 | SC C | GWh | After Competition Groups | 57.672 | 896549.3554 | 0.89655 | 2870.1326 | 0.020094 | 11 | Industrial_2034_SC C_GWh_After Competition Groups_11 | Fan System Optimization | 2.009% | 0.89655 | 57.672 | Industrial_2034_SC C_GWh_After Competition Groups_Fan System Optimization
Industrial | Ind ¦ Material Handling Improvements | 2034 | SC C | GWh | After Competition Groups | 43.635 | 167526.0384 | 0.16753 | 2870.1326 | 0.015203 | 12 | Industrial_2034_SC C_GWh_After Competition Groups_12 | Material Handling Improvements | 1.52% | 0.16753 | 43.635 | Industrial_2034_SC C_GWh_After Competition Groups_Material Handling Improvements
Industrial | Ind ¦ Process Optimization (Elec) | 2034 | SC C | GWh | After Competition Groups | 42.645 | 534478.7369 | 0.53448 | 2870.1326 | 0.014858 | 13 | Industrial_2034_SC C_GWh_After Competition Groups_13 | Process Optimization (Elec) | 1.486% | 0.53448 | 42.645 | Industrial_2034_SC C_GWh_After Competition Groups_Process Optimization (Elec)
Industrial | Ind ¦ Pulp and Paper Process Improvements | 2034 | SC C | GWh | After Competition Groups | 31.9639 | 1599390.5484 | 1.5994 | 2870.1326 | 0.011137 | 14 | Industrial_2034_SC C_GWh_After Competition Groups_14 | Pulp and Paper Process Improvements | 1.114% | 1.5994 | 31.9639 | Industrial_2034_SC C_GWh_After Competition Groups_Pulp and Paper Process Improvements
Industrial | Ind ¦ Refiner Plate Improvements | 2034 | SC C | GWh | After Competition Groups | 21.8818 | 213264.1072 | 0.21326 | 2870.1326 | 0.007624 | 15 | Industrial_2034_SC C_GWh_After Competition Groups_15 | Refiner Plate Improvements | 0.7624% | 0.21326 | 21.8818 | Industrial_2034_SC C_GWh_After Competition Groups_Refiner Plate Improvements
Industrial | Ind ¦ Process Heat Recovery | 2034 | SC C | GWh | After Competition Groups | 19.2619 | 461933.525 | 0.46193 | 2870.1326 | 0.0067112 | 16 | Industrial_2034_SC C_GWh_After Competition Groups_16 | Process Heat Recovery | 0.6711% | 0.46193 | 19.2619 | Industrial_2034_SC C_GWh_After Competition Groups_Process Heat Recovery
Industrial | Ind ¦ VAV Conversion Project | 2034 | SC C | GWh | After Competition Groups | 14.1859 | 488744.2495 | 0.48874 | 2870.1326 | 0.0049426 | 17 | Industrial_2034_SC C_GWh_After Competition Groups_17 | VAV Conversion Project | 0.4943% | 0.48874 | 14.1859 | Industrial_2034_SC C_GWh_After Competition Groups_VAV Conversion Project
Industrial | Ind ¦ High Efficiency Battery Charger | 2034 | SC C | GWh | After Competition Groups | 11.999 | 502222.2611 | 0.50222 | 2870.1326 | 0.0041806 | 18 | Industrial_2034_SC C_GWh_After Competition Groups_18 | High Efficiency Battery Charger | 0.4181% | 0.50222 | 11.999 | Industrial_2034_SC C_GWh_After Competition Groups_High Efficiency Battery Charger
Industrial | Ind ¦ Improved Controls - Process Cooling | 2034 | SC C | GWh | After Competition Groups | 11.5966 | 245608.9141 | 0.24561 | 2870.1326 | 0.0040404 | 19 | Industrial_2034_SC C_GWh_After Competition Groups_19 | Improved Controls - Process Cooling | 0.404% | 0.24561 | 11.5966 | Industrial_2034_SC C_GWh_After Competition Groups_Improved Controls - Process Cooling
Industrial | Ind ¦ Ventilation Optimization | 2034 | SC C | GWh | After Competition Groups | 11.0781 | 435625.9174 | 0.43563 | 2870.1326 | 0.0038598 | 20 | Industrial_2034_SC C_GWh_After Competition Groups_20 | Ventilation Optimization | 0.386% | 0.43563 | 11.0781 | Industrial_2034_SC C_GWh_After Competition Groups_Ventilation Optimization
Industrial | Ind ¦ Process Improvements | 2034 | SC C | GWh | After Competition Groups | 9.1565 | 150594.2889 | 0.15059 | 2870.1326 | 0.0031903 | 21 | Industrial_2034_SC C_GWh_After Competition Groups_21 | Process Improvements | 0.319% | 0.15059 | 9.1565 | Industrial_2034_SC C_GWh_After Competition Groups_Process Improvements
Industrial | Ind ¦ Cooling Tower Optimization | 2034 | SC C | GWh | After Competition Groups | 8.167 | 190977.8181 | 0.19098 | 2870.1326 | 0.0028455 | 22 | Industrial_2034_SC C_GWh_After Competition Groups_22 | Cooling Tower Optimization | 0.2846% | 0.19098 | 8.167 | Industrial_2034_SC C_GWh_After Competition Groups_Cooling Tower Optimization
Industrial | Ind ¦ Refrigeration Compressor VFD | 2034 | SC C | GWh | After Competition Groups | 7.6543 | 315122.1137 | 0.31512 | 2870.1326 | 0.0026669 | 23 | Industrial_2034_SC C_GWh_After Competition Groups_23 | Refrigeration Compressor VFD | 0.2667% | 0.31512 | 7.6543 | Industrial_2034_SC C_GWh_After Competition Groups_Refrigeration Compressor VFD
Industrial | Ind ¦ Improved Controls - Process Heating | 2034 | SC C | GWh | After Competition Groups | 5.8425 | 122828.613 | 0.12283 | 2870.1326 | 0.0020356 | 24 | Industrial_2034_SC C_GWh_After Competition Groups_24 | Improved Controls - Process Heating | 0.2036% | 0.12283 | 5.8425 | Industrial_2034_SC C_GWh_After Competition Groups_Improved Controls - Process Heating
Industrial | Ind ¦ Efficient Irrigation | 2034 | SC C | GWh | After Competition Groups | 4.8569 | 475666.7642 | 0.47567 | 2870.1326 | 0.0016922 | 25 | Industrial_2034_SC C_GWh_After Competition Groups_25 | Efficient Irrigation | 0.1692% | 0.47567 | 4.8569 | Industrial_2034_SC C_GWh_After Competition Groups_Efficient Irrigation
Industrial | Ind ¦ Engine Block Heater Timer | 2034 | SC C | GWh | After Competition Groups | 3.4469 | 41946.0365 | 0.041946 | 2870.1326 | 0.001201 | 26 | Industrial_2034_SC C_GWh_After Competition Groups_26 | Engine Block Heater Timer | 0.1201% | 0.041946 | 3.4469 | Industrial_2034_SC C_GWh_After Competition Groups_Engine Block Heater Timer
Industrial | Ind ¦ Free Cooling | 2034 | SC C | GWh | After Competition Groups | 3.1896 | 376242.6088 | 0.37624 | 2870.1326 | 0.0011113 | 27 | Industrial_2034_SC C_GWh_After Competition Groups_27 | Free Cooling | 0.1111% | 0.37624 | 3.1896 | Industrial_2034_SC C_GWh_After Competition Groups_Free Cooling
Industrial | Ind ¦ Dairy Pre-Cooler | 2034 | SC C | GWh | After Competition Groups | 1.8246 | 78293.9254 | 0.078294 | 2870.1326 | 0.00063572 | 28 | Industrial_2034_SC C_GWh_After Competition Groups_28 | Dairy Pre-Cooler | 0.06357% | 0.078294 | 1.8246 | Industrial_2034_SC C_GWh_After Competition Groups_Dairy Pre-Cooler
Industrial | Ind ¦ Air Compressor Heat Recovery | 2034 | SC C | GWh | After Competition Groups | 1.5619 | 36426.2694 | 0.036426 | 2870.1326 | 0.00054418 | 29 | Industrial_2034_SC C_GWh_After Competition Groups_29 | Air Compressor Heat Recovery | 0.05442% | 0.036426 | 1.5619 | Industrial_2034_SC C_GWh_After Competition Groups_Air Compressor Heat Recovery
Industrial | Ind ¦ Efficient Refrigeration Compressor | 2034 | SC C | GWh | After Competition Groups | 0.76273 | 7514.5151 | 0.0075145 | 2870.1326 | 0.00026575 | 30 | Industrial_2034_SC C_GWh_After Competition Groups_30 | Efficient Refrigeration Compressor | 0.02657% | 0.0075145 | 0.76273 | Industrial_2034_SC C_GWh_After Competition Groups_Efficient Refrigeration Compressor
Industrial | Ind ¦ Heat Lamps/Heat Pad | 2034 | SC C | GWh | After Competition Groups | 0.49705 | 9471.4774 | 0.0094715 | 2870.1326 | 0.00017318 | 31 | Industrial_2034_SC C_GWh_After Competition Groups_31 | Heat Lamps/Heat Pad | 0.01732% | 0.0094715 | 0.49705 | Industrial_2034_SC C_GWh_After Competition Groups_Heat Lamps/Heat Pad
Industrial | Ind ¦ Dairy Water Heater | 2034 | SC C | GWh | After Competition Groups | 0.10565 | 2582.1249 | 0.0025821 | 2870.1326 | 3.6809e-05 | 32 | Industrial_2034_SC C_GWh_After Competition Groups_32 | Dairy Water Heater | 0.003681% | 0.0025821 | 0.10565 | Industrial_2034_SC C_GWh_After Competition Groups_Dairy Water Heater
Industrial | Ind ¦ Air Compressor Optimization | 2034 | SC D | GWh | After Competition Groups | 390.4935 | 0 | 0 | 2277.3413 | 0.17147 | 1 | Industrial_2034_SC D_GWh_After Competition Groups_1 | Air Compressor Optimization | 17.15% | 0 | 390.4935 | Industrial_2034_SC D_GWh_After Competition Groups_Air Compressor Optimization
Industrial | Ind ¦ Pump System Optimization | 2034 | SC D | GWh | After Competition Groups | 336.5488 | 0 | 0 | 2277.3413 | 0.14778 | 2 | Industrial_2034_SC D_GWh_After Competition Groups_2 | Pump System Optimization | 14.78% | 0 | 336.5488 | Industrial_2034_SC D_GWh_After Competition Groups_Pump System Optimization
Industrial | Ind ¦ Air Leak Survey and Repair | 2034 | SC D | GWh | After Competition Groups | 322.8476 | 0 | 0 | 2277.3413 | 0.14177 | 3 | Industrial_2034_SC D_GWh_After Competition Groups_3 | Air Leak Survey and Repair | 14.18% | 0 | 322.8476 | Industrial_2034_SC D_GWh_After Competition Groups_Air Leak Survey and Repair
Industrial | Ind ¦ SEM | 2034 | SC D | GWh | After Competition Groups | 229.037 | 0 | 0 | 2277.3413 | 0.10057 | 4 | Industrial_2034_SC D_GWh_After Competition Groups_4 | SEM | 10.06% | 0 | 229.037 | Industrial_2034_SC D_GWh_After Competition Groups_SEM
Industrial | Ind ¦ Recommissioning | 2034 | SC D | GWh | After Competition Groups | 221.4239 | 0 | 0 | 2277.3413 | 0.097229 | 5 | Industrial_2034_SC D_GWh_After Competition Groups_5 | Recommissioning | 9.723% | 0 | 221.4239 | Industrial_2034_SC D_GWh_After Competition Groups_Recommissioning
Industrial | Ind ¦ Efficient Compressed Air Nozzles | 2034 | SC D | GWh | After Competition Groups | 190.833 | 0 | 0 | 2277.3413 | 0.083796 | 6 | Industrial_2034_SC D_GWh_After Competition Groups_6 | Efficient Compressed Air Nozzles | 8.38% | 0 | 190.833 | Industrial_2034_SC D_GWh_After Competition Groups_Efficient Compressed Air Nozzles
Industrial | Ind ¦ Pump Equipment Upgrade | 2034 | SC D | GWh | After Competition Groups | 145.6188 | 0 | 0 | 2277.3413 | 0.063942 | 7 | Industrial_2034_SC D_GWh_After Competition Groups_7 | Pump Equipment Upgrade | 6.394% | 0 | 145.6188 | Industrial_2034_SC D_GWh_After Competition Groups_Pump Equipment Upgrade
Industrial | Ind ¦ High Efficiency HVAC Fans | 2034 | SC D | GWh | After Competition Groups | 131.7448 | 0 | 0 | 2277.3413 | 0.05785 | 8 | Industrial_2034_SC D_GWh_After Competition Groups_8 | High Efficiency HVAC Fans | 5.785% | 0 | 131.7448 | Industrial_2034_SC D_GWh_After Competition Groups_High Efficiency HVAC Fans
Industrial | Ind ¦ Fan System Optimization | 2034 | SC D | GWh | After Competition Groups | 57.672 | 0 | 0 | 2277.3413 | 0.025324 | 9 | Industrial_2034_SC D_GWh_After Competition Groups_9 | Fan System Optimization | 2.532% | 0 | 57.672 | Industrial_2034_SC D_GWh_After Competition Groups_Fan System Optimization
Industrial | Ind ¦ Greenhouse Grow Lights | 2034 | SC D | GWh | After Competition Groups | 46.0766 | 0 | 0 | 2277.3413 | 0.020233 | 10 | Industrial_2034_SC D_GWh_After Competition Groups_10 | Greenhouse Grow Lights | 2.023% | 0 | 46.0766 | Industrial_2034_SC D_GWh_After Competition Groups_Greenhouse Grow Lights
Industrial | Ind ¦ Material Handling Improvements | 2034 | SC D | GWh | After Competition Groups | 43.635 | 0 | 0 | 2277.3413 | 0.01916 | 11 | Industrial_2034_SC D_GWh_After Competition Groups_11 | Material Handling Improvements | 1.916% | 0 | 43.635 | Industrial_2034_SC D_GWh_After Competition Groups_Material Handling Improvements
Industrial | Ind ¦ Process Optimization (Elec) | 2034 | SC D | GWh | After Competition Groups | 42.645 | 0 | 0 | 2277.3413 | 0.018726 | 12 | Industrial_2034_SC D_GWh_After Competition Groups_12 | Process Optimization (Elec) | 1.873% | 0 | 42.645 | Industrial_2034_SC D_GWh_After Competition Groups_Process Optimization (Elec)
Industrial | Ind ¦ Refiner Plate Improvements | 2034 | SC D | GWh | After Competition Groups | 21.8818 | 0 | 0 | 2277.3413 | 0.0096085 | 13 | Industrial_2034_SC D_GWh_After Competition Groups_13 | Refiner Plate Improvements | 0.9608% | 0 | 21.8818 | Industrial_2034_SC D_GWh_After Competition Groups_Refiner Plate Improvements
Industrial | Ind ¦ Process Heat Recovery | 2034 | SC D | GWh | After Competition Groups | 14.5113 | 0 | 0 | 2277.3413 | 0.006372 | 14 | Industrial_2034_SC D_GWh_After Competition Groups_14 | Process Heat Recovery | 0.6372% | 0 | 14.5113 | Industrial_2034_SC D_GWh_After Competition Groups_Process Heat Recovery
Industrial | Ind ¦ Improved Controls - Process Cooling | 2034 | SC D | GWh | After Competition Groups | 11.5966 | 0 | 0 | 2277.3413 | 0.0050921 | 15 | Industrial_2034_SC D_GWh_After Competition Groups_15 | Improved Controls - Process Cooling | 0.5092% | 0 | 11.5966 | Industrial_2034_SC D_GWh_After Competition Groups_Improved Controls - Process Cooling
Industrial | Ind ¦ Ventilation Optimization | 2034 | SC D | GWh | After Competition Groups | 9.7835 | 0 | 0 | 2277.3413 | 0.004296 | 16 | Industrial_2034_SC D_GWh_After Competition Groups_16 | Ventilation Optimization | 0.4296% | 0 | 9.7835 | Industrial_2034_SC D_GWh_After Competition Groups_Ventilation Optimization
Industrial | Ind ¦ VAV Conversion Project | 2034 | SC D | GWh | After Competition Groups | 9.6102 | 0 | 0 | 2277.3413 | 0.0042199 | 17 | Industrial_2034_SC D_GWh_After Competition Groups_17 | VAV Conversion Project | 0.422% | 0 | 9.6102 | Industrial_2034_SC D_GWh_After Competition Groups_VAV Conversion Project
Industrial | Ind ¦ HE Lighting | 2034 | SC D | GWh | After Competition Groups | 9.4708 | 0 | 0 | 2277.3413 | 0.0041587 | 18 | Industrial_2034_SC D_GWh_After Competition Groups_18 | HE Lighting | 0.4159% | 0 | 9.4708 | Industrial_2034_SC D_GWh_After Competition Groups_HE Lighting
Industrial | Ind ¦ Process Improvements | 2034 | SC D | GWh | After Competition Groups | 8.0334 | 0 | 0 | 2277.3413 | 0.0035275 | 19 | Industrial_2034_SC D_GWh_After Competition Groups_19 | Process Improvements | 0.3528% | 0 | 8.0334 | Industrial_2034_SC D_GWh_After Competition Groups_Process Improvements
Industrial | Ind ¦ Cooling Tower Optimization | 2034 | SC D | GWh | After Competition Groups | 7.8566 | 0 | 0 | 2277.3413 | 0.0034499 | 20 | Industrial_2034_SC D_GWh_After Competition Groups_20 | Cooling Tower Optimization | 0.345% | 0 | 7.8566 | Industrial_2034_SC D_GWh_After Competition Groups_Cooling Tower Optimization
Industrial | Ind ¦ High Efficiency Battery Charger | 2034 | SC D | GWh | After Competition Groups | 5.32 | 0 | 0 | 2277.3413 | 0.0023361 | 21 | Industrial_2034_SC D_GWh_After Competition Groups_21 | High Efficiency Battery Charger | 0.2336% | 0 | 5.32 | Industrial_2034_SC D_GWh_After Competition Groups_High Efficiency Battery Charger
Industrial | Ind ¦ Improved Controls - Process Heating | 2034 | SC D | GWh | After Competition Groups | 5.2356 | 0 | 0 | 2277.3413 | 0.002299 | 22 | Industrial_2034_SC D_GWh_After Competition Groups_22 | Improved Controls - Process Heating | 0.2299% | 0 | 5.2356 | Industrial_2034_SC D_GWh_After Competition Groups_Improved Controls - Process Heating
Industrial | Ind ¦ Refrigeration Compressor VFD | 2034 | SC D | GWh | After Competition Groups | 3.5159 | 0 | 0 | 2277.3413 | 0.0015439 | 23 | Industrial_2034_SC D_GWh_After Competition Groups_23 | Refrigeration Compressor VFD | 0.1544% | 0 | 3.5159 | Industrial_2034_SC D_GWh_After Competition Groups_Refrigeration Compressor VFD
Industrial | Ind ¦ Engine Block Heater Timer | 2034 | SC D | GWh | After Competition Groups | 3.2706 | 0 | 0 | 2277.3413 | 0.0014361 | 24 | Industrial_2034_SC D_GWh_After Competition Groups_24 | Engine Block Heater Timer | 0.1436% | 0 | 3.2706 | Industrial_2034_SC D_GWh_After Competition Groups_Engine Block Heater Timer
Industrial | Ind ¦ Pulp and Paper Process Improvements | 2034 | SC D | GWh | After Competition Groups | 3.1677 | 0 | 0 | 2277.3413 | 0.001391 | 25 | Industrial_2034_SC D_GWh_After Competition Groups_25 | Pulp and Paper Process Improvements | 0.1391% | 0 | 3.1677 | Industrial_2034_SC D_GWh_After Competition Groups_Pulp and Paper Process Improvements
Industrial | Ind ¦ Efficient Irrigation | 2034 | SC D | GWh | After Competition Groups | 1.7937 | 0 | 0 | 2277.3413 | 0.00078762 | 26 | Industrial_2034_SC D_GWh_After Competition Groups_26 | Efficient Irrigation | 0.07876% | 0 | 1.7937 | Industrial_2034_SC D_GWh_After Competition Groups_Efficient Irrigation
Industrial | Ind ¦ Air Compressor Heat Recovery | 2034 | SC D | GWh | After Competition Groups | 1.4211 | 0 | 0 | 2277.3413 | 0.00062402 | 27 | Industrial_2034_SC D_GWh_After Competition Groups_27 | Air Compressor Heat Recovery | 0.0624% | 0 | 1.4211 | Industrial_2034_SC D_GWh_After Competition Groups_Air Compressor Heat Recovery
Industrial | Ind ¦ Dairy Pre-Cooler | 2034 | SC D | GWh | After Competition Groups | 0.89937 | 0 | 0 | 2277.3413 | 0.00039492 | 28 | Industrial_2034_SC D_GWh_After Competition Groups_28 | Dairy Pre-Cooler | 0.03949% | 0 | 0.89937 | Industrial_2034_SC D_GWh_After Competition Groups_Dairy Pre-Cooler
Industrial | Ind ¦ Efficient Refrigeration Compressor | 2034 | SC D | GWh | After Competition Groups | 0.7537 | 0 | 0 | 2277.3413 | 0.00033096 | 29 | Industrial_2034_SC D_GWh_After Competition Groups_29 | Efficient Refrigeration Compressor | 0.0331% | 0 | 0.7537 | Industrial_2034_SC D_GWh_After Competition Groups_Efficient Refrigeration Compressor
Industrial | Ind ¦ Free Cooling | 2034 | SC D | GWh | After Competition Groups | 0.35057 | 0 | 0 | 2277.3413 | 0.00015394 | 30 | Industrial_2034_SC D_GWh_After Competition Groups_30 | Free Cooling | 0.01539% | 0 | 0.35057 | Industrial_2034_SC D_GWh_After Competition Groups_Free Cooling
Industrial | Ind ¦ Heat Lamps/Heat Pad | 2034 | SC D | GWh | After Competition Groups | 0.29288 | 0 | 0 | 2277.3413 | 0.00012861 | 31 | Industrial_2034_SC D_GWh_After Competition Groups_31 | Heat Lamps/Heat Pad | 0.01286% | 0 | 0.29288 | Industrial_2034_SC D_GWh_After Competition Groups_Heat Lamps/Heat Pad
Industrial | Ind ¦ Pump System Optimization | 2034 | Technical | GWh | After Competition Groups | 879.8038 | 0 | 0 | 5860.1036 | 0.15013 | 1 | Industrial_2034_Technical_GWh_After Competition Groups_1 | Pump System Optimization | 15.01% | 0 | 879.8038 | Industrial_2034_Technical_GWh_After Competition Groups_Pump System Optimization
Industrial | Ind ¦ HE Lighting | 2034 | Technical | GWh | After Competition Groups | 688.1244 | 0 | 0 | 5860.1036 | 0.11743 | 2 | Industrial_2034_Technical_GWh_After Competition Groups_2 | HE Lighting | 11.74% | 0 | 688.1244 | Industrial_2034_Technical_GWh_After Competition Groups_HE Lighting
Industrial | Ind ¦ Air Leak Survey and Repair | 2034 | Technical | GWh | After Competition Groups | 609.5745 | 0 | 0 | 5860.1036 | 0.10402 | 3 | Industrial_2034_Technical_GWh_After Competition Groups_3 | Air Leak Survey and Repair | 10.4% | 0 | 609.5745 | Industrial_2034_Technical_GWh_After Competition Groups_Air Leak Survey and Repair
Industrial | Ind ¦ Air Compressor Optimization | 2034 | Technical | GWh | After Competition Groups | 477.488 | 0 | 0 | 5860.1036 | 0.081481 | 4 | Industrial_2034_Technical_GWh_After Competition Groups_4 | Air Compressor Optimization | 8.148% | 0 | 477.488 | Industrial_2034_Technical_GWh_After Competition Groups_Air Compressor Optimization
Industrial | Ind ¦ Efficient Compressed Air Nozzles | 2034 | Technical | GWh | After Competition Groups | 465.2782 | 0 | 0 | 5860.1036 | 0.079398 | 5 | Industrial_2034_Technical_GWh_After Competition Groups_5 | Efficient Compressed Air Nozzles | 7.94% | 0 | 465.2782 | Industrial_2034_Technical_GWh_After Competition Groups_Efficient Compressed Air Nozzles
Industrial | Ind ¦ Recommissioning | 2034 | Technical | GWh | After Competition Groups | 426.6038 | 0 | 0 | 5860.1036 | 0.072798 | 6 | Industrial_2034_Technical_GWh_After Competition Groups_6 | Recommissioning | 7.28% | 0 | 426.6038 | Industrial_2034_Technical_GWh_After Competition Groups_Recommissioning
Industrial | Ind ¦ SEM | 2034 | Technical | GWh | After Competition Groups | 426.6038 | 0 | 0 | 5860.1036 | 0.072798 | 7 | Industrial_2034_Technical_GWh_After Competition Groups_7 | SEM | 7.28% | 0 | 426.6038 | Industrial_2034_Technical_GWh_After Competition Groups_SEM
Industrial | Ind ¦ Pump Equipment Upgrade | 2034 | Technical | GWh | After Competition Groups | 391.6093 | 0 | 0 | 5860.1036 | 0.066826 | 8 | Industrial_2034_Technical_GWh_After Competition Groups_8 | Pump Equipment Upgrade | 6.683% | 0 | 391.6093 | Industrial_2034_Technical_GWh_After Competition Groups_Pump Equipment Upgrade
Industrial | Ind ¦ High Efficiency HVAC Fans | 2034 | Technical | GWh | After Competition Groups | 247.1258 | 0 | 0 | 5860.1036 | 0.042171 | 9 | Industrial_2034_Technical_GWh_After Competition Groups_9 | High Efficiency HVAC Fans | 4.217% | 0 | 247.1258 | Industrial_2034_Technical_GWh_After Competition Groups_High Efficiency HVAC Fans
Industrial | Ind ¦ Premium Efficient Motors | 2034 | Technical | GWh | After Competition Groups | 173.206 | 0 | 0 | 5860.1036 | 0.029557 | 10 | Industrial_2034_Technical_GWh_After Competition Groups_10 | Premium Efficient Motors | 2.956% | 0 | 173.206 | Industrial_2034_Technical_GWh_After Competition Groups_Premium Efficient Motors
Industrial | Ind ¦ Process Optimization (Elec) | 2034 | Technical | GWh | After Competition Groups | 172.5214 | 0 | 0 | 5860.1036 | 0.02944 | 11 | Industrial_2034_Technical_GWh_After Competition Groups_11 | Process Optimization (Elec) | 2.944% | 0 | 172.5214 | Industrial_2034_Technical_GWh_After Competition Groups_Process Optimization (Elec)
Industrial | Ind ¦ Greenhouse Grow Lights | 2034 | Technical | GWh | After Competition Groups | 167.6422 | 0 | 0 | 5860.1036 | 0.028607 | 12 | Industrial_2034_Technical_GWh_After Competition Groups_12 | Greenhouse Grow Lights | 2.861% | 0 | 167.6422 | Industrial_2034_Technical_GWh_After Competition Groups_Greenhouse Grow Lights
Industrial | Ind ¦ HE HVAC Controls | 2034 | Technical | GWh | After Competition Groups | 77.6674 | 0 | 0 | 5860.1036 | 0.013254 | 13 | Industrial_2034_Technical_GWh_After Competition Groups_13 | HE HVAC Controls | 1.325% | 0 | 77.6674 | Industrial_2034_Technical_GWh_After Competition Groups_HE HVAC Controls
Industrial | Ind ¦ Material Handling Improvements | 2034 | Technical | GWh | After Competition Groups | 74.6883 | 0 | 0 | 5860.1036 | 0.012745 | 14 | Industrial_2034_Technical_GWh_After Competition Groups_14 | Material Handling Improvements | 1.275% | 0 | 74.6883 | Industrial_2034_Technical_GWh_After Competition Groups_Material Handling Improvements
Industrial | Ind ¦ Fan System Optimization | 2034 | Technical | GWh | After Competition Groups | 67.1449 | 0 | 0 | 5860.1036 | 0.011458 | 15 | Industrial_2034_Technical_GWh_After Competition Groups_15 | Fan System Optimization | 1.146% | 0 | 67.1449 | Industrial_2034_Technical_GWh_After Competition Groups_Fan System Optimization
Industrial | Ind ¦ Pulp and Paper Process Improvements | 2034 | Technical | GWh | After Competition Groups | 65.4913 | 0 | 0 | 5860.1036 | 0.011176 | 16 | Industrial_2034_Technical_GWh_After Competition Groups_16 | Pulp and Paper Process Improvements | 1.118% | 0 | 65.4913 | Industrial_2034_Technical_GWh_After Competition Groups_Pulp and Paper Process Improvements
Industrial | Ind ¦ Refiner Plate Improvements | 2034 | Technical | GWh | After Competition Groups | 56.9305 | 0 | 0 | 5860.1036 | 0.0097149 | 17 | Industrial_2034_Technical_GWh_After Competition Groups_17 | Refiner Plate Improvements | 0.9715% | 0 | 56.9305 | Industrial_2034_Technical_GWh_After Competition Groups_Refiner Plate Improvements
Industrial | Ind ¦ HE HVAC Units | 2034 | Technical | GWh | After Competition Groups | 52.9657 | 0 | 0 | 5860.1036 | 0.0090384 | 18 | Industrial_2034_Technical_GWh_After Competition Groups_18 | HE HVAC Units | 0.9038% | 0 | 52.9657 | Industrial_2034_Technical_GWh_After Competition Groups_HE HVAC Units
Industrial | Ind ¦ Process Heat Recovery | 2034 | Technical | GWh | After Competition Groups | 36.8599 | 0 | 0 | 5860.1036 | 0.00629 | 19 | Industrial_2034_Technical_GWh_After Competition Groups_19 | Process Heat Recovery | 0.629% | 0 | 36.8599 | Industrial_2034_Technical_GWh_After Competition Groups_Process Heat Recovery
Industrial | Ind ¦ Ventilation Optimization | 2034 | Technical | GWh | After Competition Groups | 35.7143 | 0 | 0 | 5860.1036 | 0.0060945 | 20 | Industrial_2034_Technical_GWh_After Competition Groups_20 | Ventilation Optimization | 0.6094% | 0 | 35.7143 | Industrial_2034_Technical_GWh_After Competition Groups_Ventilation Optimization
Industrial | Ind ¦ Cold Storage Retrofit | 2034 | Technical | GWh | After Competition Groups | 23.8489 | 0 | 0 | 5860.1036 | 0.0040697 | 21 | Industrial_2034_Technical_GWh_After Competition Groups_21 | Cold Storage Retrofit | 0.407% | 0 | 23.8489 | Industrial_2034_Technical_GWh_After Competition Groups_Cold Storage Retrofit
Industrial | Ind ¦ High Efficiency Battery Charger | 2034 | Technical | GWh | After Competition Groups | 23.55 | 0 | 0 | 5860.1036 | 0.0040187 | 22 | Industrial_2034_Technical_GWh_After Competition Groups_22 | High Efficiency Battery Charger | 0.4019% | 0 | 23.55 | Industrial_2034_Technical_GWh_After Competition Groups_High Efficiency Battery Charger
Industrial | Ind ¦ VAV Conversion Project | 2034 | Technical | GWh | After Competition Groups | 23.2016 | 0 | 0 | 5860.1036 | 0.0039593 | 23 | Industrial_2034_Technical_GWh_After Competition Groups_23 | VAV Conversion Project | 0.3959% | 0 | 23.2016 | Industrial_2034_Technical_GWh_After Competition Groups_VAV Conversion Project
Industrial | Ind ¦ Synchronous Belts | 2034 | Technical | GWh | After Competition Groups | 21.4773 | 0 | 0 | 5860.1036 | 0.003665 | 24 | Industrial_2034_Technical_GWh_After Competition Groups_24 | Synchronous Belts | 0.3665% | 0 | 21.4773 | Industrial_2034_Technical_GWh_After Competition Groups_Synchronous Belts
Industrial | Ind ¦ Improved Controls - Process Cooling | 2034 | Technical | GWh | After Competition Groups | 20.6614 | 0 | 0 | 5860.1036 | 0.0035258 | 25 | Industrial_2034_Technical_GWh_After Competition Groups_25 | Improved Controls - Process Cooling | 0.3526% | 0 | 20.6614 | Industrial_2034_Technical_GWh_After Competition Groups_Improved Controls - Process Cooling
Industrial | Ind ¦ HVLS Fans | 2034 | Technical | GWh | After Competition Groups | 19.6604 | 0 | 0 | 5860.1036 | 0.003355 | 26 | Industrial_2034_Technical_GWh_After Competition Groups_26 | HVLS Fans | 0.3355% | 0 | 19.6604 | Industrial_2034_Technical_GWh_After Competition Groups_HVLS Fans
Industrial | Ind ¦ Efficient Irrigation | 2034 | Technical | GWh | After Competition Groups | 19.05 | 0 | 0 | 5860.1036 | 0.0032508 | 27 | Industrial_2034_Technical_GWh_After Competition Groups_27 | Efficient Irrigation | 0.3251% | 0 | 19.05 | Industrial_2034_Technical_GWh_After Competition Groups_Efficient Irrigation
Industrial | Ind ¦ Process Improvements | 2034 | Technical | GWh | After Competition Groups | 17.6169 | 0 | 0 | 5860.1036 | 0.0030063 | 28 | Industrial_2034_Technical_GWh_After Competition Groups_28 | Process Improvements | 0.3006% | 0 | 17.6169 | Industrial_2034_Technical_GWh_After Competition Groups_Process Improvements
Industrial | Ind ¦ Refrigeration Compressor VFD | 2034 | Technical | GWh | After Competition Groups | 12.9251 | 0 | 0 | 5860.1036 | 0.0022056 | 29 | Industrial_2034_Technical_GWh_After Competition Groups_29 | Refrigeration Compressor VFD | 0.2206% | 0 | 12.9251 | Industrial_2034_Technical_GWh_After Competition Groups_Refrigeration Compressor VFD
Industrial | Ind ¦ Efficient Transformer | 2034 | Technical | GWh | After Competition Groups | 11.775 | 0 | 0 | 5860.1036 | 0.0020094 | 30 | Industrial_2034_Technical_GWh_After Competition Groups_30 | Efficient Transformer | 0.2009% | 0 | 11.775 | Industrial_2034_Technical_GWh_After Competition Groups_Efficient Transformer
Industrial | Ind ¦ Chiller Optimization | 2034 | Technical | GWh | After Competition Groups | 11.1344 | 0 | 0 | 5860.1036 | 0.0019 | 31 | Industrial_2034_Technical_GWh_After Competition Groups_31 | Chiller Optimization | 0.19% | 0 | 11.1344 | Industrial_2034_Technical_GWh_After Competition Groups_Chiller Optimization
Industrial | Ind ¦ Improved Controls - Process Heating | 2034 | Technical | GWh | After Competition Groups | 10.7302 | 0 | 0 | 5860.1036 | 0.0018311 | 32 | Industrial_2034_Technical_GWh_After Competition Groups_32 | Improved Controls - Process Heating | 0.1831% | 0 | 10.7302 | Industrial_2034_Technical_GWh_After Competition Groups_Improved Controls - Process Heating
Industrial | Ind ¦ High Efficiency Welders | 2034 | Technical | GWh | After Competition Groups | 9.4062 | 0 | 0 | 5860.1036 | 0.0016051 | 33 | Industrial_2034_Technical_GWh_After Competition Groups_33 | High Efficiency Welders | 0.1605% | 0 | 9.4062 | Industrial_2034_Technical_GWh_After Competition Groups_High Efficiency Welders
Industrial | Ind ¦ Cooling Tower Optimization | 2034 | Technical | GWh | After Competition Groups | 8.7462 | 0 | 0 | 5860.1036 | 0.0014925 | 34 | Industrial_2034_Technical_GWh_After Competition Groups_34 | Cooling Tower Optimization | 0.1492% | 0 | 8.7462 | Industrial_2034_Technical_GWh_After Competition Groups_Cooling Tower Optimization
Industrial | Ind ¦ Low Energy Livestock Waterers | 2034 | Technical | GWh | After Competition Groups | 6.8812 | 0 | 0 | 5860.1036 | 0.0011742 | 35 | Industrial_2034_Technical_GWh_After Competition Groups_35 | Low Energy Livestock Waterers | 0.1174% | 0 | 6.8812 | Industrial_2034_Technical_GWh_After Competition Groups_Low Energy Livestock Waterers
Industrial | Ind ¦ Engine Block Heater Timer | 2034 | Technical | GWh | After Competition Groups | 6.7502 | 0 | 0 | 5860.1036 | 0.0011519 | 36 | Industrial_2034_Technical_GWh_After Competition Groups_36 | Engine Block Heater Timer | 0.1152% | 0 | 6.7502 | Industrial_2034_Technical_GWh_After Competition Groups_Engine Block Heater Timer
Industrial | Ind ¦ Free Cooling | 2034 | Technical | GWh | After Competition Groups | 5.3601 | 0 | 0 | 5860.1036 | 0.00091467 | 37 | Industrial_2034_Technical_GWh_After Competition Groups_37 | Free Cooling | 0.09147% | 0 | 5.3601 | Industrial_2034_Technical_GWh_After Competition Groups_Free Cooling
Industrial | Ind ¦ Dairy Pre-Cooler | 2034 | Technical | GWh | After Competition Groups | 5.1645 | 0 | 0 | 5860.1036 | 0.00088129 | 38 | Industrial_2034_Technical_GWh_After Competition Groups_38 | Dairy Pre-Cooler | 0.08813% | 0 | 5.1645 | Industrial_2034_Technical_GWh_After Competition Groups_Dairy Pre-Cooler
Industrial | Ind ¦ Air Compressor Heat Recovery | 2034 | Technical | GWh | After Competition Groups | 2.8472 | 0 | 0 | 5860.1036 | 0.00048586 | 39 | Industrial_2034_Technical_GWh_After Competition Groups_39 | Air Compressor Heat Recovery | 0.04859% | 0 | 2.8472 | Industrial_2034_Technical_GWh_After Competition Groups_Air Compressor Heat Recovery
Industrial | Ind ¦ Optimize Compressed Air Dryer | 2034 | Technical | GWh | After Competition Groups | 2.1081 | 0 | 0 | 5860.1036 | 0.00035974 | 40 | Industrial_2034_Technical_GWh_After Competition Groups_40 | Optimize Compressed Air Dryer | 0.03597% | 0 | 2.1081 | Industrial_2034_Technical_GWh_After Competition Groups_Optimize Compressed Air Dryer
Industrial | Ind ¦ Heat Lamps/Heat Pad | 2034 | Technical | GWh | After Competition Groups | 1.488 | 0 | 0 | 5860.1036 | 0.00025392 | 41 | Industrial_2034_Technical_GWh_After Competition Groups_41 | Heat Lamps/Heat Pad | 0.02539% | 0 | 1.488 | Industrial_2034_Technical_GWh_After Competition Groups_Heat Lamps/Heat Pad
Industrial | Ind ¦ Efficient Refrigeration Compressor | 2034 | Technical | GWh | After Competition Groups | 1.07 | 0 | 0 | 5860.1036 | 0.00018258 | 42 | Industrial_2034_Technical_GWh_After Competition Groups_42 | Efficient Refrigeration Compressor | 0.01826% | 0 | 1.07 | Industrial_2034_Technical_GWh_After Competition Groups_Efficient Refrigeration Compressor
Industrial | Ind ¦ Creep Heat Controller | 2034 | Technical | GWh | After Competition Groups | 0.91754 | 0 | 0 | 5860.1036 | 0.00015657 | 43 | Industrial_2034_Technical_GWh_After Competition Groups_43 | Creep Heat Controller | 0.01566% | 0 | 0.91754 | Industrial_2034_Technical_GWh_After Competition Groups_Creep Heat Controller
Industrial | Ind ¦ Dual and Natural Exhaust Ventilation Systems | 2034 | Technical | GWh | After Competition Groups | 0.40486 | 0 | 0 | 5860.1036 | 6.9088e-05 | 44 | Industrial_2034_Technical_GWh_After Competition Groups_44 | Dual and Natural Exhaust Ventilation Systems | 0.006909% | 0 | 0.40486 | Industrial_2034_Technical_GWh_After Competition Groups_Dual and Natural Exhaust Ventilation Systems
Industrial | Ind ¦ Dairy Water Heater | 2034 | Technical | GWh | After Competition Groups | 0.28494 | 0 | 0 | 5860.1036 | 4.8623e-05 | 45 | Industrial_2034_Technical_GWh_After Competition Groups_45 | Dairy Water Heater | 0.004862% | 0 | 0.28494 | Industrial_2034_Technical_GWh_After Competition Groups_Dairy Water Heater
Industrial | Ind ¦ Pump System Optimization | 2035 | Economic | GWh | After Competition Groups | 870.6834 | 0 | 0 | 5459.7405 | 0.15947 | 1 | Industrial_2035_Economic_GWh_After Competition Groups_1 | Pump System Optimization | 15.95% | 0 | 870.6834 | Industrial_2035_Economic_GWh_After Competition Groups_Pump System Optimization
Industrial | Ind ¦ HE Lighting | 2035 | Economic | GWh | After Competition Groups | 700.0786 | 0 | 0 | 5459.7405 | 0.12823 | 2 | Industrial_2035_Economic_GWh_After Competition Groups_2 | HE Lighting | 12.82% | 0 | 700.0786 | Industrial_2035_Economic_GWh_After Competition Groups_HE Lighting
Industrial | Ind ¦ Air Leak Survey and Repair | 2035 | Economic | GWh | After Competition Groups | 611.0422 | 0 | 0 | 5459.7405 | 0.11192 | 3 | Industrial_2035_Economic_GWh_After Competition Groups_3 | Air Leak Survey and Repair | 11.19% | 0 | 611.0422 | Industrial_2035_Economic_GWh_After Competition Groups_Air Leak Survey and Repair
Industrial | Ind ¦ Air Compressor Optimization | 2035 | Economic | GWh | After Competition Groups | 485.1409 | 0 | 0 | 5459.7405 | 0.088858 | 4 | Industrial_2035_Economic_GWh_After Competition Groups_4 | Air Compressor Optimization | 8.886% | 0 | 485.1409 | Industrial_2035_Economic_GWh_After Competition Groups_Air Compressor Optimization
Industrial | Ind ¦ Efficient Compressed Air Nozzles | 2035 | Economic | GWh | After Competition Groups | 472.4398 | 0 | 0 | 5459.7405 | 0.086532 | 5 | Industrial_2035_Economic_GWh_After Competition Groups_5 | Efficient Compressed Air Nozzles | 8.653% | 0 | 472.4398 | Industrial_2035_Economic_GWh_After Competition Groups_Efficient Compressed Air Nozzles
Industrial | Ind ¦ Recommissioning | 2035 | Economic | GWh | After Competition Groups | 425.6507 | 0 | 0 | 5459.7405 | 0.077962 | 6 | Industrial_2035_Economic_GWh_After Competition Groups_6 | Recommissioning | 7.796% | 0 | 425.6507 | Industrial_2035_Economic_GWh_After Competition Groups_Recommissioning
Industrial | Ind ¦ SEM | 2035 | Economic | GWh | After Competition Groups | 425.6507 | 0 | 0 | 5459.7405 | 0.077962 | 7 | Industrial_2035_Economic_GWh_After Competition Groups_7 | SEM | 7.796% | 0 | 425.6507 | Industrial_2035_Economic_GWh_After Competition Groups_SEM
Industrial | Ind ¦ Pump Equipment Upgrade | 2035 | Economic | GWh | After Competition Groups | 397.5707 | 0 | 0 | 5459.7405 | 0.072819 | 8 | Industrial_2035_Economic_GWh_After Competition Groups_8 | Pump Equipment Upgrade | 7.282% | 0 | 397.5707 | Industrial_2035_Economic_GWh_After Competition Groups_Pump Equipment Upgrade
Industrial | Ind ¦ High Efficiency HVAC Fans | 2035 | Economic | GWh | After Competition Groups | 251.7676 | 0 | 0 | 5459.7405 | 0.046113 | 9 | Industrial_2035_Economic_GWh_After Competition Groups_9 | High Efficiency HVAC Fans | 4.611% | 0 | 251.7676 | Industrial_2035_Economic_GWh_After Competition Groups_High Efficiency HVAC Fans
Industrial | Ind ¦ Process Optimization (Elec) | 2035 | Economic | GWh | After Competition Groups | 171.9876 | 0 | 0 | 5459.7405 | 0.031501 | 10 | Industrial_2035_Economic_GWh_After Competition Groups_10 | Process Optimization (Elec) | 3.15% | 0 | 171.9876 | Industrial_2035_Economic_GWh_After Competition Groups_Process Optimization (Elec)
Industrial | Ind ¦ Greenhouse Grow Lights | 2035 | Economic | GWh | After Competition Groups | 169.4442 | 0 | 0 | 5459.7405 | 0.031035 | 11 | Industrial_2035_Economic_GWh_After Competition Groups_11 | Greenhouse Grow Lights | 3.104% | 0 | 169.4442 | Industrial_2035_Economic_GWh_After Competition Groups_Greenhouse Grow Lights
Industrial | Ind ¦ Material Handling Improvements | 2035 | Economic | GWh | After Competition Groups | 75.7613 | 0 | 0 | 5459.7405 | 0.013876 | 12 | Industrial_2035_Economic_GWh_After Competition Groups_12 | Material Handling Improvements | 1.388% | 0 | 75.7613 | Industrial_2035_Economic_GWh_After Competition Groups_Material Handling Improvements
Industrial | Ind ¦ Fan System Optimization | 2035 | Economic | GWh | After Competition Groups | 67.6984 | 0 | 0 | 5459.7405 | 0.0124 | 13 | Industrial_2035_Economic_GWh_After Competition Groups_13 | Fan System Optimization | 1.24% | 0 | 67.6984 | Industrial_2035_Economic_GWh_After Competition Groups_Fan System Optimization
Industrial | Ind ¦ Pulp and Paper Process Improvements | 2035 | Economic | GWh | After Competition Groups | 65.2231 | 0 | 0 | 5459.7405 | 0.011946 | 14 | Industrial_2035_Economic_GWh_After Competition Groups_14 | Pulp and Paper Process Improvements | 1.195% | 0 | 65.2231 | Industrial_2035_Economic_GWh_After Competition Groups_Pulp and Paper Process Improvements
Industrial | Ind ¦ Refiner Plate Improvements | 2035 | Economic | GWh | After Competition Groups | 57.7737 | 0 | 0 | 5459.7405 | 0.010582 | 15 | Industrial_2035_Economic_GWh_After Competition Groups_15 | Refiner Plate Improvements | 1.058% | 0 | 57.7737 | Industrial_2035_Economic_GWh_After Competition Groups_Refiner Plate Improvements
Industrial | Ind ¦ Process Heat Recovery | 2035 | Economic | GWh | After Competition Groups | 36.8106 | 0 | 0 | 5459.7405 | 0.0067422 | 16 | Industrial_2035_Economic_GWh_After Competition Groups_16 | Process Heat Recovery | 0.6742% | 0 | 36.8106 | Industrial_2035_Economic_GWh_After Competition Groups_Process Heat Recovery
Industrial | Ind ¦ High Efficiency Battery Charger | 2035 | Economic | GWh | After Competition Groups | 23.9481 | 0 | 0 | 5459.7405 | 0.0043863 | 17 | Industrial_2035_Economic_GWh_After Competition Groups_17 | High Efficiency Battery Charger | 0.4386% | 0 | 23.9481 | Industrial_2035_Economic_GWh_After Competition Groups_High Efficiency Battery Charger
Industrial | Ind ¦ VAV Conversion Project | 2035 | Economic | GWh | After Competition Groups | 23.235 | 0 | 0 | 5459.7405 | 0.0042557 | 18 | Industrial_2035_Economic_GWh_After Competition Groups_18 | VAV Conversion Project | 0.4256% | 0 | 23.235 | Industrial_2035_Economic_GWh_After Competition Groups_VAV Conversion Project
Industrial | Ind ¦ Improved Controls - Process Cooling | 2035 | Economic | GWh | After Competition Groups | 20.5525 | 0 | 0 | 5459.7405 | 0.0037644 | 19 | Industrial_2035_Economic_GWh_After Competition Groups_19 | Improved Controls - Process Cooling | 0.3764% | 0 | 20.5525 | Industrial_2035_Economic_GWh_After Competition Groups_Improved Controls - Process Cooling
Industrial | Ind ¦ Efficient Irrigation | 2035 | Economic | GWh | After Competition Groups | 19.2973 | 0 | 0 | 5459.7405 | 0.0035345 | 20 | Industrial_2035_Economic_GWh_After Competition Groups_20 | Efficient Irrigation | 0.3534% | 0 | 19.2973 | Industrial_2035_Economic_GWh_After Competition Groups_Efficient Irrigation
Industrial | Ind ¦ Process Improvements | 2035 | Economic | GWh | After Competition Groups | 17.5197 | 0 | 0 | 5459.7405 | 0.0032089 | 21 | Industrial_2035_Economic_GWh_After Competition Groups_21 | Process Improvements | 0.3209% | 0 | 17.5197 | Industrial_2035_Economic_GWh_After Competition Groups_Process Improvements
Industrial | Ind ¦ Ventilation Optimization | 2035 | Economic | GWh | After Competition Groups | 16.4355 | 0 | 0 | 5459.7405 | 0.0030103 | 22 | Industrial_2035_Economic_GWh_After Competition Groups_22 | Ventilation Optimization | 0.301% | 0 | 16.4355 | Industrial_2035_Economic_GWh_After Competition Groups_Ventilation Optimization
Industrial | Ind ¦ Refrigeration Compressor VFD | 2035 | Economic | GWh | After Competition Groups | 13.135 | 0 | 0 | 5459.7405 | 0.0024058 | 23 | Industrial_2035_Economic_GWh_After Competition Groups_23 | Refrigeration Compressor VFD | 0.2406% | 0 | 13.135 | Industrial_2035_Economic_GWh_After Competition Groups_Refrigeration Compressor VFD
Industrial | Ind ¦ Improved Controls - Process Heating | 2035 | Economic | GWh | After Competition Groups | 10.7256 | 0 | 0 | 5459.7405 | 0.0019645 | 24 | Industrial_2035_Economic_GWh_After Competition Groups_24 | Improved Controls - Process Heating | 0.1964% | 0 | 10.7256 | Industrial_2035_Economic_GWh_After Competition Groups_Improved Controls - Process Heating
Industrial | Ind ¦ Cooling Tower Optimization | 2035 | Economic | GWh | After Competition Groups | 8.7174 | 0 | 0 | 5459.7405 | 0.0015967 | 25 | Industrial_2035_Economic_GWh_After Competition Groups_25 | Cooling Tower Optimization | 0.1597% | 0 | 8.7174 | Industrial_2035_Economic_GWh_After Competition Groups_Cooling Tower Optimization
Industrial | Ind ¦ Engine Block Heater Timer | 2035 | Economic | GWh | After Competition Groups | 6.7164 | 0 | 0 | 5459.7405 | 0.0012302 | 26 | Industrial_2035_Economic_GWh_After Competition Groups_26 | Engine Block Heater Timer | 0.123% | 0 | 6.7164 | Industrial_2035_Economic_GWh_After Competition Groups_Engine Block Heater Timer
Industrial | Ind ¦ Free Cooling | 2035 | Economic | GWh | After Competition Groups | 5.3463 | 0 | 0 | 5459.7405 | 0.00097922 | 27 | Industrial_2035_Economic_GWh_After Competition Groups_27 | Free Cooling | 0.09792% | 0 | 5.3463 | Industrial_2035_Economic_GWh_After Competition Groups_Free Cooling
Industrial | Ind ¦ Dairy Pre-Cooler | 2035 | Economic | GWh | After Competition Groups | 5.2175 | 0 | 0 | 5459.7405 | 0.00095564 | 28 | Industrial_2035_Economic_GWh_After Competition Groups_28 | Dairy Pre-Cooler | 0.09556% | 0 | 5.2175 | Industrial_2035_Economic_GWh_After Competition Groups_Dairy Pre-Cooler
Industrial | Ind ¦ Air Compressor Heat Recovery | 2035 | Economic | GWh | After Competition Groups | 2.8329 | 0 | 0 | 5459.7405 | 0.00051887 | 29 | Industrial_2035_Economic_GWh_After Competition Groups_29 | Air Compressor Heat Recovery | 0.05189% | 0 | 2.8329 | Industrial_2035_Economic_GWh_After Competition Groups_Air Compressor Heat Recovery
Industrial | Ind ¦ Efficient Refrigeration Compressor | 2035 | Economic | GWh | After Competition Groups | 1.0826 | 0 | 0 | 5459.7405 | 0.00019828 | 30 | Industrial_2035_Economic_GWh_After Competition Groups_30 | Efficient Refrigeration Compressor | 0.01983% | 0 | 1.0826 | Industrial_2035_Economic_GWh_After Competition Groups_Efficient Refrigeration Compressor
Industrial | Ind ¦ Dairy Water Heater | 2035 | Economic | GWh | After Competition Groups | 0.13443 | 0 | 0 | 5459.7405 | 2.4621e-05 | 31 | Industrial_2035_Economic_GWh_After Competition Groups_31 | Dairy Water Heater | 0.002462% | 0 | 0.13443 | Industrial_2035_Economic_GWh_After Competition Groups_Dairy Water Heater
Industrial | Ind ¦ Heat Lamps/Heat Pad | 2035 | Economic | GWh | After Competition Groups | 0.12078 | 0 | 0 | 5459.7405 | 2.2122e-05 | 32 | Industrial_2035_Economic_GWh_After Competition Groups_32 | Heat Lamps/Heat Pad | 0.002212% | 0 | 0.12078 | Industrial_2035_Economic_GWh_After Competition Groups_Heat Lamps/Heat Pad
Industrial | Ind ¦ Pump System Optimization | 2035 | SC A | GWh | After Competition Groups | 430.3012 | 6579674.5672 | 6.5797 | 2580.0876 | 0.16678 | 1 | Industrial_2035_SC A_GWh_After Competition Groups_1 | Pump System Optimization | 16.68% | 6.5797 | 430.3012 | Industrial_2035_SC A_GWh_After Competition Groups_Pump System Optimization
Industrial | Ind ¦ Air Compressor Optimization | 2035 | SC A | GWh | After Competition Groups | 403.3659 | 731259.0908 | 0.73126 | 2580.0876 | 0.15634 | 2 | Industrial_2035_SC A_GWh_After Competition Groups_2 | Air Compressor Optimization | 15.63% | 0.73126 | 403.3659 | Industrial_2035_SC A_GWh_After Competition Groups_Air Compressor Optimization
Industrial | Ind ¦ Air Leak Survey and Repair | 2035 | SC A | GWh | After Competition Groups | 349.2488 | 577608.13 | 0.57761 | 2580.0876 | 0.13536 | 3 | Industrial_2035_SC A_GWh_After Competition Groups_3 | Air Leak Survey and Repair | 13.54% | 0.57761 | 349.2488 | Industrial_2035_SC A_GWh_After Competition Groups_Air Leak Survey and Repair
Industrial | Ind ¦ Recommissioning | 2035 | SC A | GWh | After Competition Groups | 247.3594 | 2478112.3278 | 2.4781 | 2580.0876 | 0.095872 | 4 | Industrial_2035_SC A_GWh_After Competition Groups_4 | Recommissioning | 9.587% | 2.4781 | 247.3594 | Industrial_2035_SC A_GWh_After Competition Groups_Recommissioning
Industrial | Ind ¦ SEM | 2035 | SC A | GWh | After Competition Groups | 247.3594 | 2478112.3278 | 2.4781 | 2580.0876 | 0.095872 | 5 | Industrial_2035_SC A_GWh_After Competition Groups_5 | SEM | 9.587% | 2.4781 | 247.3594 | Industrial_2035_SC A_GWh_After Competition Groups_SEM
Industrial | Ind ¦ Efficient Compressed Air Nozzles | 2035 | SC A | GWh | After Competition Groups | 209.6966 | 520251.8002 | 0.52025 | 2580.0876 | 0.081275 | 6 | Industrial_2035_SC A_GWh_After Competition Groups_6 | Efficient Compressed Air Nozzles | 8.128% | 0.52025 | 209.6966 | Industrial_2035_SC A_GWh_After Competition Groups_Efficient Compressed Air Nozzles
Industrial | Ind ¦ Pump Equipment Upgrade | 2035 | SC A | GWh | After Competition Groups | 185.2691 | 3285816.6864 | 3.2858 | 2580.0876 | 0.071807 | 7 | Industrial_2035_SC A_GWh_After Competition Groups_7 | Pump Equipment Upgrade | 7.181% | 3.2858 | 185.2691 | Industrial_2035_SC A_GWh_After Competition Groups_Pump Equipment Upgrade
Industrial | Ind ¦ High Efficiency HVAC Fans | 2035 | SC A | GWh | After Competition Groups | 149.3553 | 2302622.5857 | 2.3026 | 2580.0876 | 0.057888 | 8 | Industrial_2035_SC A_GWh_After Competition Groups_8 | High Efficiency HVAC Fans | 5.789% | 2.3026 | 149.3553 | Industrial_2035_SC A_GWh_After Competition Groups_High Efficiency HVAC Fans
Industrial | Ind ¦ Fan System Optimization | 2035 | SC A | GWh | After Competition Groups | 57.1146 | 437696.4428 | 0.4377 | 2580.0876 | 0.022137 | 9 | Industrial_2035_SC A_GWh_After Competition Groups_9 | Fan System Optimization | 2.214% | 0.4377 | 57.1146 | Industrial_2035_SC A_GWh_After Competition Groups_Fan System Optimization
Industrial | Ind ¦ Greenhouse Grow Lights | 2035 | SC A | GWh | After Competition Groups | 56.96 | 1055762.2127 | 1.0558 | 2580.0876 | 0.022077 | 10 | Industrial_2035_SC A_GWh_After Competition Groups_10 | Greenhouse Grow Lights | 2.208% | 1.0558 | 56.96 | Industrial_2035_SC A_GWh_After Competition Groups_Greenhouse Grow Lights
Industrial | Ind ¦ Process Optimization (Elec) | 2035 | SC A | GWh | After Competition Groups | 46.853 | 569135.2454 | 0.56914 | 2580.0876 | 0.018159 | 11 | Industrial_2035_SC A_GWh_After Competition Groups_11 | Process Optimization (Elec) | 1.816% | 0.56914 | 46.853 | Industrial_2035_SC A_GWh_After Competition Groups_Process Optimization (Elec)
Industrial | Ind ¦ Material Handling Improvements | 2035 | SC A | GWh | After Competition Groups | 46.3042 | 169039.0622 | 0.16904 | 2580.0876 | 0.017947 | 12 | Industrial_2035_SC A_GWh_After Competition Groups_12 | Material Handling Improvements | 1.795% | 0.16904 | 46.3042 | Industrial_2035_SC A_GWh_After Competition Groups_Material Handling Improvements
Industrial | Ind ¦ Refiner Plate Improvements | 2035 | SC A | GWh | After Competition Groups | 24.0782 | 210972.1472 | 0.21097 | 2580.0876 | 0.0093323 | 13 | Industrial_2035_SC A_GWh_After Competition Groups_13 | Refiner Plate Improvements | 0.9332% | 0.21097 | 24.0782 | Industrial_2035_SC A_GWh_After Competition Groups_Refiner Plate Improvements
Industrial | Ind ¦ Process Heat Recovery | 2035 | SC A | GWh | After Competition Groups | 20.8275 | 464004.9024 | 0.464 | 2580.0876 | 0.0080724 | 14 | Industrial_2035_SC A_GWh_After Competition Groups_14 | Process Heat Recovery | 0.8072% | 0.464 | 20.8275 | Industrial_2035_SC A_GWh_After Competition Groups_Process Heat Recovery
Industrial | Ind ¦ HE Lighting | 2035 | SC A | GWh | After Competition Groups | 19.402 | 963314.9673 | 0.96331 | 2580.0876 | 0.0075199 | 15 | Industrial_2035_SC A_GWh_After Competition Groups_15 | HE Lighting | 0.752% | 0.96331 | 19.402 | Industrial_2035_SC A_GWh_After Competition Groups_HE Lighting
Industrial | Ind ¦ VAV Conversion Project | 2035 | SC A | GWh | After Competition Groups | 14.9989 | 449937.0102 | 0.44994 | 2580.0876 | 0.0058133 | 16 | Industrial_2035_SC A_GWh_After Competition Groups_16 | VAV Conversion Project | 0.5813% | 0.44994 | 14.9989 | Industrial_2035_SC A_GWh_After Competition Groups_VAV Conversion Project
Industrial | Ind ¦ Pulp and Paper Process Improvements | 2035 | SC A | GWh | After Competition Groups | 12.8159 | 343453.7822 | 0.34345 | 2580.0876 | 0.0049672 | 17 | Industrial_2035_SC A_GWh_After Competition Groups_17 | Pulp and Paper Process Improvements | 0.4967% | 0.34345 | 12.8159 | Industrial_2035_SC A_GWh_After Competition Groups_Pulp and Paper Process Improvements
Industrial | Ind ¦ Improved Controls - Process Cooling | 2035 | SC A | GWh | After Competition Groups | 12.5166 | 243483.5138 | 0.24348 | 2580.0876 | 0.0048512 | 18 | Industrial_2035_SC A_GWh_After Competition Groups_18 | Improved Controls - Process Cooling | 0.4851% | 0.24348 | 12.5166 | Industrial_2035_SC A_GWh_After Competition Groups_Improved Controls - Process Cooling
Industrial | Ind ¦ Process Improvements | 2035 | SC A | GWh | After Competition Groups | 9.4684 | 106084.0873 | 0.10608 | 2580.0876 | 0.0036698 | 19 | Industrial_2035_SC A_GWh_After Competition Groups_19 | Process Improvements | 0.367% | 0.10608 | 9.4684 | Industrial_2035_SC A_GWh_After Competition Groups_Process Improvements
Industrial | Ind ¦ High Efficiency Battery Charger | 2035 | SC A | GWh | After Competition Groups | 8.2739 | 229940.4822 | 0.22994 | 2580.0876 | 0.0032068 | 20 | Industrial_2035_SC A_GWh_After Competition Groups_20 | High Efficiency Battery Charger | 0.3207% | 0.22994 | 8.2739 | Industrial_2035_SC A_GWh_After Competition Groups_High Efficiency Battery Charger
Industrial | Ind ¦ Improved Controls - Process Heating | 2035 | SC A | GWh | After Competition Groups | 6.3001 | 121086.711 | 0.12109 | 2580.0876 | 0.0024418 | 21 | Industrial_2035_SC A_GWh_After Competition Groups_21 | Improved Controls - Process Heating | 0.2442% | 0.12109 | 6.3001 | Industrial_2035_SC A_GWh_After Competition Groups_Improved Controls - Process Heating
Industrial | Ind ¦ Ventilation Optimization | 2035 | SC A | GWh | After Competition Groups | 5.0131 | 73352.335 | 0.073352 | 2580.0876 | 0.001943 | 22 | Industrial_2035_SC A_GWh_After Competition Groups_22 | Ventilation Optimization | 0.1943% | 0.073352 | 5.0131 | Industrial_2035_SC A_GWh_After Competition Groups_Ventilation Optimization
Industrial | Ind ¦ Refrigeration Compressor VFD | 2035 | SC A | GWh | After Competition Groups | 4.8083 | 75822.725 | 0.075823 | 2580.0876 | 0.0018636 | 23 | Industrial_2035_SC A_GWh_After Competition Groups_23 | Refrigeration Compressor VFD | 0.1864% | 0.075823 | 4.8083 | Industrial_2035_SC A_GWh_After Competition Groups_Refrigeration Compressor VFD
Industrial | Ind ¦ Engine Block Heater Timer | 2035 | SC A | GWh | After Competition Groups | 3.7176 | 41227.4674 | 0.041227 | 2580.0876 | 0.0014409 | 24 | Industrial_2035_SC A_GWh_After Competition Groups_24 | Engine Block Heater Timer | 0.1441% | 0.041227 | 3.7176 | Industrial_2035_SC A_GWh_After Competition Groups_Engine Block Heater Timer
Industrial | Ind ¦ Efficient Irrigation | 2035 | SC A | GWh | After Competition Groups | 2.9435 | 119892.5024 | 0.11989 | 2580.0876 | 0.0011409 | 25 | Industrial_2035_SC A_GWh_After Competition Groups_25 | Efficient Irrigation | 0.1141% | 0.11989 | 2.9435 | Industrial_2035_SC A_GWh_After Competition Groups_Efficient Irrigation
Industrial | Ind ¦ Air Compressor Heat Recovery | 2035 | SC A | GWh | After Competition Groups | 1.6843 | 36277.1254 | 0.036277 | 2580.0876 | 0.0006528 | 26 | Industrial_2035_SC A_GWh_After Competition Groups_26 | Air Compressor Heat Recovery | 0.06528% | 0.036277 | 1.6843 | Industrial_2035_SC A_GWh_After Competition Groups_Air Compressor Heat Recovery
Industrial | Ind ¦ Dairy Pre-Cooler | 2035 | SC A | GWh | After Competition Groups | 1.5595 | 22589.5301 | 0.02259 | 2580.0876 | 0.00060445 | 27 | Industrial_2035_SC A_GWh_After Competition Groups_27 | Dairy Pre-Cooler | 0.06045% | 0.02259 | 1.5595 | Industrial_2035_SC A_GWh_After Competition Groups_Dairy Pre-Cooler
Industrial | Ind ¦ Cooling Tower Optimization | 2035 | SC A | GWh | After Competition Groups | 1.1472 | 19180.8042 | 0.019181 | 2580.0876 | 0.00044465 | 28 | Industrial_2035_SC A_GWh_After Competition Groups_28 | Cooling Tower Optimization | 0.04447% | 0.019181 | 1.1472 | Industrial_2035_SC A_GWh_After Competition Groups_Cooling Tower Optimization
Industrial | Ind ¦ Efficient Refrigeration Compressor | 2035 | SC A | GWh | After Competition Groups | 0.7992 | 7310.2637 | 0.0073103 | 2580.0876 | 0.00030976 | 29 | Industrial_2035_SC A_GWh_After Competition Groups_29 | Efficient Refrigeration Compressor | 0.03098% | 0.0073103 | 0.7992 | Industrial_2035_SC A_GWh_After Competition Groups_Efficient Refrigeration Compressor
Industrial | Ind ¦ Heat Lamps/Heat Pad | 2035 | SC A | GWh | After Competition Groups | 0.44866 | 3382.0116 | 0.003382 | 2580.0876 | 0.00017389 | 30 | Industrial_2035_SC A_GWh_After Competition Groups_30 | Heat Lamps/Heat Pad | 0.01739% | 0.003382 | 0.44866 | Industrial_2035_SC A_GWh_After Competition Groups_Heat Lamps/Heat Pad
Industrial | Ind ¦ Dairy Water Heater | 2035 | SC A | GWh | After Competition Groups | 0.079449 | 993.9003 | 0.0009939 | 2580.0876 | 3.0793e-05 | 31 | Industrial_2035_SC A_GWh_After Competition Groups_31 | Dairy Water Heater | 0.003079% | 0.0009939 | 0.079449 | Industrial_2035_SC A_GWh_After Competition Groups_Dairy Water Heater
Industrial | Ind ¦ Free Cooling | 2035 | SC A | GWh | After Competition Groups | 0.017843 | 373.7813 | 0.00037378 | 2580.0876 | 6.9157e-06 | 32 | Industrial_2035_SC A_GWh_After Competition Groups_32 | Free Cooling | 0.0006916% | 0.00037378 | 0.017843 | Industrial_2035_SC A_GWh_After Competition Groups_Free Cooling
Industrial | Ind ¦ Pump System Optimization | 2035 | SC B | GWh | After Competition Groups | 640.4205 | 21172708.6095 | 21.1727 | 4064.9419 | 0.15755 | 1 | Industrial_2035_SC B_GWh_After Competition Groups_1 | Pump System Optimization | 15.75% | 21.1727 | 640.4205 | Industrial_2035_SC B_GWh_After Competition Groups_Pump System Optimization
Industrial | Ind ¦ Air Leak Survey and Repair | 2035 | SC B | GWh | After Competition Groups | 571.0122 | 288168.2339 | 0.28817 | 4064.9419 | 0.14047 | 2 | Industrial_2035_SC B_GWh_After Competition Groups_2 | Air Leak Survey and Repair | 14.05% | 0.28817 | 571.0122 | Industrial_2035_SC B_GWh_After Competition Groups_Air Leak Survey and Repair
Industrial | Ind ¦ Recommissioning | 2035 | SC B | GWh | After Competition Groups | 404.2156 | 1235946.6171 | 1.2359 | 4064.9419 | 0.099439 | 3 | Industrial_2035_SC B_GWh_After Competition Groups_3 | Recommissioning | 9.944% | 1.2359 | 404.2156 | Industrial_2035_SC B_GWh_After Competition Groups_Recommissioning
Industrial | Ind ¦ SEM | 2035 | SC B | GWh | After Competition Groups | 404.2156 | 1235946.6171 | 1.2359 | 4064.9419 | 0.099439 | 4 | Industrial_2035_SC B_GWh_After Competition Groups_4 | SEM | 9.944% | 1.2359 | 404.2156 | Industrial_2035_SC B_GWh_After Competition Groups_SEM
Industrial | Ind ¦ Air Compressor Optimization | 2035 | SC B | GWh | After Competition Groups | 403.3659 | 731185.9649 | 0.73119 | 4064.9419 | 0.09923 | 5 | Industrial_2035_SC B_GWh_After Competition Groups_5 | Air Compressor Optimization | 9.923% | 0.73119 | 403.3659 | Industrial_2035_SC B_GWh_After Competition Groups_Air Compressor Optimization
Industrial | Ind ¦ Efficient Compressed Air Nozzles | 2035 | SC B | GWh | After Competition Groups | 349.818 | 349964.0893 | 0.34996 | 4064.9419 | 0.086057 | 6 | Industrial_2035_SC B_GWh_After Competition Groups_6 | Efficient Compressed Air Nozzles | 8.606% | 0.34996 | 349.818 | Industrial_2035_SC B_GWh_After Competition Groups_Efficient Compressed Air Nozzles
Industrial | Ind ¦ Pump Equipment Upgrade | 2035 | SC B | GWh | After Competition Groups | 292.5506 | 12429112.0227 | 12.4291 | 4064.9419 | 0.071969 | 7 | Industrial_2035_SC B_GWh_After Competition Groups_7 | Pump Equipment Upgrade | 7.197% | 12.4291 | 292.5506 | Industrial_2035_SC B_GWh_After Competition Groups_Pump Equipment Upgrade
Industrial | Ind ¦ High Efficiency HVAC Fans | 2035 | SC B | GWh | After Competition Groups | 210.2014 | 1475993.9622 | 1.476 | 4064.9419 | 0.051711 | 8 | Industrial_2035_SC B_GWh_After Competition Groups_8 | High Efficiency HVAC Fans | 5.171% | 1.476 | 210.2014 | Industrial_2035_SC B_GWh_After Competition Groups_High Efficiency HVAC Fans
Industrial | Ind ¦ HE Lighting | 2035 | SC B | GWh | After Competition Groups | 203.1496 | 28375539.908 | 28.3755 | 4064.9419 | 0.049976 | 9 | Industrial_2035_SC B_GWh_After Competition Groups_9 | HE Lighting | 4.998% | 28.3755 | 203.1496 | Industrial_2035_SC B_GWh_After Competition Groups_HE Lighting
Industrial | Ind ¦ Greenhouse Grow Lights | 2035 | SC B | GWh | After Competition Groups | 131.8635 | 2698696.1176 | 2.6987 | 4064.9419 | 0.032439 | 10 | Industrial_2035_SC B_GWh_After Competition Groups_10 | Greenhouse Grow Lights | 3.244% | 2.6987 | 131.8635 | Industrial_2035_SC B_GWh_After Competition Groups_Greenhouse Grow Lights
Industrial | Ind ¦ Material Handling Improvements | 2035 | SC B | GWh | After Competition Groups | 61.3937 | 106321.6998 | 0.10632 | 4064.9419 | 0.015103 | 11 | Industrial_2035_SC B_GWh_After Competition Groups_11 | Material Handling Improvements | 1.51% | 0.10632 | 61.3937 | Industrial_2035_SC B_GWh_After Competition Groups_Material Handling Improvements
Industrial | Ind ¦ Fan System Optimization | 2035 | SC B | GWh | After Competition Groups | 59.2303 | 787804.3093 | 0.7878 | 4064.9419 | 0.014571 | 12 | Industrial_2035_SC B_GWh_After Competition Groups_12 | Fan System Optimization | 1.457% | 0.7878 | 59.2303 | Industrial_2035_SC B_GWh_After Competition Groups_Fan System Optimization
Industrial | Ind ¦ Pulp and Paper Process Improvements | 2035 | SC B | GWh | After Competition Groups | 58.7319 | 924524.676 | 0.92452 | 4064.9419 | 0.014448 | 13 | Industrial_2035_SC B_GWh_After Competition Groups_13 | Pulp and Paper Process Improvements | 1.445% | 0.92452 | 58.7319 | Industrial_2035_SC B_GWh_After Competition Groups_Pulp and Paper Process Improvements
Industrial | Ind ¦ Process Optimization (Elec) | 2035 | SC B | GWh | After Competition Groups | 46.853 | 569078.3319 | 0.56908 | 4064.9419 | 0.011526 | 14 | Industrial_2035_SC B_GWh_After Competition Groups_14 | Process Optimization (Elec) | 1.153% | 0.56908 | 46.853 | Industrial_2035_SC B_GWh_After Competition Groups_Process Optimization (Elec)
Industrial | Ind ¦ Refiner Plate Improvements | 2035 | SC B | GWh | After Competition Groups | 41.4312 | 154575.6788 | 0.15458 | 4064.9419 | 0.010192 | 15 | Industrial_2035_SC B_GWh_After Competition Groups_15 | Refiner Plate Improvements | 1.019% | 0.15458 | 41.4312 | Industrial_2035_SC B_GWh_After Competition Groups_Refiner Plate Improvements
Industrial | Ind ¦ Process Heat Recovery | 2035 | SC B | GWh | After Competition Groups | 34.7095 | 248221.5011 | 0.24822 | 4064.9419 | 0.0085387 | 16 | Industrial_2035_SC B_GWh_After Competition Groups_16 | Process Heat Recovery | 0.8539% | 0.24822 | 34.7095 | Industrial_2035_SC B_GWh_After Competition Groups_Process Heat Recovery
Industrial | Ind ¦ VAV Conversion Project | 2035 | SC B | GWh | After Competition Groups | 25.1658 | 246275.6455 | 0.24628 | 4064.9419 | 0.0061909 | 17 | Industrial_2035_SC B_GWh_After Competition Groups_17 | VAV Conversion Project | 0.6191% | 0.24628 | 25.1658 | Industrial_2035_SC B_GWh_After Competition Groups_VAV Conversion Project
Industrial | Ind ¦ Improved Controls - Process Cooling | 2035 | SC B | GWh | After Competition Groups | 20.4432 | 122432.689 | 0.12243 | 4064.9419 | 0.0050291 | 18 | Industrial_2035_SC B_GWh_After Competition Groups_18 | Improved Controls - Process Cooling | 0.5029% | 0.12243 | 20.4432 | Industrial_2035_SC B_GWh_After Competition Groups_Improved Controls - Process Cooling
Industrial | Ind ¦ High Efficiency Battery Charger | 2035 | SC B | GWh | After Competition Groups | 18.7484 | 336727.4935 | 0.33673 | 4064.9419 | 0.0046122 | 19 | Industrial_2035_SC B_GWh_After Competition Groups_19 | High Efficiency Battery Charger | 0.4612% | 0.33673 | 18.7484 | Industrial_2035_SC B_GWh_After Competition Groups_High Efficiency Battery Charger
Industrial | Ind ¦ Process Improvements | 2035 | SC B | GWh | After Competition Groups | 16.1722 | 75081.9617 | 0.075082 | 4064.9419 | 0.0039785 | 20 | Industrial_2035_SC B_GWh_After Competition Groups_20 | Process Improvements | 0.3978% | 0.075082 | 16.1722 | Industrial_2035_SC B_GWh_After Competition Groups_Process Improvements
Industrial | Ind ¦ Ventilation Optimization | 2035 | SC B | GWh | After Competition Groups | 11.6175 | 429337.8814 | 0.42934 | 4064.9419 | 0.002858 | 21 | Industrial_2035_SC B_GWh_After Competition Groups_21 | Ventilation Optimization | 0.2858% | 0.42934 | 11.6175 | Industrial_2035_SC B_GWh_After Competition Groups_Ventilation Optimization
Industrial | Ind ¦ Efficient Irrigation | 2035 | SC B | GWh | After Competition Groups | 11.6124 | 830127.9356 | 0.83013 | 4064.9419 | 0.0028567 | 22 | Industrial_2035_SC B_GWh_After Competition Groups_22 | Efficient Irrigation | 0.2857% | 0.83013 | 11.6124 | Industrial_2035_SC B_GWh_After Competition Groups_Efficient Irrigation
Industrial | Ind ¦ Refrigeration Compressor VFD | 2035 | SC B | GWh | After Competition Groups | 11.1591 | 265812.3868 | 0.26581 | 4064.9419 | 0.0027452 | 23 | Industrial_2035_SC B_GWh_After Competition Groups_23 | Refrigeration Compressor VFD | 0.2745% | 0.26581 | 11.1591 | Industrial_2035_SC B_GWh_After Competition Groups_Refrigeration Compressor VFD
Industrial | Ind ¦ Improved Controls - Process Heating | 2035 | SC B | GWh | After Competition Groups | 10.0501 | 56655.9664 | 0.056656 | 4064.9419 | 0.0024724 | 24 | Industrial_2035_SC B_GWh_After Competition Groups_24 | Improved Controls - Process Heating | 0.2472% | 0.056656 | 10.0501 | Industrial_2035_SC B_GWh_After Competition Groups_Improved Controls - Process Heating
Industrial | Ind ¦ Cooling Tower Optimization | 2035 | SC B | GWh | After Competition Groups | 8.3481 | 154650.54 | 0.15465 | 4064.9419 | 0.0020537 | 25 | Industrial_2035_SC B_GWh_After Competition Groups_25 | Cooling Tower Optimization | 0.2054% | 0.15465 | 8.3481 | Industrial_2035_SC B_GWh_After Competition Groups_Cooling Tower Optimization
Industrial | Ind ¦ Engine Block Heater Timer | 2035 | SC B | GWh | After Competition Groups | 6.1447 | 21676.273 | 0.021676 | 4064.9419 | 0.0015116 | 26 | Industrial_2035_SC B_GWh_After Competition Groups_26 | Engine Block Heater Timer | 0.1512% | 0.021676 | 6.1447 | Industrial_2035_SC B_GWh_After Competition Groups_Engine Block Heater Timer
Industrial | Ind ¦ Free Cooling | 2035 | SC B | GWh | After Competition Groups | 5.3521 | 154990.0386 | 0.15499 | 4064.9419 | 0.0013166 | 27 | Industrial_2035_SC B_GWh_After Competition Groups_27 | Free Cooling | 0.1317% | 0.15499 | 5.3521 | Industrial_2035_SC B_GWh_After Competition Groups_Free Cooling
Industrial | Ind ¦ Air Compressor Heat Recovery | 2035 | SC B | GWh | After Competition Groups | 2.7467 | 17590.8537 | 0.017591 | 4064.9419 | 0.0006757 | 28 | Industrial_2035_SC B_GWh_After Competition Groups_28 | Air Compressor Heat Recovery | 0.06757% | 0.017591 | 2.7467 | Industrial_2035_SC B_GWh_After Competition Groups_Air Compressor Heat Recovery
Industrial | Ind ¦ Dairy Pre-Cooler | 2035 | SC B | GWh | After Competition Groups | 2.5501 | 149285.7018 | 0.14929 | 4064.9419 | 0.00062735 | 29 | Industrial_2035_SC B_GWh_After Competition Groups_29 | Dairy Pre-Cooler | 0.06273% | 0.14929 | 2.5501 | Industrial_2035_SC B_GWh_After Competition Groups_Dairy Pre-Cooler
Industrial | Ind ¦ Efficient Refrigeration Compressor | 2035 | SC B | GWh | After Competition Groups | 0.9763 | 3663.7492 | 0.0036637 | 4064.9419 | 0.00024018 | 30 | Industrial_2035_SC B_GWh_After Competition Groups_30 | Efficient Refrigeration Compressor | 0.02402% | 0.0036637 | 0.9763 | Industrial_2035_SC B_GWh_After Competition Groups_Efficient Refrigeration Compressor
Industrial | Ind ¦ Heat Lamps/Heat Pad | 2035 | SC B | GWh | After Competition Groups | 0.57535 | 5999.3276 | 0.0059993 | 4064.9419 | 0.00014154 | 31 | Industrial_2035_SC B_GWh_After Competition Groups_31 | Heat Lamps/Heat Pad | 0.01415% | 0.0059993 | 0.57535 | Industrial_2035_SC B_GWh_After Competition Groups_Heat Lamps/Heat Pad
Industrial | Ind ¦ Dairy Water Heater | 2035 | SC B | GWh | After Competition Groups | 0.11737 | 2241.0909 | 0.0022411 | 4064.9419 | 2.8873e-05 | 32 | Industrial_2035_SC B_GWh_After Competition Groups_32 | Dairy Water Heater | 0.002887% | 0.0022411 | 0.11737 | Industrial_2035_SC B_GWh_After Competition Groups_Dairy Water Heater
Industrial | Ind ¦ Pump System Optimization | 2035 | SC C | GWh | After Competition Groups | 640.4205 | 21174826.0921 | 21.1748 | 3077.6161 | 0.20809 | 1 | Industrial_2035_SC C_GWh_After Competition Groups_1 | Pump System Optimization | 20.81% | 21.1748 | 640.4205 | Industrial_2035_SC C_GWh_After Competition Groups_Pump System Optimization
Industrial | Ind ¦ Air Compressor Optimization | 2035 | SC C | GWh | After Competition Groups | 403.3659 | 731259.0908 | 0.73126 | 3077.6161 | 0.13106 | 2 | Industrial_2035_SC C_GWh_After Competition Groups_2 | Air Compressor Optimization | 13.11% | 0.73126 | 403.3659 | Industrial_2035_SC C_GWh_After Competition Groups_Air Compressor Optimization
Industrial | Ind ¦ Air Leak Survey and Repair | 2035 | SC C | GWh | After Competition Groups | 349.2488 | 577608.13 | 0.57761 | 3077.6161 | 0.11348 | 3 | Industrial_2035_SC C_GWh_After Competition Groups_3 | Air Leak Survey and Repair | 11.35% | 0.57761 | 349.2488 | Industrial_2035_SC C_GWh_After Competition Groups_Air Leak Survey and Repair
Industrial | Ind ¦ Pump Equipment Upgrade | 2035 | SC C | GWh | After Competition Groups | 292.5506 | 12430355.0582 | 12.4304 | 3077.6161 | 0.095058 | 4 | Industrial_2035_SC C_GWh_After Competition Groups_4 | Pump Equipment Upgrade | 9.506% | 12.4304 | 292.5506 | Industrial_2035_SC C_GWh_After Competition Groups_Pump Equipment Upgrade
Industrial | Ind ¦ Recommissioning | 2035 | SC C | GWh | After Competition Groups | 247.3594 | 2478112.3278 | 2.4781 | 3077.6161 | 0.080374 | 5 | Industrial_2035_SC C_GWh_After Competition Groups_5 | Recommissioning | 8.037% | 2.4781 | 247.3594 | Industrial_2035_SC C_GWh_After Competition Groups_Recommissioning
Industrial | Ind ¦ SEM | 2035 | SC C | GWh | After Competition Groups | 247.3594 | 2478112.3278 | 2.4781 | 3077.6161 | 0.080374 | 6 | Industrial_2035_SC C_GWh_After Competition Groups_6 | SEM | 8.037% | 2.4781 | 247.3594 | Industrial_2035_SC C_GWh_After Competition Groups_SEM
Industrial | Ind ¦ Efficient Compressed Air Nozzles | 2035 | SC C | GWh | After Competition Groups | 209.6966 | 520251.8002 | 0.52025 | 3077.6161 | 0.068136 | 7 | Industrial_2035_SC C_GWh_After Competition Groups_7 | Efficient Compressed Air Nozzles | 6.814% | 0.52025 | 209.6966 | Industrial_2035_SC C_GWh_After Competition Groups_Efficient Compressed Air Nozzles
Industrial | Ind ¦ High Efficiency HVAC Fans | 2035 | SC C | GWh | After Competition Groups | 149.3553 | 2302622.5857 | 2.3026 | 3077.6161 | 0.04853 | 8 | Industrial_2035_SC C_GWh_After Competition Groups_8 | High Efficiency HVAC Fans | 4.853% | 2.3026 | 149.3553 | Industrial_2035_SC C_GWh_After Competition Groups_High Efficiency HVAC Fans
Industrial | Ind ¦ HE Lighting | 2035 | SC C | GWh | After Competition Groups | 107.6546 | 15556082.4822 | 15.5561 | 3077.6161 | 0.03498 | 9 | Industrial_2035_SC C_GWh_After Competition Groups_9 | HE Lighting | 3.498% | 15.5561 | 107.6546 | Industrial_2035_SC C_GWh_After Competition Groups_HE Lighting
Industrial | Ind ¦ Greenhouse Grow Lights | 2035 | SC C | GWh | After Competition Groups | 95.6364 | 3963107.441 | 3.9631 | 3077.6161 | 0.031075 | 10 | Industrial_2035_SC C_GWh_After Competition Groups_10 | Greenhouse Grow Lights | 3.107% | 3.9631 | 95.6364 | Industrial_2035_SC C_GWh_After Competition Groups_Greenhouse Grow Lights
Industrial | Ind ¦ Fan System Optimization | 2035 | SC C | GWh | After Competition Groups | 59.2303 | 787883.0976 | 0.78788 | 3077.6161 | 0.019246 | 11 | Industrial_2035_SC C_GWh_After Competition Groups_11 | Fan System Optimization | 1.925% | 0.78788 | 59.2303 | Industrial_2035_SC C_GWh_After Competition Groups_Fan System Optimization
Industrial | Ind ¦ Process Optimization (Elec) | 2035 | SC C | GWh | After Competition Groups | 46.853 | 569135.2454 | 0.56914 | 3077.6161 | 0.015224 | 12 | Industrial_2035_SC C_GWh_After Competition Groups_12 | Process Optimization (Elec) | 1.522% | 0.56914 | 46.853 | Industrial_2035_SC C_GWh_After Competition Groups_Process Optimization (Elec)
Industrial | Ind ¦ Material Handling Improvements | 2035 | SC C | GWh | After Competition Groups | 46.3042 | 169039.0622 | 0.16904 | 3077.6161 | 0.015045 | 13 | Industrial_2035_SC C_GWh_After Competition Groups_13 | Material Handling Improvements | 1.505% | 0.16904 | 46.3042 | Industrial_2035_SC C_GWh_After Competition Groups_Material Handling Improvements
Industrial | Ind ¦ Pulp and Paper Process Improvements | 2035 | SC C | GWh | After Competition Groups | 34.612 | 1615921.6987 | 1.6159 | 3077.6161 | 0.011246 | 14 | Industrial_2035_SC C_GWh_After Competition Groups_14 | Pulp and Paper Process Improvements | 1.125% | 1.6159 | 34.612 | Industrial_2035_SC C_GWh_After Competition Groups_Pulp and Paper Process Improvements
Industrial | Ind ¦ Refiner Plate Improvements | 2035 | SC C | GWh | After Competition Groups | 24.0782 | 210972.1472 | 0.21097 | 3077.6161 | 0.0078236 | 15 | Industrial_2035_SC C_GWh_After Competition Groups_15 | Refiner Plate Improvements | 0.7824% | 0.21097 | 24.0782 | Industrial_2035_SC C_GWh_After Competition Groups_Refiner Plate Improvements
Industrial | Ind ¦ Process Heat Recovery | 2035 | SC C | GWh | After Competition Groups | 20.8275 | 464004.9024 | 0.464 | 3077.6161 | 0.0067674 | 16 | Industrial_2035_SC C_GWh_After Competition Groups_16 | Process Heat Recovery | 0.6767% | 0.464 | 20.8275 | Industrial_2035_SC C_GWh_After Competition Groups_Process Heat Recovery
Industrial | Ind ¦ VAV Conversion Project | 2035 | SC C | GWh | After Competition Groups | 15.3152 | 488620.9553 | 0.48862 | 3077.6161 | 0.0049763 | 17 | Industrial_2035_SC C_GWh_After Competition Groups_17 | VAV Conversion Project | 0.4976% | 0.48862 | 15.3152 | Industrial_2035_SC C_GWh_After Competition Groups_VAV Conversion Project
Industrial | Ind ¦ High Efficiency Battery Charger | 2035 | SC C | GWh | After Competition Groups | 12.9781 | 518189.9898 | 0.51819 | 3077.6161 | 0.0042169 | 18 | Industrial_2035_SC C_GWh_After Competition Groups_18 | High Efficiency Battery Charger | 0.4217% | 0.51819 | 12.9781 | Industrial_2035_SC C_GWh_After Competition Groups_High Efficiency Battery Charger
Industrial | Ind ¦ Improved Controls - Process Cooling | 2035 | SC C | GWh | After Competition Groups | 12.5368 | 245878.8633 | 0.24588 | 3077.6161 | 0.0040735 | 19 | Industrial_2035_SC C_GWh_After Competition Groups_19 | Improved Controls - Process Cooling | 0.4074% | 0.24588 | 12.5368 | Industrial_2035_SC C_GWh_After Competition Groups_Improved Controls - Process Cooling
Industrial | Ind ¦ Ventilation Optimization | 2035 | SC C | GWh | After Competition Groups | 11.6175 | 429380.8195 | 0.42938 | 3077.6161 | 0.0037748 | 20 | Industrial_2035_SC C_GWh_After Competition Groups_20 | Ventilation Optimization | 0.3775% | 0.42938 | 11.6175 | Industrial_2035_SC C_GWh_After Competition Groups_Ventilation Optimization
Industrial | Ind ¦ Process Improvements | 2035 | SC C | GWh | After Competition Groups | 9.8875 | 150530.658 | 0.15053 | 3077.6161 | 0.0032127 | 21 | Industrial_2035_SC C_GWh_After Competition Groups_21 | Process Improvements | 0.3213% | 0.15053 | 9.8875 | Industrial_2035_SC C_GWh_After Competition Groups_Process Improvements
Industrial | Ind ¦ Cooling Tower Optimization | 2035 | SC C | GWh | After Competition Groups | 8.3481 | 154666.0066 | 0.15467 | 3077.6161 | 0.0027125 | 22 | Industrial_2035_SC C_GWh_After Competition Groups_22 | Cooling Tower Optimization | 0.2713% | 0.15467 | 8.3481 | Industrial_2035_SC C_GWh_After Competition Groups_Cooling Tower Optimization
Industrial | Ind ¦ Refrigeration Compressor VFD | 2035 | SC C | GWh | After Competition Groups | 8.1818 | 332930.5873 | 0.33293 | 3077.6161 | 0.0026585 | 23 | Industrial_2035_SC C_GWh_After Competition Groups_23 | Refrigeration Compressor VFD | 0.2658% | 0.33293 | 8.1818 | Industrial_2035_SC C_GWh_After Competition Groups_Refrigeration Compressor VFD
Industrial | Ind ¦ Improved Controls - Process Heating | 2035 | SC C | GWh | After Competition Groups | 6.3101 | 122263.6165 | 0.12226 | 3077.6161 | 0.0020503 | 24 | Industrial_2035_SC C_GWh_After Competition Groups_24 | Improved Controls - Process Heating | 0.205% | 0.12226 | 6.3101 | Industrial_2035_SC C_GWh_After Competition Groups_Improved Controls - Process Heating
Industrial | Ind ¦ Efficient Irrigation | 2035 | SC C | GWh | After Competition Groups | 5.6237 | 514820.7307 | 0.51482 | 3077.6161 | 0.0018273 | 25 | Industrial_2035_SC C_GWh_After Competition Groups_25 | Efficient Irrigation | 0.1827% | 0.51482 | 5.6237 | Industrial_2035_SC C_GWh_After Competition Groups_Efficient Irrigation
Industrial | Ind ¦ Engine Block Heater Timer | 2035 | SC C | GWh | After Competition Groups | 3.7247 | 42037.4358 | 0.042037 | 3077.6161 | 0.0012103 | 26 | Industrial_2035_SC C_GWh_After Competition Groups_26 | Engine Block Heater Timer | 0.121% | 0.042037 | 3.7247 | Industrial_2035_SC C_GWh_After Competition Groups_Engine Block Heater Timer
Industrial | Ind ¦ Free Cooling | 2035 | SC C | GWh | After Competition Groups | 3.44 | 372394.2164 | 0.37239 | 3077.6161 | 0.0011177 | 27 | Industrial_2035_SC C_GWh_After Competition Groups_27 | Free Cooling | 0.1118% | 0.37239 | 3.44 | Industrial_2035_SC C_GWh_After Competition Groups_Free Cooling
Industrial | Ind ¦ Dairy Pre-Cooler | 2035 | SC C | GWh | After Competition Groups | 1.9822 | 81947.964 | 0.081948 | 3077.6161 | 0.00064406 | 28 | Industrial_2035_SC C_GWh_After Competition Groups_28 | Dairy Pre-Cooler | 0.06441% | 0.081948 | 1.9822 | Industrial_2035_SC C_GWh_After Competition Groups_Dairy Pre-Cooler
Industrial | Ind ¦ Air Compressor Heat Recovery | 2035 | SC C | GWh | After Competition Groups | 1.6843 | 36277.1254 | 0.036277 | 3077.6161 | 0.00054727 | 29 | Industrial_2035_SC C_GWh_After Competition Groups_29 | Air Compressor Heat Recovery | 0.05473% | 0.036277 | 1.6843 | Industrial_2035_SC C_GWh_After Competition Groups_Air Compressor Heat Recovery
Industrial | Ind ¦ Efficient Refrigeration Compressor | 2035 | SC C | GWh | After Competition Groups | 0.7992 | 7310.2637 | 0.0073103 | 3077.6161 | 0.00025968 | 30 | Industrial_2035_SC C_GWh_After Competition Groups_30 | Efficient Refrigeration Compressor | 0.02597% | 0.0073103 | 0.7992 | Industrial_2035_SC C_GWh_After Competition Groups_Efficient Refrigeration Compressor
Industrial | Ind ¦ Heat Lamps/Heat Pad | 2035 | SC C | GWh | After Competition Groups | 0.5241 | 8341.683 | 0.0083417 | 3077.6161 | 0.0001703 | 31 | Industrial_2035_SC C_GWh_After Competition Groups_31 | Heat Lamps/Heat Pad | 0.01703% | 0.0083417 | 0.5241 | Industrial_2035_SC C_GWh_After Competition Groups_Heat Lamps/Heat Pad
Industrial | Ind ¦ Dairy Water Heater | 2035 | SC C | GWh | After Competition Groups | 0.11021 | 2388.8296 | 0.0023888 | 3077.6161 | 3.5811e-05 | 32 | Industrial_2035_SC C_GWh_After Competition Groups_32 | Dairy Water Heater | 0.003581% | 0.0023888 | 0.11021 | Industrial_2035_SC C_GWh_After Competition Groups_Dairy Water Heater
Industrial | Ind ¦ Air Compressor Optimization | 2035 | SC D | GWh | After Competition Groups | 403.3659 | 0 | 0 | 2428.3851 | 0.1661 | 1 | Industrial_2035_SC D_GWh_After Competition Groups_1 | Air Compressor Optimization | 16.61% | 0 | 403.3659 | Industrial_2035_SC D_GWh_After Competition Groups_Air Compressor Optimization
Industrial | Ind ¦ Pump System Optimization | 2035 | SC D | GWh | After Competition Groups | 355.5616 | 0 | 0 | 2428.3851 | 0.14642 | 2 | Industrial_2035_SC D_GWh_After Competition Groups_2 | Pump System Optimization | 14.64% | 0 | 355.5616 | Industrial_2035_SC D_GWh_After Competition Groups_Pump System Optimization
Industrial | Ind ¦ Air Leak Survey and Repair | 2035 | SC D | GWh | After Competition Groups | 348.6679 | 0 | 0 | 2428.3851 | 0.14358 | 3 | Industrial_2035_SC D_GWh_After Competition Groups_3 | Air Leak Survey and Repair | 14.36% | 0 | 348.6679 | Industrial_2035_SC D_GWh_After Competition Groups_Air Leak Survey and Repair
Industrial | Ind ¦ SEM | 2035 | SC D | GWh | After Competition Groups | 247.3594 | 0 | 0 | 2428.3851 | 0.10186 | 4 | Industrial_2035_SC D_GWh_After Competition Groups_4 | SEM | 10.19% | 0 | 247.3594 | Industrial_2035_SC D_GWh_After Competition Groups_SEM
Industrial | Ind ¦ Recommissioning | 2035 | SC D | GWh | After Competition Groups | 239.4343 | 0 | 0 | 2428.3851 | 0.098598 | 5 | Industrial_2035_SC D_GWh_After Competition Groups_5 | Recommissioning | 9.86% | 0 | 239.4343 | Industrial_2035_SC D_GWh_After Competition Groups_Recommissioning
Industrial | Ind ¦ Efficient Compressed Air Nozzles | 2035 | SC D | GWh | After Competition Groups | 209.6966 | 0 | 0 | 2428.3851 | 0.086352 | 6 | Industrial_2035_SC D_GWh_After Competition Groups_6 | Efficient Compressed Air Nozzles | 8.635% | 0 | 209.6966 | Industrial_2035_SC D_GWh_After Competition Groups_Efficient Compressed Air Nozzles
Industrial | Ind ¦ Pump Equipment Upgrade | 2035 | SC D | GWh | After Competition Groups | 152.3852 | 0 | 0 | 2428.3851 | 0.062752 | 7 | Industrial_2035_SC D_GWh_After Competition Groups_7 | Pump Equipment Upgrade | 6.275% | 0 | 152.3852 | Industrial_2035_SC D_GWh_After Competition Groups_Pump Equipment Upgrade
Industrial | Ind ¦ High Efficiency HVAC Fans | 2035 | SC D | GWh | After Competition Groups | 141.7781 | 0 | 0 | 2428.3851 | 0.058384 | 8 | Industrial_2035_SC D_GWh_After Competition Groups_8 | High Efficiency HVAC Fans | 5.838% | 0 | 141.7781 | Industrial_2035_SC D_GWh_After Competition Groups_High Efficiency HVAC Fans
Industrial | Ind ¦ Fan System Optimization | 2035 | SC D | GWh | After Competition Groups | 59.2303 | 0 | 0 | 2428.3851 | 0.024391 | 9 | Industrial_2035_SC D_GWh_After Competition Groups_9 | Fan System Optimization | 2.439% | 0 | 59.2303 | Industrial_2035_SC D_GWh_After Competition Groups_Fan System Optimization
Industrial | Ind ¦ Greenhouse Grow Lights | 2035 | SC D | GWh | After Competition Groups | 48.6786 | 0 | 0 | 2428.3851 | 0.020046 | 10 | Industrial_2035_SC D_GWh_After Competition Groups_10 | Greenhouse Grow Lights | 2.005% | 0 | 48.6786 | Industrial_2035_SC D_GWh_After Competition Groups_Greenhouse Grow Lights
Industrial | Ind ¦ Process Optimization (Elec) | 2035 | SC D | GWh | After Competition Groups | 46.853 | 0 | 0 | 2428.3851 | 0.019294 | 11 | Industrial_2035_SC D_GWh_After Competition Groups_11 | Process Optimization (Elec) | 1.929% | 0 | 46.853 | Industrial_2035_SC D_GWh_After Competition Groups_Process Optimization (Elec)
Industrial | Ind ¦ Material Handling Improvements | 2035 | SC D | GWh | After Competition Groups | 46.3042 | 0 | 0 | 2428.3851 | 0.019068 | 12 | Industrial_2035_SC D_GWh_After Competition Groups_12 | Material Handling Improvements | 1.907% | 0 | 46.3042 | Industrial_2035_SC D_GWh_After Competition Groups_Material Handling Improvements
Industrial | Ind ¦ Refiner Plate Improvements | 2035 | SC D | GWh | After Competition Groups | 24.0782 | 0 | 0 | 2428.3851 | 0.0099153 | 13 | Industrial_2035_SC D_GWh_After Competition Groups_13 | Refiner Plate Improvements | 0.9915% | 0 | 24.0782 | Industrial_2035_SC D_GWh_After Competition Groups_Refiner Plate Improvements
Industrial | Ind ¦ Process Heat Recovery | 2035 | SC D | GWh | After Competition Groups | 15.7815 | 0 | 0 | 2428.3851 | 0.0064988 | 14 | Industrial_2035_SC D_GWh_After Competition Groups_14 | Process Heat Recovery | 0.6499% | 0 | 15.7815 | Industrial_2035_SC D_GWh_After Competition Groups_Process Heat Recovery
Industrial | Ind ¦ Improved Controls - Process Cooling | 2035 | SC D | GWh | After Competition Groups | 12.5368 | 0 | 0 | 2428.3851 | 0.0051626 | 15 | Industrial_2035_SC D_GWh_After Competition Groups_15 | Improved Controls - Process Cooling | 0.5163% | 0 | 12.5368 | Industrial_2035_SC D_GWh_After Competition Groups_Improved Controls - Process Cooling
Industrial | Ind ¦ HE Lighting | 2035 | SC D | GWh | After Competition Groups | 11.1401 | 0 | 0 | 2428.3851 | 0.0045874 | 16 | Industrial_2035_SC D_GWh_After Competition Groups_16 | HE Lighting | 0.4587% | 0 | 11.1401 | Industrial_2035_SC D_GWh_After Competition Groups_HE Lighting
Industrial | Ind ¦ VAV Conversion Project | 2035 | SC D | GWh | After Competition Groups | 10.4513 | 0 | 0 | 2428.3851 | 0.0043038 | 17 | Industrial_2035_SC D_GWh_After Competition Groups_17 | VAV Conversion Project | 0.4304% | 0 | 10.4513 | Industrial_2035_SC D_GWh_After Competition Groups_VAV Conversion Project
Industrial | Ind ¦ Ventilation Optimization | 2035 | SC D | GWh | After Competition Groups | 10.2583 | 0 | 0 | 2428.3851 | 0.0042243 | 18 | Industrial_2035_SC D_GWh_After Competition Groups_18 | Ventilation Optimization | 0.4224% | 0 | 10.2583 | Industrial_2035_SC D_GWh_After Competition Groups_Ventilation Optimization
Industrial | Ind ¦ Process Improvements | 2035 | SC D | GWh | After Competition Groups | 8.7096 | 0 | 0 | 2428.3851 | 0.0035866 | 19 | Industrial_2035_SC D_GWh_After Competition Groups_19 | Process Improvements | 0.3587% | 0 | 8.7096 | Industrial_2035_SC D_GWh_After Competition Groups_Process Improvements
Industrial | Ind ¦ Cooling Tower Optimization | 2035 | SC D | GWh | After Competition Groups | 8.0779 | 0 | 0 | 2428.3851 | 0.0033264 | 20 | Industrial_2035_SC D_GWh_After Competition Groups_20 | Cooling Tower Optimization | 0.3326% | 0 | 8.0779 | Industrial_2035_SC D_GWh_After Competition Groups_Cooling Tower Optimization
Industrial | Ind ¦ High Efficiency Battery Charger | 2035 | SC D | GWh | After Competition Groups | 5.753 | 0 | 0 | 2428.3851 | 0.0023691 | 21 | Industrial_2035_SC D_GWh_After Competition Groups_21 | High Efficiency Battery Charger | 0.2369% | 0 | 5.753 | Industrial_2035_SC D_GWh_After Competition Groups_High Efficiency Battery Charger
Industrial | Ind ¦ Improved Controls - Process Heating | 2035 | SC D | GWh | After Competition Groups | 5.6765 | 0 | 0 | 2428.3851 | 0.0023376 | 22 | Industrial_2035_SC D_GWh_After Competition Groups_22 | Improved Controls - Process Heating | 0.2338% | 0 | 5.6765 | Industrial_2035_SC D_GWh_After Competition Groups_Improved Controls - Process Heating
Industrial | Ind ¦ Refrigeration Compressor VFD | 2035 | SC D | GWh | After Competition Groups | 3.6816 | 0 | 0 | 2428.3851 | 0.0015161 | 23 | Industrial_2035_SC D_GWh_After Competition Groups_23 | Refrigeration Compressor VFD | 0.1516% | 0 | 3.6816 | Industrial_2035_SC D_GWh_After Competition Groups_Refrigeration Compressor VFD
Industrial | Ind ¦ Engine Block Heater Timer | 2035 | SC D | GWh | After Competition Groups | 3.5404 | 0 | 0 | 2428.3851 | 0.0014579 | 24 | Industrial_2035_SC D_GWh_After Competition Groups_24 | Engine Block Heater Timer | 0.1458% | 0 | 3.5404 | Industrial_2035_SC D_GWh_After Competition Groups_Engine Block Heater Timer
Industrial | Ind ¦ Pulp and Paper Process Improvements | 2035 | SC D | GWh | After Competition Groups | 3.3905 | 0 | 0 | 2428.3851 | 0.0013962 | 25 | Industrial_2035_SC D_GWh_After Competition Groups_25 | Pulp and Paper Process Improvements | 0.1396% | 0 | 3.3905 | Industrial_2035_SC D_GWh_After Competition Groups_Pulp and Paper Process Improvements
Industrial | Ind ¦ Efficient Irrigation | 2035 | SC D | GWh | After Competition Groups | 2.0311 | 0 | 0 | 2428.3851 | 0.00083642 | 26 | Industrial_2035_SC D_GWh_After Competition Groups_26 | Efficient Irrigation | 0.08364% | 0 | 2.0311 | Industrial_2035_SC D_GWh_After Competition Groups_Efficient Irrigation
Industrial | Ind ¦ Air Compressor Heat Recovery | 2035 | SC D | GWh | After Competition Groups | 1.5373 | 0 | 0 | 2428.3851 | 0.00063306 | 27 | Industrial_2035_SC D_GWh_After Competition Groups_27 | Air Compressor Heat Recovery | 0.06331% | 0 | 1.5373 | Industrial_2035_SC D_GWh_After Competition Groups_Air Compressor Heat Recovery
Industrial | Ind ¦ Dairy Pre-Cooler | 2035 | SC D | GWh | After Competition Groups | 0.95122 | 0 | 0 | 2428.3851 | 0.00039171 | 28 | Industrial_2035_SC D_GWh_After Competition Groups_28 | Dairy Pre-Cooler | 0.03917% | 0 | 0.95122 | Industrial_2035_SC D_GWh_After Competition Groups_Dairy Pre-Cooler
Industrial | Ind ¦ Efficient Refrigeration Compressor | 2035 | SC D | GWh | After Competition Groups | 0.78996 | 0 | 0 | 2428.3851 | 0.0003253 | 29 | Industrial_2035_SC D_GWh_After Competition Groups_29 | Efficient Refrigeration Compressor | 0.03253% | 0 | 0.78996 | Industrial_2035_SC D_GWh_After Competition Groups_Efficient Refrigeration Compressor
Industrial | Ind ¦ Free Cooling | 2035 | SC D | GWh | After Competition Groups | 0.37637 | 0 | 0 | 2428.3851 | 0.00015499 | 30 | Industrial_2035_SC D_GWh_After Competition Groups_30 | Free Cooling | 0.0155% | 0 | 0.37637 | Industrial_2035_SC D_GWh_After Competition Groups_Free Cooling
Industrial | Ind ¦ Heat Lamps/Heat Pad | 2035 | SC D | GWh | After Competition Groups | 0.30845 | 0 | 0 | 2428.3851 | 0.00012702 | 31 | Industrial_2035_SC D_GWh_After Competition Groups_31 | Heat Lamps/Heat Pad | 0.0127% | 0 | 0.30845 | Industrial_2035_SC D_GWh_After Competition Groups_Heat Lamps/Heat Pad
Industrial | Ind ¦ Pump System Optimization | 2035 | Technical | GWh | After Competition Groups | 898.947 | 0 | 0 | 5923.8128 | 0.15175 | 1 | Industrial_2035_Technical_GWh_After Competition Groups_1 | Pump System Optimization | 15.18% | 0 | 898.947 | Industrial_2035_Technical_GWh_After Competition Groups_Pump System Optimization
Industrial | Ind ¦ HE Lighting | 2035 | Technical | GWh | After Competition Groups | 700.0786 | 0 | 0 | 5923.8128 | 0.11818 | 2 | Industrial_2035_Technical_GWh_After Competition Groups_2 | HE Lighting | 11.82% | 0 | 700.0786 | Industrial_2035_Technical_GWh_After Competition Groups_HE Lighting
Industrial | Ind ¦ Air Leak Survey and Repair | 2035 | Technical | GWh | After Competition Groups | 611.0422 | 0 | 0 | 5923.8128 | 0.10315 | 3 | Industrial_2035_Technical_GWh_After Competition Groups_3 | Air Leak Survey and Repair | 10.32% | 0 | 611.0422 | Industrial_2035_Technical_GWh_After Competition Groups_Air Leak Survey and Repair
Industrial | Ind ¦ Air Compressor Optimization | 2035 | Technical | GWh | After Competition Groups | 485.1409 | 0 | 0 | 5923.8128 | 0.081897 | 4 | Industrial_2035_Technical_GWh_After Competition Groups_4 | Air Compressor Optimization | 8.19% | 0 | 485.1409 | Industrial_2035_Technical_GWh_After Competition Groups_Air Compressor Optimization
Industrial | Ind ¦ Efficient Compressed Air Nozzles | 2035 | Technical | GWh | After Competition Groups | 472.4398 | 0 | 0 | 5923.8128 | 0.079753 | 5 | Industrial_2035_Technical_GWh_After Competition Groups_5 | Efficient Compressed Air Nozzles | 7.975% | 0 | 472.4398 | Industrial_2035_Technical_GWh_After Competition Groups_Efficient Compressed Air Nozzles
Industrial | Ind ¦ Recommissioning | 2035 | Technical | GWh | After Competition Groups | 425.6507 | 0 | 0 | 5923.8128 | 0.071854 | 6 | Industrial_2035_Technical_GWh_After Competition Groups_6 | Recommissioning | 7.185% | 0 | 425.6507 | Industrial_2035_Technical_GWh_After Competition Groups_Recommissioning
Industrial | Ind ¦ SEM | 2035 | Technical | GWh | After Competition Groups | 425.6507 | 0 | 0 | 5923.8128 | 0.071854 | 7 | Industrial_2035_Technical_GWh_After Competition Groups_7 | SEM | 7.185% | 0 | 425.6507 | Industrial_2035_Technical_GWh_After Competition Groups_SEM
Industrial | Ind ¦ Pump Equipment Upgrade | 2035 | Technical | GWh | After Competition Groups | 397.5707 | 0 | 0 | 5923.8128 | 0.067114 | 8 | Industrial_2035_Technical_GWh_After Competition Groups_8 | Pump Equipment Upgrade | 6.711% | 0 | 397.5707 | Industrial_2035_Technical_GWh_After Competition Groups_Pump Equipment Upgrade
Industrial | Ind ¦ High Efficiency HVAC Fans | 2035 | Technical | GWh | After Competition Groups | 251.7676 | 0 | 0 | 5923.8128 | 0.042501 | 9 | Industrial_2035_Technical_GWh_After Competition Groups_9 | High Efficiency HVAC Fans | 4.25% | 0 | 251.7676 | Industrial_2035_Technical_GWh_After Competition Groups_High Efficiency HVAC Fans
Industrial | Ind ¦ Premium Efficient Motors | 2035 | Technical | GWh | After Competition Groups | 175.3538 | 0 | 0 | 5923.8128 | 0.029602 | 10 | Industrial_2035_Technical_GWh_After Competition Groups_10 | Premium Efficient Motors | 2.96% | 0 | 175.3538 | Industrial_2035_Technical_GWh_After Competition Groups_Premium Efficient Motors
Industrial | Ind ¦ Process Optimization (Elec) | 2035 | Technical | GWh | After Competition Groups | 171.9876 | 0 | 0 | 5923.8128 | 0.029033 | 11 | Industrial_2035_Technical_GWh_After Competition Groups_11 | Process Optimization (Elec) | 2.903% | 0 | 171.9876 | Industrial_2035_Technical_GWh_After Competition Groups_Process Optimization (Elec)
Industrial | Ind ¦ Greenhouse Grow Lights | 2035 | Technical | GWh | After Competition Groups | 169.4442 | 0 | 0 | 5923.8128 | 0.028604 | 12 | Industrial_2035_Technical_GWh_After Competition Groups_12 | Greenhouse Grow Lights | 2.86% | 0 | 169.4442 | Industrial_2035_Technical_GWh_After Competition Groups_Greenhouse Grow Lights
Industrial | Ind ¦ HE HVAC Controls | 2035 | Technical | GWh | After Competition Groups | 77.4922 | 0 | 0 | 5923.8128 | 0.013081 | 13 | Industrial_2035_Technical_GWh_After Competition Groups_13 | HE HVAC Controls | 1.308% | 0 | 77.4922 | Industrial_2035_Technical_GWh_After Competition Groups_HE HVAC Controls
Industrial | Ind ¦ Material Handling Improvements | 2035 | Technical | GWh | After Competition Groups | 75.7613 | 0 | 0 | 5923.8128 | 0.012789 | 14 | Industrial_2035_Technical_GWh_After Competition Groups_14 | Material Handling Improvements | 1.279% | 0 | 75.7613 | Industrial_2035_Technical_GWh_After Competition Groups_Material Handling Improvements
Industrial | Ind ¦ Fan System Optimization | 2035 | Technical | GWh | After Competition Groups | 67.6984 | 0 | 0 | 5923.8128 | 0.011428 | 15 | Industrial_2035_Technical_GWh_After Competition Groups_15 | Fan System Optimization | 1.143% | 0 | 67.6984 | Industrial_2035_Technical_GWh_After Competition Groups_Fan System Optimization
Industrial | Ind ¦ Pulp and Paper Process Improvements | 2035 | Technical | GWh | After Competition Groups | 65.2231 | 0 | 0 | 5923.8128 | 0.01101 | 16 | Industrial_2035_Technical_GWh_After Competition Groups_16 | Pulp and Paper Process Improvements | 1.101% | 0 | 65.2231 | Industrial_2035_Technical_GWh_After Competition Groups_Pulp and Paper Process Improvements
Industrial | Ind ¦ Refiner Plate Improvements | 2035 | Technical | GWh | After Competition Groups | 57.7737 | 0 | 0 | 5923.8128 | 0.0097528 | 17 | Industrial_2035_Technical_GWh_After Competition Groups_17 | Refiner Plate Improvements | 0.9753% | 0 | 57.7737 | Industrial_2035_Technical_GWh_After Competition Groups_Refiner Plate Improvements
Industrial | Ind ¦ HE HVAC Units | 2035 | Technical | GWh | After Competition Groups | 53.4936 | 0 | 0 | 5923.8128 | 0.0090303 | 18 | Industrial_2035_Technical_GWh_After Competition Groups_18 | HE HVAC Units | 0.903% | 0 | 53.4936 | Industrial_2035_Technical_GWh_After Competition Groups_HE HVAC Units
Industrial | Ind ¦ Process Heat Recovery | 2035 | Technical | GWh | After Competition Groups | 36.8106 | 0 | 0 | 5923.8128 | 0.006214 | 19 | Industrial_2035_Technical_GWh_After Competition Groups_19 | Process Heat Recovery | 0.6214% | 0 | 36.8106 | Industrial_2035_Technical_GWh_After Competition Groups_Process Heat Recovery
Industrial | Ind ¦ Ventilation Optimization | 2035 | Technical | GWh | After Competition Groups | 36.2418 | 0 | 0 | 5923.8128 | 0.006118 | 20 | Industrial_2035_Technical_GWh_After Competition Groups_20 | Ventilation Optimization | 0.6118% | 0 | 36.2418 | Industrial_2035_Technical_GWh_After Competition Groups_Ventilation Optimization
Industrial | Ind ¦ High Efficiency Battery Charger | 2035 | Technical | GWh | After Competition Groups | 23.9481 | 0 | 0 | 5923.8128 | 0.0040427 | 21 | Industrial_2035_Technical_GWh_After Competition Groups_21 | High Efficiency Battery Charger | 0.4043% | 0 | 23.9481 | Industrial_2035_Technical_GWh_After Competition Groups_High Efficiency Battery Charger
Industrial | Ind ¦ Cold Storage Retrofit | 2035 | Technical | GWh | After Competition Groups | 23.8127 | 0 | 0 | 5923.8128 | 0.0040198 | 22 | Industrial_2035_Technical_GWh_After Competition Groups_22 | Cold Storage Retrofit | 0.402% | 0 | 23.8127 | Industrial_2035_Technical_GWh_After Competition Groups_Cold Storage Retrofit
Industrial | Ind ¦ VAV Conversion Project | 2035 | Technical | GWh | After Competition Groups | 23.235 | 0 | 0 | 5923.8128 | 0.0039223 | 23 | Industrial_2035_Technical_GWh_After Competition Groups_23 | VAV Conversion Project | 0.3922% | 0 | 23.235 | Industrial_2035_Technical_GWh_After Competition Groups_VAV Conversion Project
Industrial | Ind ¦ Synchronous Belts | 2035 | Technical | GWh | After Competition Groups | 21.4118 | 0 | 0 | 5923.8128 | 0.0036145 | 24 | Industrial_2035_Technical_GWh_After Competition Groups_24 | Synchronous Belts | 0.3615% | 0 | 21.4118 | Industrial_2035_Technical_GWh_After Competition Groups_Synchronous Belts
Industrial | Ind ¦ Improved Controls - Process Cooling | 2035 | Technical | GWh | After Competition Groups | 20.5525 | 0 | 0 | 5923.8128 | 0.0034695 | 25 | Industrial_2035_Technical_GWh_After Competition Groups_25 | Improved Controls - Process Cooling | 0.3469% | 0 | 20.5525 | Industrial_2035_Technical_GWh_After Competition Groups_Improved Controls - Process Cooling
Industrial | Ind ¦ HVLS Fans | 2035 | Technical | GWh | After Competition Groups | 19.9052 | 0 | 0 | 5923.8128 | 0.0033602 | 26 | Industrial_2035_Technical_GWh_After Competition Groups_26 | HVLS Fans | 0.336% | 0 | 19.9052 | Industrial_2035_Technical_GWh_After Competition Groups_HVLS Fans
Industrial | Ind ¦ Efficient Irrigation | 2035 | Technical | GWh | After Competition Groups | 19.2973 | 0 | 0 | 5923.8128 | 0.0032576 | 27 | Industrial_2035_Technical_GWh_After Competition Groups_27 | Efficient Irrigation | 0.3258% | 0 | 19.2973 | Industrial_2035_Technical_GWh_After Competition Groups_Efficient Irrigation
Industrial | Ind ¦ Process Improvements | 2035 | Technical | GWh | After Competition Groups | 17.5197 | 0 | 0 | 5923.8128 | 0.0029575 | 28 | Industrial_2035_Technical_GWh_After Competition Groups_28 | Process Improvements | 0.2958% | 0 | 17.5197 | Industrial_2035_Technical_GWh_After Competition Groups_Process Improvements
Industrial | Ind ¦ Refrigeration Compressor VFD | 2035 | Technical | GWh | After Competition Groups | 13.135 | 0 | 0 | 5923.8128 | 0.0022173 | 29 | Industrial_2035_Technical_GWh_After Competition Groups_29 | Refrigeration Compressor VFD | 0.2217% | 0 | 13.135 | Industrial_2035_Technical_GWh_After Competition Groups_Refrigeration Compressor VFD
Industrial | Ind ¦ Efficient Transformer | 2035 | Technical | GWh | After Competition Groups | 11.9741 | 0 | 0 | 5923.8128 | 0.0020213 | 30 | Industrial_2035_Technical_GWh_After Competition Groups_30 | Efficient Transformer | 0.2021% | 0 | 11.9741 | Industrial_2035_Technical_GWh_After Competition Groups_Efficient Transformer
Industrial | Ind ¦ Chiller Optimization | 2035 | Technical | GWh | After Competition Groups | 11.089 | 0 | 0 | 5923.8128 | 0.0018719 | 31 | Industrial_2035_Technical_GWh_After Competition Groups_31 | Chiller Optimization | 0.1872% | 0 | 11.089 | Industrial_2035_Technical_GWh_After Competition Groups_Chiller Optimization
Industrial | Ind ¦ Improved Controls - Process Heating | 2035 | Technical | GWh | After Competition Groups | 10.7256 | 0 | 0 | 5923.8128 | 0.0018106 | 32 | Industrial_2035_Technical_GWh_After Competition Groups_32 | Improved Controls - Process Heating | 0.1811% | 0 | 10.7256 | Industrial_2035_Technical_GWh_After Competition Groups_Improved Controls - Process Heating
Industrial | Ind ¦ High Efficiency Welders | 2035 | Technical | GWh | After Competition Groups | 9.5701 | 0 | 0 | 5923.8128 | 0.0016155 | 33 | Industrial_2035_Technical_GWh_After Competition Groups_33 | High Efficiency Welders | 0.1616% | 0 | 9.5701 | Industrial_2035_Technical_GWh_After Competition Groups_High Efficiency Welders
Industrial | Ind ¦ Cooling Tower Optimization | 2035 | Technical | GWh | After Competition Groups | 8.7174 | 0 | 0 | 5923.8128 | 0.0014716 | 34 | Industrial_2035_Technical_GWh_After Competition Groups_34 | Cooling Tower Optimization | 0.1472% | 0 | 8.7174 | Industrial_2035_Technical_GWh_After Competition Groups_Cooling Tower Optimization
Industrial | Ind ¦ Low Energy Livestock Waterers | 2035 | Technical | GWh | After Competition Groups | 6.9455 | 0 | 0 | 5923.8128 | 0.0011725 | 35 | Industrial_2035_Technical_GWh_After Competition Groups_35 | Low Energy Livestock Waterers | 0.1172% | 0 | 6.9455 | Industrial_2035_Technical_GWh_After Competition Groups_Low Energy Livestock Waterers
Industrial | Ind ¦ Engine Block Heater Timer | 2035 | Technical | GWh | After Competition Groups | 6.7164 | 0 | 0 | 5923.8128 | 0.0011338 | 36 | Industrial_2035_Technical_GWh_After Competition Groups_36 | Engine Block Heater Timer | 0.1134% | 0 | 6.7164 | Industrial_2035_Technical_GWh_After Competition Groups_Engine Block Heater Timer
Industrial | Ind ¦ Free Cooling | 2035 | Technical | GWh | After Competition Groups | 5.3463 | 0 | 0 | 5923.8128 | 0.0009025 | 37 | Industrial_2035_Technical_GWh_After Competition Groups_37 | Free Cooling | 0.09025% | 0 | 5.3463 | Industrial_2035_Technical_GWh_After Competition Groups_Free Cooling
Industrial | Ind ¦ Dairy Pre-Cooler | 2035 | Technical | GWh | After Competition Groups | 5.2175 | 0 | 0 | 5923.8128 | 0.00088077 | 38 | Industrial_2035_Technical_GWh_After Competition Groups_38 | Dairy Pre-Cooler | 0.08808% | 0 | 5.2175 | Industrial_2035_Technical_GWh_After Competition Groups_Dairy Pre-Cooler
Industrial | Ind ¦ Air Compressor Heat Recovery | 2035 | Technical | GWh | After Competition Groups | 2.8329 | 0 | 0 | 5923.8128 | 0.00047822 | 39 | Industrial_2035_Technical_GWh_After Competition Groups_39 | Air Compressor Heat Recovery | 0.04782% | 0 | 2.8329 | Industrial_2035_Technical_GWh_After Competition Groups_Air Compressor Heat Recovery
Industrial | Ind ¦ Optimize Compressed Air Dryer | 2035 | Technical | GWh | After Competition Groups | 2.1041 | 0 | 0 | 5923.8128 | 0.00035519 | 40 | Industrial_2035_Technical_GWh_After Competition Groups_40 | Optimize Compressed Air Dryer | 0.03552% | 0 | 2.1041 | Industrial_2035_Technical_GWh_After Competition Groups_Optimize Compressed Air Dryer
Industrial | Ind ¦ Heat Lamps/Heat Pad | 2035 | Technical | GWh | After Competition Groups | 1.4909 | 0 | 0 | 5923.8128 | 0.00025169 | 41 | Industrial_2035_Technical_GWh_After Competition Groups_41 | Heat Lamps/Heat Pad | 0.02517% | 0 | 1.4909 | Industrial_2035_Technical_GWh_After Competition Groups_Heat Lamps/Heat Pad
Industrial | Ind ¦ Efficient Refrigeration Compressor | 2035 | Technical | GWh | After Competition Groups | 1.0826 | 0 | 0 | 5923.8128 | 0.00018275 | 42 | Industrial_2035_Technical_GWh_After Competition Groups_42 | Efficient Refrigeration Compressor | 0.01827% | 0 | 1.0826 | Industrial_2035_Technical_GWh_After Competition Groups_Efficient Refrigeration Compressor
Industrial | Ind ¦ Creep Heat Controller | 2035 | Technical | GWh | After Competition Groups | 0.91743 | 0 | 0 | 5923.8128 | 0.00015487 | 43 | Industrial_2035_Technical_GWh_After Competition Groups_43 | Creep Heat Controller | 0.01549% | 0 | 0.91743 | Industrial_2035_Technical_GWh_After Competition Groups_Creep Heat Controller
Industrial | Ind ¦ Dual and Natural Exhaust Ventilation Systems | 2035 | Technical | GWh | After Competition Groups | 0.41012 | 0 | 0 | 5923.8128 | 6.9233e-05 | 44 | Industrial_2035_Technical_GWh_After Competition Groups_44 | Dual and Natural Exhaust Ventilation Systems | 0.006923% | 0 | 0.41012 | Industrial_2035_Technical_GWh_After Competition Groups_Dual and Natural Exhaust Ventilation Systems
Industrial | Ind ¦ Dairy Water Heater | 2035 | Technical | GWh | After Competition Groups | 0.28717 | 0 | 0 | 5923.8128 | 4.8477e-05 | 45 | Industrial_2035_Technical_GWh_After Competition Groups_45 | Dairy Water Heater | 0.004848% | 0 | 0.28717 | Industrial_2035_Technical_GWh_After Competition Groups_Dairy Water Heater
Industrial | Ind ¦ Pump System Optimization | 2036 | Economic | GWh | After Competition Groups | 886.258 | 0 | 0 | 5512.6422 | 0.16077 | 1 | Industrial_2036_Economic_GWh_After Competition Groups_1 | Pump System Optimization | 16.08% | 0 | 886.258 | Industrial_2036_Economic_GWh_After Competition Groups_Pump System Optimization
Industrial | Ind ¦ HE Lighting | 2036 | Economic | GWh | After Competition Groups | 710.3616 | 0 | 0 | 5512.6422 | 0.12886 | 2 | Industrial_2036_Economic_GWh_After Competition Groups_2 | HE Lighting | 12.89% | 0 | 710.3616 | Industrial_2036_Economic_GWh_After Competition Groups_HE Lighting
Industrial | Ind ¦ Air Leak Survey and Repair | 2036 | Economic | GWh | After Competition Groups | 612.121 | 0 | 0 | 5512.6422 | 0.11104 | 3 | Industrial_2036_Economic_GWh_After Competition Groups_3 | Air Leak Survey and Repair | 11.1% | 0 | 612.121 | Industrial_2036_Economic_GWh_After Competition Groups_Air Leak Survey and Repair
Industrial | Ind ¦ Air Compressor Optimization | 2036 | Economic | GWh | After Competition Groups | 492.0707 | 0 | 0 | 5512.6422 | 0.089262 | 4 | Industrial_2036_Economic_GWh_After Competition Groups_4 | Air Compressor Optimization | 8.926% | 0 | 492.0707 | Industrial_2036_Economic_GWh_After Competition Groups_Air Compressor Optimization
Industrial | Ind ¦ Efficient Compressed Air Nozzles | 2036 | Economic | GWh | After Competition Groups | 478.3314 | 0 | 0 | 5512.6422 | 0.08677 | 5 | Industrial_2036_Economic_GWh_After Competition Groups_5 | Efficient Compressed Air Nozzles | 8.677% | 0 | 478.3314 | Industrial_2036_Economic_GWh_After Competition Groups_Efficient Compressed Air Nozzles
Industrial | Ind ¦ Recommissioning | 2036 | Economic | GWh | After Competition Groups | 425.1158 | 0 | 0 | 5512.6422 | 0.077117 | 6 | Industrial_2036_Economic_GWh_After Competition Groups_6 | Recommissioning | 7.712% | 0 | 425.1158 | Industrial_2036_Economic_GWh_After Competition Groups_Recommissioning
Industrial | Ind ¦ SEM | 2036 | Economic | GWh | After Competition Groups | 425.1158 | 0 | 0 | 5512.6422 | 0.077117 | 7 | Industrial_2036_Economic_GWh_After Competition Groups_7 | SEM | 7.712% | 0 | 425.1158 | Industrial_2036_Economic_GWh_After Competition Groups_SEM
Industrial | Ind ¦ Pump Equipment Upgrade | 2036 | Economic | GWh | After Competition Groups | 403.1322 | 0 | 0 | 5512.6422 | 0.073129 | 8 | Industrial_2036_Economic_GWh_After Competition Groups_8 | Pump Equipment Upgrade | 7.313% | 0 | 403.1322 | Industrial_2036_Economic_GWh_After Competition Groups_Pump Equipment Upgrade
Industrial | Ind ¦ High Efficiency HVAC Fans | 2036 | Economic | GWh | After Competition Groups | 255.6197 | 0 | 0 | 5512.6422 | 0.04637 | 9 | Industrial_2036_Economic_GWh_After Competition Groups_9 | High Efficiency HVAC Fans | 4.637% | 0 | 255.6197 | Industrial_2036_Economic_GWh_After Competition Groups_High Efficiency HVAC Fans
Industrial | Ind ¦ Process Optimization (Elec) | 2036 | Economic | GWh | After Competition Groups | 171.6289 | 0 | 0 | 5512.6422 | 0.031134 | 10 | Industrial_2036_Economic_GWh_After Competition Groups_10 | Process Optimization (Elec) | 3.113% | 0 | 171.6289 | Industrial_2036_Economic_GWh_After Competition Groups_Process Optimization (Elec)
Industrial | Ind ¦ Greenhouse Grow Lights | 2036 | Economic | GWh | After Competition Groups | 171.0181 | 0 | 0 | 5512.6422 | 0.031023 | 11 | Industrial_2036_Economic_GWh_After Competition Groups_11 | Greenhouse Grow Lights | 3.102% | 0 | 171.0181 | Industrial_2036_Economic_GWh_After Competition Groups_Greenhouse Grow Lights
Industrial | Ind ¦ Material Handling Improvements | 2036 | Economic | GWh | After Competition Groups | 76.6735 | 0 | 0 | 5512.6422 | 0.013909 | 12 | Industrial_2036_Economic_GWh_After Competition Groups_12 | Material Handling Improvements | 1.391% | 0 | 76.6735 | Industrial_2036_Economic_GWh_After Competition Groups_Material Handling Improvements
Industrial | Ind ¦ Fan System Optimization | 2036 | Economic | GWh | After Competition Groups | 68.1894 | 0 | 0 | 5512.6422 | 0.01237 | 13 | Industrial_2036_Economic_GWh_After Competition Groups_13 | Fan System Optimization | 1.237% | 0 | 68.1894 | Industrial_2036_Economic_GWh_After Competition Groups_Fan System Optimization
Industrial | Ind ¦ Pulp and Paper Process Improvements | 2036 | Economic | GWh | After Competition Groups | 65.3337 | 0 | 0 | 5512.6422 | 0.011852 | 14 | Industrial_2036_Economic_GWh_After Competition Groups_14 | Pulp and Paper Process Improvements | 1.185% | 0 | 65.3337 | Industrial_2036_Economic_GWh_After Competition Groups_Pulp and Paper Process Improvements
Industrial | Ind ¦ Refiner Plate Improvements | 2036 | Economic | GWh | After Competition Groups | 58.6939 | 0 | 0 | 5512.6422 | 0.010647 | 15 | Industrial_2036_Economic_GWh_After Competition Groups_15 | Refiner Plate Improvements | 1.065% | 0 | 58.6939 | Industrial_2036_Economic_GWh_After Competition Groups_Refiner Plate Improvements
Industrial | Ind ¦ Process Heat Recovery | 2036 | Economic | GWh | After Competition Groups | 36.7763 | 0 | 0 | 5512.6422 | 0.0066713 | 16 | Industrial_2036_Economic_GWh_After Competition Groups_16 | Process Heat Recovery | 0.6671% | 0 | 36.7763 | Industrial_2036_Economic_GWh_After Competition Groups_Process Heat Recovery
Industrial | Ind ¦ High Efficiency Battery Charger | 2036 | Economic | GWh | After Competition Groups | 24.3131 | 0 | 0 | 5512.6422 | 0.0044104 | 17 | Industrial_2036_Economic_GWh_After Competition Groups_17 | High Efficiency Battery Charger | 0.441% | 0 | 24.3131 | Industrial_2036_Economic_GWh_After Competition Groups_High Efficiency Battery Charger
Industrial | Ind ¦ VAV Conversion Project | 2036 | Economic | GWh | After Competition Groups | 23.2515 | 0 | 0 | 5512.6422 | 0.0042178 | 18 | Industrial_2036_Economic_GWh_After Competition Groups_18 | VAV Conversion Project | 0.4218% | 0 | 23.2515 | Industrial_2036_Economic_GWh_After Competition Groups_VAV Conversion Project
Industrial | Ind ¦ Improved Controls - Process Cooling | 2036 | Economic | GWh | After Competition Groups | 20.4903 | 0 | 0 | 5512.6422 | 0.003717 | 19 | Industrial_2036_Economic_GWh_After Competition Groups_19 | Improved Controls - Process Cooling | 0.3717% | 0 | 20.4903 | Industrial_2036_Economic_GWh_After Competition Groups_Improved Controls - Process Cooling
Industrial | Ind ¦ Efficient Irrigation | 2036 | Economic | GWh | After Competition Groups | 19.5073 | 0 | 0 | 5512.6422 | 0.0035386 | 20 | Industrial_2036_Economic_GWh_After Competition Groups_20 | Efficient Irrigation | 0.3539% | 0 | 19.5073 | Industrial_2036_Economic_GWh_After Competition Groups_Efficient Irrigation
Industrial | Ind ¦ Process Improvements | 2036 | Economic | GWh | After Competition Groups | 17.4609 | 0 | 0 | 5512.6422 | 0.0031674 | 21 | Industrial_2036_Economic_GWh_After Competition Groups_21 | Process Improvements | 0.3167% | 0 | 17.4609 | Industrial_2036_Economic_GWh_After Competition Groups_Process Improvements
Industrial | Ind ¦ Ventilation Optimization | 2036 | Economic | GWh | After Competition Groups | 16.9687 | 0 | 0 | 5512.6422 | 0.0030781 | 22 | Industrial_2036_Economic_GWh_After Competition Groups_22 | Ventilation Optimization | 0.3078% | 0 | 16.9687 | Industrial_2036_Economic_GWh_After Competition Groups_Ventilation Optimization
Industrial | Ind ¦ Refrigeration Compressor VFD | 2036 | Economic | GWh | After Competition Groups | 13.3073 | 0 | 0 | 5512.6422 | 0.002414 | 23 | Industrial_2036_Economic_GWh_After Competition Groups_23 | Refrigeration Compressor VFD | 0.2414% | 0 | 13.3073 | Industrial_2036_Economic_GWh_After Competition Groups_Refrigeration Compressor VFD
Industrial | Ind ¦ Improved Controls - Process Heating | 2036 | Economic | GWh | After Competition Groups | 10.7239 | 0 | 0 | 5512.6422 | 0.0019453 | 24 | Industrial_2036_Economic_GWh_After Competition Groups_24 | Improved Controls - Process Heating | 0.1945% | 0 | 10.7239 | Industrial_2036_Economic_GWh_After Competition Groups_Improved Controls - Process Heating
Industrial | Ind ¦ Cooling Tower Optimization | 2036 | Economic | GWh | After Competition Groups | 8.7076 | 0 | 0 | 5512.6422 | 0.0015796 | 25 | Industrial_2036_Economic_GWh_After Competition Groups_25 | Cooling Tower Optimization | 0.158% | 0 | 8.7076 | Industrial_2036_Economic_GWh_After Competition Groups_Cooling Tower Optimization
Industrial | Ind ¦ Engine Block Heater Timer | 2036 | Economic | GWh | After Competition Groups | 6.6961 | 0 | 0 | 5512.6422 | 0.0012147 | 26 | Industrial_2036_Economic_GWh_After Competition Groups_26 | Engine Block Heater Timer | 0.1215% | 0 | 6.6961 | Industrial_2036_Economic_GWh_After Competition Groups_Engine Block Heater Timer
Industrial | Ind ¦ Free Cooling | 2036 | Economic | GWh | After Competition Groups | 5.3386 | 0 | 0 | 5512.6422 | 0.00096843 | 27 | Industrial_2036_Economic_GWh_After Competition Groups_27 | Free Cooling | 0.09684% | 0 | 5.3386 | Industrial_2036_Economic_GWh_After Competition Groups_Free Cooling
Industrial | Ind ¦ Dairy Pre-Cooler | 2036 | Economic | GWh | After Competition Groups | 5.2602 | 0 | 0 | 5512.6422 | 0.00095421 | 28 | Industrial_2036_Economic_GWh_After Competition Groups_28 | Dairy Pre-Cooler | 0.09542% | 0 | 5.2602 | Industrial_2036_Economic_GWh_After Competition Groups_Dairy Pre-Cooler
Industrial | Ind ¦ Air Compressor Heat Recovery | 2036 | Economic | GWh | After Competition Groups | 2.8239 | 0 | 0 | 5512.6422 | 0.00051225 | 29 | Industrial_2036_Economic_GWh_After Competition Groups_29 | Air Compressor Heat Recovery | 0.05123% | 0 | 2.8239 | Industrial_2036_Economic_GWh_After Competition Groups_Air Compressor Heat Recovery
Industrial | Ind ¦ Efficient Refrigeration Compressor | 2036 | Economic | GWh | After Competition Groups | 1.0934 | 0 | 0 | 5512.6422 | 0.00019834 | 30 | Industrial_2036_Economic_GWh_After Competition Groups_30 | Efficient Refrigeration Compressor | 0.01983% | 0 | 1.0934 | Industrial_2036_Economic_GWh_After Competition Groups_Efficient Refrigeration Compressor
Industrial | Ind ¦ Dairy Water Heater | 2036 | Economic | GWh | After Competition Groups | 0.13645 | 0 | 0 | 5512.6422 | 2.4752e-05 | 31 | Industrial_2036_Economic_GWh_After Competition Groups_31 | Dairy Water Heater | 0.002475% | 0 | 0.13645 | Industrial_2036_Economic_GWh_After Competition Groups_Dairy Water Heater
Industrial | Ind ¦ Heat Lamps/Heat Pad | 2036 | Economic | GWh | After Competition Groups | 0.123 | 0 | 0 | 5512.6422 | 2.2312e-05 | 32 | Industrial_2036_Economic_GWh_After Competition Groups_32 | Heat Lamps/Heat Pad | 0.002231% | 0 | 0.123 | Industrial_2036_Economic_GWh_After Competition Groups_Heat Lamps/Heat Pad
Industrial | Ind ¦ Pump System Optimization | 2036 | SC A | GWh | After Competition Groups | 453.2836 | 6213421.4128 | 6.2134 | 2735.2994 | 0.16572 | 1 | Industrial_2036_SC A_GWh_After Competition Groups_1 | Pump System Optimization | 16.57% | 6.2134 | 453.2836 | Industrial_2036_SC A_GWh_After Competition Groups_Pump System Optimization
Industrial | Ind ¦ Air Compressor Optimization | 2036 | SC A | GWh | After Competition Groups | 414.261 | 618103.5021 | 0.6181 | 2735.2994 | 0.15145 | 2 | Industrial_2036_SC A_GWh_After Competition Groups_2 | Air Compressor Optimization | 15.14% | 0.6181 | 414.261 | Industrial_2036_SC A_GWh_After Competition Groups_Air Compressor Optimization
Industrial | Ind ¦ Air Leak Survey and Repair | 2036 | SC A | GWh | After Competition Groups | 374.2315 | 569576.8357 | 0.56958 | 2735.2994 | 0.13682 | 3 | Industrial_2036_SC A_GWh_After Competition Groups_3 | Air Leak Survey and Repair | 13.68% | 0.56958 | 374.2315 | Industrial_2036_SC A_GWh_After Competition Groups_Air Leak Survey and Repair
Industrial | Ind ¦ Recommissioning | 2036 | SC A | GWh | After Competition Groups | 265.0797 | 2444629.7054 | 2.4446 | 2735.2994 | 0.096911 | 4 | Industrial_2036_SC A_GWh_After Competition Groups_4 | Recommissioning | 9.691% | 2.4446 | 265.0797 | Industrial_2036_SC A_GWh_After Competition Groups_Recommissioning
Industrial | Ind ¦ SEM | 2036 | SC A | GWh | After Competition Groups | 265.0797 | 2444629.7054 | 2.4446 | 2735.2994 | 0.096911 | 5 | Industrial_2036_SC A_GWh_After Competition Groups_5 | SEM | 9.691% | 2.4446 | 265.0797 | Industrial_2036_SC A_GWh_After Competition Groups_SEM
Industrial | Ind ¦ Efficient Compressed Air Nozzles | 2036 | SC A | GWh | After Competition Groups | 228.0154 | 514529.0097 | 0.51453 | 2735.2994 | 0.08336 | 6 | Industrial_2036_SC A_GWh_After Competition Groups_6 | Efficient Compressed Air Nozzles | 8.336% | 0.51453 | 228.0154 | Industrial_2036_SC A_GWh_After Competition Groups_Efficient Compressed Air Nozzles
Industrial | Ind ¦ Pump Equipment Upgrade | 2036 | SC A | GWh | After Competition Groups | 194.4529 | 3199133.1839 | 3.1991 | 2735.2994 | 0.07109 | 7 | Industrial_2036_SC A_GWh_After Competition Groups_7 | Pump Equipment Upgrade | 7.109% | 3.1991 | 194.4529 | Industrial_2036_SC A_GWh_After Competition Groups_Pump Equipment Upgrade
Industrial | Ind ¦ High Efficiency HVAC Fans | 2036 | SC A | GWh | After Competition Groups | 159.0665 | 2224111.8568 | 2.2241 | 2735.2994 | 0.058153 | 8 | Industrial_2036_SC A_GWh_After Competition Groups_8 | High Efficiency HVAC Fans | 5.815% | 2.2241 | 159.0665 | Industrial_2036_SC A_GWh_After Competition Groups_High Efficiency HVAC Fans
Industrial | Ind ¦ Greenhouse Grow Lights | 2036 | SC A | GWh | After Competition Groups | 59.8478 | 1005962.714 | 1.006 | 2735.2994 | 0.02188 | 9 | Industrial_2036_SC A_GWh_After Competition Groups_9 | Greenhouse Grow Lights | 2.188% | 1.006 | 59.8478 | Industrial_2036_SC A_GWh_After Competition Groups_Greenhouse Grow Lights
Industrial | Ind ¦ Fan System Optimization | 2036 | SC A | GWh | After Competition Groups | 58.5029 | 367023.0888 | 0.36702 | 2735.2994 | 0.021388 | 10 | Industrial_2036_SC A_GWh_After Competition Groups_10 | Fan System Optimization | 2.139% | 0.36702 | 58.5029 | Industrial_2036_SC A_GWh_After Competition Groups_Fan System Optimization
Industrial | Ind ¦ Process Optimization (Elec) | 2036 | SC A | GWh | After Competition Groups | 51.2226 | 602813.0602 | 0.60281 | 2735.2994 | 0.018727 | 11 | Industrial_2036_SC A_GWh_After Competition Groups_11 | Process Optimization (Elec) | 1.873% | 0.60281 | 51.2226 | Industrial_2036_SC A_GWh_After Competition Groups_Process Optimization (Elec)
Industrial | Ind ¦ Material Handling Improvements | 2036 | SC A | GWh | After Competition Groups | 48.7692 | 162170.2723 | 0.16217 | 2735.2994 | 0.01783 | 12 | Industrial_2036_SC A_GWh_After Competition Groups_12 | Material Handling Improvements | 1.783% | 0.16217 | 48.7692 | Industrial_2036_SC A_GWh_After Competition Groups_Material Handling Improvements
Industrial | Ind ¦ Refiner Plate Improvements | 2036 | SC A | GWh | After Competition Groups | 26.2529 | 212198.0716 | 0.2122 | 2735.2994 | 0.0095978 | 13 | Industrial_2036_SC A_GWh_After Competition Groups_13 | Refiner Plate Improvements | 0.9598% | 0.2122 | 26.2529 | Industrial_2036_SC A_GWh_After Competition Groups_Refiner Plate Improvements
Industrial | Ind ¦ Process Heat Recovery | 2036 | SC A | GWh | After Competition Groups | 22.3504 | 460394.8827 | 0.46039 | 2735.2994 | 0.0081711 | 14 | Industrial_2036_SC A_GWh_After Competition Groups_14 | Process Heat Recovery | 0.8171% | 0.46039 | 22.3504 | Industrial_2036_SC A_GWh_After Competition Groups_Process Heat Recovery
Industrial | Ind ¦ HE Lighting | 2036 | SC A | GWh | After Competition Groups | 22.1788 | 967316.1254 | 0.96732 | 2735.2994 | 0.0081084 | 15 | Industrial_2036_SC A_GWh_After Competition Groups_15 | HE Lighting | 0.8108% | 0.96732 | 22.1788 | Industrial_2036_SC A_GWh_After Competition Groups_HE Lighting
Industrial | Ind ¦ VAV Conversion Project | 2036 | SC A | GWh | After Competition Groups | 16.0836 | 445690.7244 | 0.44569 | 2735.2994 | 0.00588 | 16 | Industrial_2036_SC A_GWh_After Competition Groups_16 | VAV Conversion Project | 0.588% | 0.44569 | 16.0836 | Industrial_2036_SC A_GWh_After Competition Groups_VAV Conversion Project
Industrial | Ind ¦ Pulp and Paper Process Improvements | 2036 | SC A | GWh | After Competition Groups | 13.8545 | 361786.0043 | 0.36179 | 2735.2994 | 0.0050651 | 17 | Industrial_2036_SC A_GWh_After Competition Groups_17 | Pulp and Paper Process Improvements | 0.5065% | 0.36179 | 13.8545 | Industrial_2036_SC A_GWh_After Competition Groups_Pulp and Paper Process Improvements
Industrial | Ind ¦ Improved Controls - Process Cooling | 2036 | SC A | GWh | After Competition Groups | 13.4273 | 240749.9548 | 0.24075 | 2735.2994 | 0.0049089 | 18 | Industrial_2036_SC A_GWh_After Competition Groups_18 | Improved Controls - Process Cooling | 0.4909% | 0.24075 | 13.4273 | Industrial_2036_SC A_GWh_After Competition Groups_Improved Controls - Process Cooling
Industrial | Ind ¦ Process Improvements | 2036 | SC A | GWh | After Competition Groups | 10.1646 | 105493.22 | 0.10549 | 2735.2994 | 0.0037161 | 19 | Industrial_2036_SC A_GWh_After Competition Groups_19 | Process Improvements | 0.3716% | 0.10549 | 10.1646 | Industrial_2036_SC A_GWh_After Competition Groups_Process Improvements
Industrial | Ind ¦ High Efficiency Battery Charger | 2036 | SC A | GWh | After Competition Groups | 8.8824 | 224382.8392 | 0.22438 | 2735.2994 | 0.0032473 | 20 | Industrial_2036_SC A_GWh_After Competition Groups_20 | High Efficiency Battery Charger | 0.3247% | 0.22438 | 8.8824 | Industrial_2036_SC A_GWh_After Competition Groups_High Efficiency Battery Charger
Industrial | Ind ¦ Improved Controls - Process Heating | 2036 | SC A | GWh | After Competition Groups | 6.7502 | 118991.3659 | 0.11899 | 2735.2994 | 0.0024678 | 21 | Industrial_2036_SC A_GWh_After Competition Groups_21 | Improved Controls - Process Heating | 0.2468% | 0.11899 | 6.7502 | Industrial_2036_SC A_GWh_After Competition Groups_Improved Controls - Process Heating
Industrial | Ind ¦ Ventilation Optimization | 2036 | SC A | GWh | After Competition Groups | 5.2064 | 67342.5559 | 0.067343 | 2735.2994 | 0.0019034 | 22 | Industrial_2036_SC A_GWh_After Competition Groups_22 | Ventilation Optimization | 0.1903% | 0.067343 | 5.2064 | Industrial_2036_SC A_GWh_After Competition Groups_Ventilation Optimization
Industrial | Ind ¦ Refrigeration Compressor VFD | 2036 | SC A | GWh | After Competition Groups | 4.9905 | 63460.9786 | 0.063461 | 2735.2994 | 0.0018245 | 23 | Industrial_2036_SC A_GWh_After Competition Groups_23 | Refrigeration Compressor VFD | 0.1824% | 0.063461 | 4.9905 | Industrial_2036_SC A_GWh_After Competition Groups_Refrigeration Compressor VFD
Industrial | Ind ¦ Engine Block Heater Timer | 2036 | SC A | GWh | After Competition Groups | 3.9869 | 40816.565 | 0.040817 | 2735.2994 | 0.0014576 | 24 | Industrial_2036_SC A_GWh_After Competition Groups_24 | Engine Block Heater Timer | 0.1458% | 0.040817 | 3.9869 | Industrial_2036_SC A_GWh_After Competition Groups_Engine Block Heater Timer
Industrial | Ind ¦ Efficient Irrigation | 2036 | SC A | GWh | After Competition Groups | 3.2922 | 121473.5506 | 0.12147 | 2735.2994 | 0.0012036 | 25 | Industrial_2036_SC A_GWh_After Competition Groups_25 | Efficient Irrigation | 0.1204% | 0.12147 | 3.2922 | Industrial_2036_SC A_GWh_After Competition Groups_Efficient Irrigation
Industrial | Ind ¦ Air Compressor Heat Recovery | 2036 | SC A | GWh | After Competition Groups | 1.8021 | 35632.132 | 0.035632 | 2735.2994 | 0.00065885 | 26 | Industrial_2036_SC A_GWh_After Competition Groups_26 | Air Compressor Heat Recovery | 0.06588% | 0.035632 | 1.8021 | Industrial_2036_SC A_GWh_After Competition Groups_Air Compressor Heat Recovery
Industrial | Ind ¦ Dairy Pre-Cooler | 2036 | SC A | GWh | After Competition Groups | 1.639 | 21012.6664 | 0.021013 | 2735.2994 | 0.00059921 | 27 | Industrial_2036_SC A_GWh_After Competition Groups_27 | Dairy Pre-Cooler | 0.05992% | 0.021013 | 1.639 | Industrial_2036_SC A_GWh_After Competition Groups_Dairy Pre-Cooler
Industrial | Ind ¦ Cooling Tower Optimization | 2036 | SC A | GWh | After Competition Groups | 1.2223 | 19842.9523 | 0.019843 | 2735.2994 | 0.00044686 | 28 | Industrial_2036_SC A_GWh_After Competition Groups_28 | Cooling Tower Optimization | 0.04469% | 0.019843 | 1.2223 | Industrial_2036_SC A_GWh_After Competition Groups_Cooling Tower Optimization
Industrial | Ind ¦ Efficient Refrigeration Compressor | 2036 | SC A | GWh | After Competition Groups | 0.83283 | 6956.2925 | 0.0069563 | 2735.2994 | 0.00030448 | 29 | Industrial_2036_SC A_GWh_After Competition Groups_29 | Efficient Refrigeration Compressor | 0.03045% | 0.0069563 | 0.83283 | Industrial_2036_SC A_GWh_After Competition Groups_Efficient Refrigeration Compressor
Industrial | Ind ¦ Heat Lamps/Heat Pad | 2036 | SC A | GWh | After Competition Groups | 0.46834 | 2981.8642 | 0.0029819 | 2735.2994 | 0.00017122 | 30 | Industrial_2036_SC A_GWh_After Competition Groups_30 | Heat Lamps/Heat Pad | 0.01712% | 0.0029819 | 0.46834 | Industrial_2036_SC A_GWh_After Competition Groups_Heat Lamps/Heat Pad
Industrial | Ind ¦ Dairy Water Heater | 2036 | SC A | GWh | After Competition Groups | 0.082369 | 927.5118 | 0.00092751 | 2735.2994 | 3.0113e-05 | 31 | Industrial_2036_SC A_GWh_After Competition Groups_31 | Dairy Water Heater | 0.003011% | 0.00092751 | 0.082369 | Industrial_2036_SC A_GWh_After Competition Groups_Dairy Water Heater
Industrial | Ind ¦ Free Cooling | 2036 | SC A | GWh | After Competition Groups | 0.01885 | 381.7643 | 0.00038176 | 2735.2994 | 6.8913e-06 | 32 | Industrial_2036_SC A_GWh_After Competition Groups_32 | Free Cooling | 0.0006891% | 0.00038176 | 0.01885 | Industrial_2036_SC A_GWh_After Competition Groups_Free Cooling
Industrial | Ind ¦ Pump System Optimization | 2036 | SC B | GWh | After Competition Groups | 672.1012 | 18468406.7507 | 18.4684 | 4219.2205 | 0.1593 | 1 | Industrial_2036_SC B_GWh_After Competition Groups_1 | Pump System Optimization | 15.93% | 18.4684 | 672.1012 | Industrial_2036_SC B_GWh_After Competition Groups_Pump System Optimization
Industrial | Ind ¦ Air Leak Survey and Repair | 2036 | SC B | GWh | After Competition Groups | 581.1889 | 231993.7365 | 0.23199 | 4219.2205 | 0.13775 | 2 | Industrial_2036_SC B_GWh_After Competition Groups_2 | Air Leak Survey and Repair | 13.77% | 0.23199 | 581.1889 | Industrial_2036_SC B_GWh_After Competition Groups_Air Leak Survey and Repair
Industrial | Ind ¦ Air Compressor Optimization | 2036 | SC B | GWh | After Competition Groups | 414.261 | 618041.6917 | 0.61804 | 4219.2205 | 0.098184 | 3 | Industrial_2036_SC B_GWh_After Competition Groups_3 | Air Compressor Optimization | 9.818% | 0.61804 | 414.261 | Industrial_2036_SC B_GWh_After Competition Groups_Air Compressor Optimization
Industrial | Ind ¦ Recommissioning | 2036 | SC B | GWh | After Competition Groups | 411.4332 | 995615.7177 | 0.99562 | 4219.2205 | 0.097514 | 4 | Industrial_2036_SC B_GWh_After Competition Groups_4 | Recommissioning | 9.751% | 0.99562 | 411.4332 | Industrial_2036_SC B_GWh_After Competition Groups_Recommissioning
Industrial | Ind ¦ SEM | 2036 | SC B | GWh | After Competition Groups | 411.4332 | 995615.7177 | 0.99562 | 4219.2205 | 0.097514 | 5 | Industrial_2036_SC B_GWh_After Competition Groups_5 | SEM | 9.751% | 0.99562 | 411.4332 | Industrial_2036_SC B_GWh_After Competition Groups_SEM
Industrial | Ind ¦ Efficient Compressed Air Nozzles | 2036 | SC B | GWh | After Competition Groups | 362.0458 | 297233.2639 | 0.29723 | 4219.2205 | 0.085809 | 6 | Industrial_2036_SC B_GWh_After Competition Groups_6 | Efficient Compressed Air Nozzles | 8.581% | 0.29723 | 362.0458 | Industrial_2036_SC B_GWh_After Competition Groups_Efficient Compressed Air Nozzles
Industrial | Ind ¦ Pump Equipment Upgrade | 2036 | SC B | GWh | After Competition Groups | 308.1098 | 11090287.5465 | 11.0903 | 4219.2205 | 0.073025 | 7 | Industrial_2036_SC B_GWh_After Competition Groups_7 | Pump Equipment Upgrade | 7.303% | 11.0903 | 308.1098 | Industrial_2036_SC B_GWh_After Competition Groups_Pump Equipment Upgrade
Industrial | Ind ¦ HE Lighting | 2036 | SC B | GWh | After Competition Groups | 237.0743 | 29996505.3613 | 29.9965 | 4219.2205 | 0.056189 | 8 | Industrial_2036_SC B_GWh_After Competition Groups_8 | HE Lighting | 5.619% | 29.9965 | 237.0743 | Industrial_2036_SC B_GWh_After Competition Groups_HE Lighting
Industrial | Ind ¦ High Efficiency HVAC Fans | 2036 | SC B | GWh | After Competition Groups | 216.4344 | 1243224.7065 | 1.2432 | 4219.2205 | 0.051297 | 9 | Industrial_2036_SC B_GWh_After Competition Groups_9 | High Efficiency HVAC Fans | 5.13% | 1.2432 | 216.4344 | Industrial_2036_SC B_GWh_After Competition Groups_High Efficiency HVAC Fans
Industrial | Ind ¦ Greenhouse Grow Lights | 2036 | SC B | GWh | After Competition Groups | 135.9398 | 2272337.0541 | 2.2723 | 4219.2205 | 0.032219 | 10 | Industrial_2036_SC B_GWh_After Competition Groups_10 | Greenhouse Grow Lights | 3.222% | 2.2723 | 135.9398 | Industrial_2036_SC B_GWh_After Competition Groups_Greenhouse Grow Lights
Industrial | Ind ¦ Material Handling Improvements | 2036 | SC B | GWh | After Competition Groups | 62.9117 | 88101.589 | 0.088102 | 4219.2205 | 0.014911 | 11 | Industrial_2036_SC B_GWh_After Competition Groups_11 | Material Handling Improvements | 1.491% | 0.088102 | 62.9117 | Industrial_2036_SC B_GWh_After Competition Groups_Material Handling Improvements
Industrial | Ind ¦ Fan System Optimization | 2036 | SC B | GWh | After Competition Groups | 60.4923 | 650743.7138 | 0.65074 | 4219.2205 | 0.014337 | 12 | Industrial_2036_SC B_GWh_After Competition Groups_12 | Fan System Optimization | 1.434% | 0.65074 | 60.4923 | Industrial_2036_SC B_GWh_After Competition Groups_Fan System Optimization
Industrial | Ind ¦ Pulp and Paper Process Improvements | 2036 | SC B | GWh | After Competition Groups | 59.9495 | 757777.4739 | 0.75778 | 4219.2205 | 0.014209 | 13 | Industrial_2036_SC B_GWh_After Competition Groups_13 | Pulp and Paper Process Improvements | 1.421% | 0.75778 | 59.9495 | Industrial_2036_SC B_GWh_After Competition Groups_Pulp and Paper Process Improvements
Industrial | Ind ¦ Process Optimization (Elec) | 2036 | SC B | GWh | After Competition Groups | 51.2226 | 602752.7789 | 0.60275 | 4219.2205 | 0.01214 | 14 | Industrial_2036_SC B_GWh_After Competition Groups_14 | Process Optimization (Elec) | 1.214% | 0.60275 | 51.2226 | Industrial_2036_SC B_GWh_After Competition Groups_Process Optimization (Elec)
Industrial | Ind ¦ Refiner Plate Improvements | 2036 | SC B | GWh | After Competition Groups | 43.0192 | 134909.9713 | 0.13491 | 4219.2205 | 0.010196 | 15 | Industrial_2036_SC B_GWh_After Competition Groups_15 | Refiner Plate Improvements | 1.02% | 0.13491 | 43.0192 | Industrial_2036_SC B_GWh_After Competition Groups_Refiner Plate Improvements
Industrial | Ind ¦ Process Heat Recovery | 2036 | SC B | GWh | After Competition Groups | 35.3768 | 201719.7944 | 0.20172 | 4219.2205 | 0.0083847 | 16 | Industrial_2036_SC B_GWh_After Competition Groups_16 | Process Heat Recovery | 0.8385% | 0.20172 | 35.3768 | Industrial_2036_SC B_GWh_After Competition Groups_Process Heat Recovery
Industrial | Ind ¦ VAV Conversion Project | 2036 | SC B | GWh | After Competition Groups | 25.6158 | 198556.1373 | 0.19856 | 4219.2205 | 0.0060712 | 17 | Industrial_2036_SC B_GWh_After Competition Groups_17 | VAV Conversion Project | 0.6071% | 0.19856 | 25.6158 | Industrial_2036_SC B_GWh_After Competition Groups_VAV Conversion Project
Industrial | Ind ¦ Improved Controls - Process Cooling | 2036 | SC B | GWh | After Competition Groups | 20.813 | 98646.6155 | 0.098647 | 4219.2205 | 0.0049329 | 18 | Industrial_2036_SC B_GWh_After Competition Groups_18 | Improved Controls - Process Cooling | 0.4933% | 0.098647 | 20.813 | Industrial_2036_SC B_GWh_After Competition Groups_Improved Controls - Process Cooling
Industrial | Ind ¦ High Efficiency Battery Charger | 2036 | SC B | GWh | After Competition Groups | 19.3527 | 286384.3908 | 0.28638 | 4219.2205 | 0.0045868 | 19 | Industrial_2036_SC B_GWh_After Competition Groups_19 | High Efficiency Battery Charger | 0.4587% | 0.28638 | 19.3527 | Industrial_2036_SC B_GWh_After Competition Groups_High Efficiency Battery Charger
Industrial | Ind ¦ Process Improvements | 2036 | SC B | GWh | After Competition Groups | 16.4603 | 60503.7219 | 0.060504 | 4219.2205 | 0.0039013 | 20 | Industrial_2036_SC B_GWh_After Competition Groups_20 | Process Improvements | 0.3901% | 0.060504 | 16.4603 | Industrial_2036_SC B_GWh_After Competition Groups_Process Improvements
Industrial | Ind ¦ Efficient Irrigation | 2036 | SC B | GWh | After Competition Groups | 12.6599 | 768288.2619 | 0.76829 | 4219.2205 | 0.0030005 | 21 | Industrial_2036_SC B_GWh_After Competition Groups_21 | Efficient Irrigation | 0.3001% | 0.76829 | 12.6599 | Industrial_2036_SC B_GWh_After Competition Groups_Efficient Irrigation
Industrial | Ind ¦ Ventilation Optimization | 2036 | SC B | GWh | After Competition Groups | 12.101 | 392564.8493 | 0.39256 | 4219.2205 | 0.0028681 | 22 | Industrial_2036_SC B_GWh_After Competition Groups_22 | Ventilation Optimization | 0.2868% | 0.39256 | 12.101 | Industrial_2036_SC B_GWh_After Competition Groups_Ventilation Optimization
Industrial | Ind ¦ Refrigeration Compressor VFD | 2036 | SC B | GWh | After Competition Groups | 11.5126 | 218353.774 | 0.21835 | 4219.2205 | 0.0027286 | 23 | Industrial_2036_SC B_GWh_After Competition Groups_23 | Refrigeration Compressor VFD | 0.2729% | 0.21835 | 11.5126 | Industrial_2036_SC B_GWh_After Competition Groups_Refrigeration Compressor VFD
Industrial | Ind ¦ Improved Controls - Process Heating | 2036 | SC B | GWh | After Competition Groups | 10.2199 | 45295.1365 | 0.045295 | 4219.2205 | 0.0024222 | 24 | Industrial_2036_SC B_GWh_After Competition Groups_24 | Improved Controls - Process Heating | 0.2422% | 0.045295 | 10.2199 | Industrial_2036_SC B_GWh_After Competition Groups_Improved Controls - Process Heating
Industrial | Ind ¦ Cooling Tower Optimization | 2036 | SC B | GWh | After Competition Groups | 8.4901 | 123728.3917 | 0.12373 | 4219.2205 | 0.0020122 | 25 | Industrial_2036_SC B_GWh_After Competition Groups_25 | Cooling Tower Optimization | 0.2012% | 0.12373 | 8.4901 | Industrial_2036_SC B_GWh_After Competition Groups_Cooling Tower Optimization
Industrial | Ind ¦ Engine Block Heater Timer | 2036 | SC B | GWh | After Competition Groups | 6.2584 | 17543.5694 | 0.017544 | 4219.2205 | 0.0014833 | 26 | Industrial_2036_SC B_GWh_After Competition Groups_26 | Engine Block Heater Timer | 0.1483% | 0.017544 | 6.2584 | Industrial_2036_SC B_GWh_After Competition Groups_Engine Block Heater Timer
Industrial | Ind ¦ Free Cooling | 2036 | SC B | GWh | After Competition Groups | 5.4325 | 121950.7672 | 0.12195 | 4219.2205 | 0.0012876 | 27 | Industrial_2036_SC B_GWh_After Competition Groups_27 | Free Cooling | 0.1288% | 0.12195 | 5.4325 | Industrial_2036_SC B_GWh_After Competition Groups_Free Cooling
Industrial | Ind ¦ Dairy Pre-Cooler | 2036 | SC B | GWh | After Competition Groups | 2.8114 | 156872.6677 | 0.15687 | 4219.2205 | 0.00066634 | 28 | Industrial_2036_SC B_GWh_After Competition Groups_28 | Dairy Pre-Cooler | 0.06663% | 0.15687 | 2.8114 | Industrial_2036_SC B_GWh_After Competition Groups_Dairy Pre-Cooler
Industrial | Ind ¦ Air Compressor Heat Recovery | 2036 | SC B | GWh | After Competition Groups | 2.7933 | 14075.1283 | 0.014075 | 4219.2205 | 0.00066203 | 29 | Industrial_2036_SC B_GWh_After Competition Groups_29 | Air Compressor Heat Recovery | 0.0662% | 0.014075 | 2.7933 | Industrial_2036_SC B_GWh_After Competition Groups_Air Compressor Heat Recovery
Industrial | Ind ¦ Efficient Refrigeration Compressor | 2036 | SC B | GWh | After Competition Groups | 0.99392 | 3009.6654 | 0.0030097 | 4219.2205 | 0.00023557 | 30 | Industrial_2036_SC B_GWh_After Competition Groups_30 | Efficient Refrigeration Compressor | 0.02356% | 0.0030097 | 0.99392 | Industrial_2036_SC B_GWh_After Competition Groups_Efficient Refrigeration Compressor
Industrial | Ind ¦ Heat Lamps/Heat Pad | 2036 | SC B | GWh | After Competition Groups | 0.59083 | 4866.4351 | 0.0048664 | 4219.2205 | 0.00014003 | 31 | Industrial_2036_SC B_GWh_After Competition Groups_31 | Heat Lamps/Heat Pad | 0.014% | 0.0048664 | 0.59083 | Industrial_2036_SC B_GWh_After Competition Groups_Heat Lamps/Heat Pad
Industrial | Ind ¦ Dairy Water Heater | 2036 | SC B | GWh | After Competition Groups | 0.12123 | 2060.7551 | 0.0020608 | 4219.2205 | 2.8732e-05 | 32 | Industrial_2036_SC B_GWh_After Competition Groups_32 | Dairy Water Heater | 0.002873% | 0.0020608 | 0.12123 | Industrial_2036_SC B_GWh_After Competition Groups_Dairy Water Heater
Industrial | Ind ¦ Pump System Optimization | 2036 | SC C | GWh | After Competition Groups | 672.1012 | 18470253.7761 | 18.4703 | 3271.4161 | 0.20545 | 1 | Industrial_2036_SC C_GWh_After Competition Groups_1 | Pump System Optimization | 20.54% | 18.4703 | 672.1012 | Industrial_2036_SC C_GWh_After Competition Groups_Pump System Optimization
Industrial | Ind ¦ Air Compressor Optimization | 2036 | SC C | GWh | After Competition Groups | 414.261 | 618103.5021 | 0.6181 | 3271.4161 | 0.12663 | 2 | Industrial_2036_SC C_GWh_After Competition Groups_2 | Air Compressor Optimization | 12.66% | 0.6181 | 414.261 | Industrial_2036_SC C_GWh_After Competition Groups_Air Compressor Optimization
Industrial | Ind ¦ Air Leak Survey and Repair | 2036 | SC C | GWh | After Competition Groups | 374.2315 | 569576.8357 | 0.56958 | 3271.4161 | 0.11439 | 3 | Industrial_2036_SC C_GWh_After Competition Groups_3 | Air Leak Survey and Repair | 11.44% | 0.56958 | 374.2315 | Industrial_2036_SC C_GWh_After Competition Groups_Air Leak Survey and Repair
Industrial | Ind ¦ Pump Equipment Upgrade | 2036 | SC C | GWh | After Competition Groups | 308.1098 | 11091396.6862 | 11.0914 | 3271.4161 | 0.094182 | 4 | Industrial_2036_SC C_GWh_After Competition Groups_4 | Pump Equipment Upgrade | 9.418% | 11.0914 | 308.1098 | Industrial_2036_SC C_GWh_After Competition Groups_Pump Equipment Upgrade
Industrial | Ind ¦ Recommissioning | 2036 | SC C | GWh | After Competition Groups | 265.0797 | 2444629.7054 | 2.4446 | 3271.4161 | 0.081029 | 5 | Industrial_2036_SC C_GWh_After Competition Groups_5 | Recommissioning | 8.103% | 2.4446 | 265.0797 | Industrial_2036_SC C_GWh_After Competition Groups_Recommissioning
Industrial | Ind ¦ SEM | 2036 | SC C | GWh | After Competition Groups | 265.0797 | 2444629.7054 | 2.4446 | 3271.4161 | 0.081029 | 6 | Industrial_2036_SC C_GWh_After Competition Groups_6 | SEM | 8.103% | 2.4446 | 265.0797 | Industrial_2036_SC C_GWh_After Competition Groups_SEM
Industrial | Ind ¦ Efficient Compressed Air Nozzles | 2036 | SC C | GWh | After Competition Groups | 228.0154 | 514529.0097 | 0.51453 | 3271.4161 | 0.069699 | 7 | Industrial_2036_SC C_GWh_After Competition Groups_7 | Efficient Compressed Air Nozzles | 6.97% | 0.51453 | 228.0154 | Industrial_2036_SC C_GWh_After Competition Groups_Efficient Compressed Air Nozzles
Industrial | Ind ¦ High Efficiency HVAC Fans | 2036 | SC C | GWh | After Competition Groups | 159.0665 | 2224111.8568 | 2.2241 | 3271.4161 | 0.048623 | 8 | Industrial_2036_SC C_GWh_After Competition Groups_8 | High Efficiency HVAC Fans | 4.862% | 2.2241 | 159.0665 | Industrial_2036_SC C_GWh_After Competition Groups_High Efficiency HVAC Fans
Industrial | Ind ¦ HE Lighting | 2036 | SC C | GWh | After Competition Groups | 127.4471 | 16410880.4815 | 16.4109 | 3271.4161 | 0.038958 | 9 | Industrial_2036_SC C_GWh_After Competition Groups_9 | HE Lighting | 3.896% | 16.4109 | 127.4471 | Industrial_2036_SC C_GWh_After Competition Groups_HE Lighting
Industrial | Ind ¦ Greenhouse Grow Lights | 2036 | SC C | GWh | After Competition Groups | 101.8411 | 3889930.8646 | 3.8899 | 3271.4161 | 0.031131 | 10 | Industrial_2036_SC C_GWh_After Competition Groups_10 | Greenhouse Grow Lights | 3.113% | 3.8899 | 101.8411 | Industrial_2036_SC C_GWh_After Competition Groups_Greenhouse Grow Lights
Industrial | Ind ¦ Fan System Optimization | 2036 | SC C | GWh | After Competition Groups | 60.4923 | 650808.7947 | 0.65081 | 3271.4161 | 0.018491 | 11 | Industrial_2036_SC C_GWh_After Competition Groups_11 | Fan System Optimization | 1.849% | 0.65081 | 60.4923 | Industrial_2036_SC C_GWh_After Competition Groups_Fan System Optimization
Industrial | Ind ¦ Process Optimization (Elec) | 2036 | SC C | GWh | After Competition Groups | 51.2226 | 602813.0602 | 0.60281 | 3271.4161 | 0.015658 | 12 | Industrial_2036_SC C_GWh_After Competition Groups_12 | Process Optimization (Elec) | 1.566% | 0.60281 | 51.2226 | Industrial_2036_SC C_GWh_After Competition Groups_Process Optimization (Elec)
Industrial | Ind ¦ Material Handling Improvements | 2036 | SC C | GWh | After Competition Groups | 48.7692 | 162170.2723 | 0.16217 | 3271.4161 | 0.014908 | 13 | Industrial_2036_SC C_GWh_After Competition Groups_13 | Material Handling Improvements | 1.491% | 0.16217 | 48.7692 | Industrial_2036_SC C_GWh_After Competition Groups_Material Handling Improvements
Industrial | Ind ¦ Pulp and Paper Process Improvements | 2036 | SC C | GWh | After Competition Groups | 37.2046 | 1613622.1819 | 1.6136 | 3271.4161 | 0.011373 | 14 | Industrial_2036_SC C_GWh_After Competition Groups_14 | Pulp and Paper Process Improvements | 1.137% | 1.6136 | 37.2046 | Industrial_2036_SC C_GWh_After Competition Groups_Pulp and Paper Process Improvements
Industrial | Ind ¦ Refiner Plate Improvements | 2036 | SC C | GWh | After Competition Groups | 26.2529 | 212198.0716 | 0.2122 | 3271.4161 | 0.0080249 | 15 | Industrial_2036_SC C_GWh_After Competition Groups_15 | Refiner Plate Improvements | 0.8025% | 0.2122 | 26.2529 | Industrial_2036_SC C_GWh_After Competition Groups_Refiner Plate Improvements
Industrial | Ind ¦ Process Heat Recovery | 2036 | SC C | GWh | After Competition Groups | 22.3504 | 460394.8827 | 0.46039 | 3271.4161 | 0.006832 | 16 | Industrial_2036_SC C_GWh_After Competition Groups_16 | Process Heat Recovery | 0.6832% | 0.46039 | 22.3504 | Industrial_2036_SC C_GWh_After Competition Groups_Process Heat Recovery
Industrial | Ind ¦ VAV Conversion Project | 2036 | SC C | GWh | After Competition Groups | 16.4077 | 482169.5114 | 0.48217 | 3271.4161 | 0.0050155 | 17 | Industrial_2036_SC C_GWh_After Competition Groups_17 | VAV Conversion Project | 0.5015% | 0.48217 | 16.4077 | Industrial_2036_SC C_GWh_After Competition Groups_VAV Conversion Project
Industrial | Ind ¦ High Efficiency Battery Charger | 2036 | SC C | GWh | After Competition Groups | 13.9032 | 504236.5098 | 0.50424 | 3271.4161 | 0.0042499 | 18 | Industrial_2036_SC C_GWh_After Competition Groups_18 | High Efficiency Battery Charger | 0.425% | 0.50424 | 13.9032 | Industrial_2036_SC C_GWh_After Competition Groups_High Efficiency Battery Charger
Industrial | Ind ¦ Improved Controls - Process Cooling | 2036 | SC C | GWh | After Competition Groups | 13.4479 | 243044.337 | 0.24304 | 3271.4161 | 0.0041107 | 19 | Industrial_2036_SC C_GWh_After Competition Groups_19 | Improved Controls - Process Cooling | 0.4111% | 0.24304 | 13.4479 | Industrial_2036_SC C_GWh_After Competition Groups_Improved Controls - Process Cooling
Industrial | Ind ¦ Ventilation Optimization | 2036 | SC C | GWh | After Competition Groups | 12.101 | 392604.1098 | 0.3926 | 3271.4161 | 0.003699 | 20 | Industrial_2036_SC C_GWh_After Competition Groups_20 | Ventilation Optimization | 0.3699% | 0.3926 | 12.101 | Industrial_2036_SC C_GWh_After Competition Groups_Ventilation Optimization
Industrial | Ind ¦ Process Improvements | 2036 | SC C | GWh | After Competition Groups | 10.5947 | 148536.7727 | 0.14854 | 3271.4161 | 0.0032386 | 21 | Industrial_2036_SC C_GWh_After Competition Groups_21 | Process Improvements | 0.3239% | 0.14854 | 10.5947 | Industrial_2036_SC C_GWh_After Competition Groups_Process Improvements
Industrial | Ind ¦ Refrigeration Compressor VFD | 2036 | SC C | GWh | After Competition Groups | 8.6657 | 321285.5064 | 0.32129 | 3271.4161 | 0.0026489 | 22 | Industrial_2036_SC C_GWh_After Competition Groups_22 | Refrigeration Compressor VFD | 0.2649% | 0.32129 | 8.6657 | Industrial_2036_SC C_GWh_After Competition Groups_Refrigeration Compressor VFD
Industrial | Ind ¦ Cooling Tower Optimization | 2036 | SC C | GWh | After Competition Groups | 8.4901 | 123740.7658 | 0.12374 | 3271.4161 | 0.0025952 | 23 | Industrial_2036_SC C_GWh_After Competition Groups_23 | Cooling Tower Optimization | 0.2595% | 0.12374 | 8.4901 | Industrial_2036_SC C_GWh_After Competition Groups_Cooling Tower Optimization
Industrial | Ind ¦ Improved Controls - Process Heating | 2036 | SC C | GWh | After Competition Groups | 6.7603 | 120109.172 | 0.12011 | 3271.4161 | 0.0020665 | 24 | Industrial_2036_SC C_GWh_After Competition Groups_24 | Improved Controls - Process Heating | 0.2066% | 0.12011 | 6.7603 | Industrial_2036_SC C_GWh_After Competition Groups_Improved Controls - Process Heating
Industrial | Ind ¦ Efficient Irrigation | 2036 | SC C | GWh | After Competition Groups | 6.4123 | 545883.8911 | 0.54588 | 3271.4161 | 0.0019601 | 25 | Industrial_2036_SC C_GWh_After Competition Groups_25 | Efficient Irrigation | 0.196% | 0.54588 | 6.4123 | Industrial_2036_SC C_GWh_After Competition Groups_Efficient Irrigation
Industrial | Ind ¦ Engine Block Heater Timer | 2036 | SC C | GWh | After Competition Groups | 3.9942 | 41603.8668 | 0.041604 | 3271.4161 | 0.0012209 | 26 | Industrial_2036_SC C_GWh_After Competition Groups_26 | Engine Block Heater Timer | 0.1221% | 0.041604 | 3.9942 | Industrial_2036_SC C_GWh_After Competition Groups_Engine Block Heater Timer
Industrial | Ind ¦ Free Cooling | 2036 | SC C | GWh | After Competition Groups | 3.6796 | 363469.3032 | 0.36347 | 3271.4161 | 0.0011248 | 27 | Industrial_2036_SC C_GWh_After Competition Groups_27 | Free Cooling | 0.1125% | 0.36347 | 3.6796 | Industrial_2036_SC C_GWh_After Competition Groups_Free Cooling
Industrial | Ind ¦ Dairy Pre-Cooler | 2036 | SC C | GWh | After Competition Groups | 2.1376 | 84268.0386 | 0.084268 | 3271.4161 | 0.00065341 | 28 | Industrial_2036_SC C_GWh_After Competition Groups_28 | Dairy Pre-Cooler | 0.06534% | 0.084268 | 2.1376 | Industrial_2036_SC C_GWh_After Competition Groups_Dairy Pre-Cooler
Industrial | Ind ¦ Air Compressor Heat Recovery | 2036 | SC C | GWh | After Competition Groups | 1.8021 | 35632.132 | 0.035632 | 3271.4161 | 0.00055087 | 29 | Industrial_2036_SC C_GWh_After Competition Groups_29 | Air Compressor Heat Recovery | 0.05509% | 0.035632 | 1.8021 | Industrial_2036_SC C_GWh_After Competition Groups_Air Compressor Heat Recovery
Industrial | Ind ¦ Efficient Refrigeration Compressor | 2036 | SC C | GWh | After Competition Groups | 0.83283 | 6956.2925 | 0.0069563 | 3271.4161 | 0.00025458 | 30 | Industrial_2036_SC C_GWh_After Competition Groups_30 | Efficient Refrigeration Compressor | 0.02546% | 0.0069563 | 0.83283 | Industrial_2036_SC C_GWh_After Competition Groups_Efficient Refrigeration Compressor
Industrial | Ind ¦ Heat Lamps/Heat Pad | 2036 | SC C | GWh | After Competition Groups | 0.54743 | 7334.5724 | 0.0073346 | 3271.4161 | 0.00016734 | 31 | Industrial_2036_SC C_GWh_After Competition Groups_31 | Heat Lamps/Heat Pad | 0.01673% | 0.0073346 | 0.54743 | Industrial_2036_SC C_GWh_After Competition Groups_Heat Lamps/Heat Pad
Industrial | Ind ¦ Dairy Water Heater | 2036 | SC C | GWh | After Competition Groups | 0.11439 | 2228.4602 | 0.0022285 | 3271.4161 | 3.4967e-05 | 32 | Industrial_2036_SC C_GWh_After Competition Groups_32 | Dairy Water Heater | 0.003497% | 0.0022285 | 0.11439 | Industrial_2036_SC C_GWh_After Competition Groups_Dairy Water Heater
Industrial | Ind ¦ Air Compressor Optimization | 2036 | SC D | GWh | After Competition Groups | 414.261 | 0 | 0 | 2570.5258 | 0.16116 | 1 | Industrial_2036_SC D_GWh_After Competition Groups_1 | Air Compressor Optimization | 16.12% | 0 | 414.261 | Industrial_2036_SC D_GWh_After Competition Groups_Air Compressor Optimization
Industrial | Ind ¦ Air Leak Survey and Repair | 2036 | SC D | GWh | After Competition Groups | 373.6377 | 0 | 0 | 2570.5258 | 0.14535 | 2 | Industrial_2036_SC D_GWh_After Competition Groups_2 | Air Leak Survey and Repair | 14.54% | 0 | 373.6377 | Industrial_2036_SC D_GWh_After Competition Groups_Air Leak Survey and Repair
Industrial | Ind ¦ Pump System Optimization | 2036 | SC D | GWh | After Competition Groups | 371.9275 | 0 | 0 | 2570.5258 | 0.14469 | 3 | Industrial_2036_SC D_GWh_After Competition Groups_3 | Pump System Optimization | 14.47% | 0 | 371.9275 | Industrial_2036_SC D_GWh_After Competition Groups_Pump System Optimization
Industrial | Ind ¦ SEM | 2036 | SC D | GWh | After Competition Groups | 265.0797 | 0 | 0 | 2570.5258 | 0.10312 | 4 | Industrial_2036_SC D_GWh_After Competition Groups_4 | SEM | 10.31% | 0 | 265.0797 | Industrial_2036_SC D_GWh_After Competition Groups_SEM
Industrial | Ind ¦ Recommissioning | 2036 | SC D | GWh | After Competition Groups | 256.9565 | 0 | 0 | 2570.5258 | 0.099963 | 5 | Industrial_2036_SC D_GWh_After Competition Groups_5 | Recommissioning | 9.996% | 0 | 256.9565 | Industrial_2036_SC D_GWh_After Competition Groups_Recommissioning
Industrial | Ind ¦ Efficient Compressed Air Nozzles | 2036 | SC D | GWh | After Competition Groups | 228.0154 | 0 | 0 | 2570.5258 | 0.088704 | 6 | Industrial_2036_SC D_GWh_After Competition Groups_6 | Efficient Compressed Air Nozzles | 8.87% | 0 | 228.0154 | Industrial_2036_SC D_GWh_After Competition Groups_Efficient Compressed Air Nozzles
Industrial | Ind ¦ Pump Equipment Upgrade | 2036 | SC D | GWh | After Competition Groups | 158.6853 | 0 | 0 | 2570.5258 | 0.061733 | 7 | Industrial_2036_SC D_GWh_After Competition Groups_7 | Pump Equipment Upgrade | 6.173% | 0 | 158.6853 | Industrial_2036_SC D_GWh_After Competition Groups_Pump Equipment Upgrade
Industrial | Ind ¦ High Efficiency HVAC Fans | 2036 | SC D | GWh | After Competition Groups | 151.244 | 0 | 0 | 2570.5258 | 0.058838 | 8 | Industrial_2036_SC D_GWh_After Competition Groups_8 | High Efficiency HVAC Fans | 5.884% | 0 | 151.244 | Industrial_2036_SC D_GWh_After Competition Groups_High Efficiency HVAC Fans
Industrial | Ind ¦ Fan System Optimization | 2036 | SC D | GWh | After Competition Groups | 60.4923 | 0 | 0 | 2570.5258 | 0.023533 | 9 | Industrial_2036_SC D_GWh_After Competition Groups_9 | Fan System Optimization | 2.353% | 0 | 60.4923 | Industrial_2036_SC D_GWh_After Competition Groups_Fan System Optimization
Industrial | Ind ¦ Process Optimization (Elec) | 2036 | SC D | GWh | After Competition Groups | 51.2226 | 0 | 0 | 2570.5258 | 0.019927 | 10 | Industrial_2036_SC D_GWh_After Competition Groups_10 | Process Optimization (Elec) | 1.993% | 0 | 51.2226 | Industrial_2036_SC D_GWh_After Competition Groups_Process Optimization (Elec)
Industrial | Ind ¦ Greenhouse Grow Lights | 2036 | SC D | GWh | After Competition Groups | 51.1033 | 0 | 0 | 2570.5258 | 0.01988 | 11 | Industrial_2036_SC D_GWh_After Competition Groups_11 | Greenhouse Grow Lights | 1.988% | 0 | 51.1033 | Industrial_2036_SC D_GWh_After Competition Groups_Greenhouse Grow Lights
Industrial | Ind ¦ Material Handling Improvements | 2036 | SC D | GWh | After Competition Groups | 48.7692 | 0 | 0 | 2570.5258 | 0.018972 | 12 | Industrial_2036_SC D_GWh_After Competition Groups_12 | Material Handling Improvements | 1.897% | 0 | 48.7692 | Industrial_2036_SC D_GWh_After Competition Groups_Material Handling Improvements
Industrial | Ind ¦ Refiner Plate Improvements | 2036 | SC D | GWh | After Competition Groups | 26.2529 | 0 | 0 | 2570.5258 | 0.010213 | 13 | Industrial_2036_SC D_GWh_After Competition Groups_13 | Refiner Plate Improvements | 1.021% | 0 | 26.2529 | Industrial_2036_SC D_GWh_After Competition Groups_Refiner Plate Improvements
Industrial | Ind ¦ Process Heat Recovery | 2036 | SC D | GWh | After Competition Groups | 17.0604 | 0 | 0 | 2570.5258 | 0.0066369 | 14 | Industrial_2036_SC D_GWh_After Competition Groups_14 | Process Heat Recovery | 0.6637% | 0 | 17.0604 | Industrial_2036_SC D_GWh_After Competition Groups_Process Heat Recovery
Industrial | Ind ¦ Improved Controls - Process Cooling | 2036 | SC D | GWh | After Competition Groups | 13.4479 | 0 | 0 | 2570.5258 | 0.0052316 | 15 | Industrial_2036_SC D_GWh_After Competition Groups_15 | Improved Controls - Process Cooling | 0.5232% | 0 | 13.4479 | Industrial_2036_SC D_GWh_After Competition Groups_Improved Controls - Process Cooling
Industrial | Ind ¦ HE Lighting | 2036 | SC D | GWh | After Competition Groups | 12.7841 | 0 | 0 | 2570.5258 | 0.0049733 | 16 | Industrial_2036_SC D_GWh_After Competition Groups_16 | HE Lighting | 0.4973% | 0 | 12.7841 | Industrial_2036_SC D_GWh_After Competition Groups_HE Lighting
Industrial | Ind ¦ VAV Conversion Project | 2036 | SC D | GWh | After Competition Groups | 11.3023 | 0 | 0 | 2570.5258 | 0.0043969 | 17 | Industrial_2036_SC D_GWh_After Competition Groups_17 | VAV Conversion Project | 0.4397% | 0 | 11.3023 | Industrial_2036_SC D_GWh_After Competition Groups_VAV Conversion Project
Industrial | Ind ¦ Ventilation Optimization | 2036 | SC D | GWh | After Competition Groups | 10.6838 | 0 | 0 | 2570.5258 | 0.0041563 | 18 | Industrial_2036_SC D_GWh_After Competition Groups_18 | Ventilation Optimization | 0.4156% | 0 | 10.6838 | Industrial_2036_SC D_GWh_After Competition Groups_Ventilation Optimization
Industrial | Ind ¦ Process Improvements | 2036 | SC D | GWh | After Competition Groups | 9.3771 | 0 | 0 | 2570.5258 | 0.0036479 | 19 | Industrial_2036_SC D_GWh_After Competition Groups_19 | Process Improvements | 0.3648% | 0 | 9.3771 | Industrial_2036_SC D_GWh_After Competition Groups_Process Improvements
Industrial | Ind ¦ Cooling Tower Optimization | 2036 | SC D | GWh | After Competition Groups | 8.2578 | 0 | 0 | 2570.5258 | 0.0032125 | 20 | Industrial_2036_SC D_GWh_After Competition Groups_20 | Cooling Tower Optimization | 0.3212% | 0 | 8.2578 | Industrial_2036_SC D_GWh_After Competition Groups_Cooling Tower Optimization
Industrial | Ind ¦ High Efficiency Battery Charger | 2036 | SC D | GWh | After Competition Groups | 6.1521 | 0 | 0 | 2570.5258 | 0.0023933 | 21 | Industrial_2036_SC D_GWh_After Competition Groups_21 | High Efficiency Battery Charger | 0.2393% | 0 | 6.1521 | Industrial_2036_SC D_GWh_After Competition Groups_High Efficiency Battery Charger
Industrial | Ind ¦ Improved Controls - Process Heating | 2036 | SC D | GWh | After Competition Groups | 6.1091 | 0 | 0 | 2570.5258 | 0.0023766 | 22 | Industrial_2036_SC D_GWh_After Competition Groups_22 | Improved Controls - Process Heating | 0.2377% | 0 | 6.1091 | Industrial_2036_SC D_GWh_After Competition Groups_Improved Controls - Process Heating
Industrial | Ind ¦ Refrigeration Compressor VFD | 2036 | SC D | GWh | After Competition Groups | 3.8173 | 0 | 0 | 2570.5258 | 0.001485 | 23 | Industrial_2036_SC D_GWh_After Competition Groups_23 | Refrigeration Compressor VFD | 0.1485% | 0 | 3.8173 | Industrial_2036_SC D_GWh_After Competition Groups_Refrigeration Compressor VFD
Industrial | Ind ¦ Engine Block Heater Timer | 2036 | SC D | GWh | After Competition Groups | 3.8044 | 0 | 0 | 2570.5258 | 0.00148 | 24 | Industrial_2036_SC D_GWh_After Competition Groups_24 | Engine Block Heater Timer | 0.148% | 0 | 3.8044 | Industrial_2036_SC D_GWh_After Competition Groups_Engine Block Heater Timer
Industrial | Ind ¦ Pulp and Paper Process Improvements | 2036 | SC D | GWh | After Competition Groups | 3.6171 | 0 | 0 | 2570.5258 | 0.0014072 | 25 | Industrial_2036_SC D_GWh_After Competition Groups_25 | Pulp and Paper Process Improvements | 0.1407% | 0 | 3.6171 | Industrial_2036_SC D_GWh_After Competition Groups_Pulp and Paper Process Improvements
Industrial | Ind ¦ Efficient Irrigation | 2036 | SC D | GWh | After Competition Groups | 2.2671 | 0 | 0 | 2570.5258 | 0.00088197 | 26 | Industrial_2036_SC D_GWh_After Competition Groups_26 | Efficient Irrigation | 0.0882% | 0 | 2.2671 | Industrial_2036_SC D_GWh_After Competition Groups_Efficient Irrigation
Industrial | Ind ¦ Air Compressor Heat Recovery | 2036 | SC D | GWh | After Competition Groups | 1.651 | 0 | 0 | 2570.5258 | 0.00064227 | 27 | Industrial_2036_SC D_GWh_After Competition Groups_27 | Air Compressor Heat Recovery | 0.06423% | 0 | 1.651 | Industrial_2036_SC D_GWh_After Competition Groups_Air Compressor Heat Recovery
Industrial | Ind ¦ Dairy Pre-Cooler | 2036 | SC D | GWh | After Competition Groups | 0.9985 | 0 | 0 | 2570.5258 | 0.00038844 | 28 | Industrial_2036_SC D_GWh_After Competition Groups_28 | Dairy Pre-Cooler | 0.03884% | 0 | 0.9985 | Industrial_2036_SC D_GWh_After Competition Groups_Dairy Pre-Cooler
Industrial | Ind ¦ Efficient Refrigeration Compressor | 2036 | SC D | GWh | After Competition Groups | 0.82355 | 0 | 0 | 2570.5258 | 0.00032038 | 29 | Industrial_2036_SC D_GWh_After Competition Groups_29 | Efficient Refrigeration Compressor | 0.03204% | 0 | 0.82355 | Industrial_2036_SC D_GWh_After Competition Groups_Efficient Refrigeration Compressor
Industrial | Ind ¦ Free Cooling | 2036 | SC D | GWh | After Competition Groups | 0.40271 | 0 | 0 | 2570.5258 | 0.00015666 | 30 | Industrial_2036_SC D_GWh_After Competition Groups_30 | Free Cooling | 0.01567% | 0 | 0.40271 | Industrial_2036_SC D_GWh_After Competition Groups_Free Cooling
Industrial | Ind ¦ Heat Lamps/Heat Pad | 2036 | SC D | GWh | After Competition Groups | 0.32198 | 0 | 0 | 2570.5258 | 0.00012526 | 31 | Industrial_2036_SC D_GWh_After Competition Groups_31 | Heat Lamps/Heat Pad | 0.01253% | 0 | 0.32198 | Industrial_2036_SC D_GWh_After Competition Groups_Heat Lamps/Heat Pad
Industrial | Ind ¦ Pump System Optimization | 2036 | Technical | GWh | After Competition Groups | 914.9389 | 0 | 0 | 5979.7558 | 0.15301 | 1 | Industrial_2036_Technical_GWh_After Competition Groups_1 | Pump System Optimization | 15.3% | 0 | 914.9389 | Industrial_2036_Technical_GWh_After Competition Groups_Pump System Optimization
Industrial | Ind ¦ HE Lighting | 2036 | Technical | GWh | After Competition Groups | 710.3616 | 0 | 0 | 5979.7558 | 0.11879 | 2 | Industrial_2036_Technical_GWh_After Competition Groups_2 | HE Lighting | 11.88% | 0 | 710.3616 | Industrial_2036_Technical_GWh_After Competition Groups_HE Lighting
Industrial | Ind ¦ Air Leak Survey and Repair | 2036 | Technical | GWh | After Competition Groups | 612.121 | 0 | 0 | 5979.7558 | 0.10237 | 3 | Industrial_2036_Technical_GWh_After Competition Groups_3 | Air Leak Survey and Repair | 10.24% | 0 | 612.121 | Industrial_2036_Technical_GWh_After Competition Groups_Air Leak Survey and Repair
Industrial | Ind ¦ Air Compressor Optimization | 2036 | Technical | GWh | After Competition Groups | 492.0707 | 0 | 0 | 5979.7558 | 0.082289 | 4 | Industrial_2036_Technical_GWh_After Competition Groups_4 | Air Compressor Optimization | 8.229% | 0 | 492.0707 | Industrial_2036_Technical_GWh_After Competition Groups_Air Compressor Optimization
Industrial | Ind ¦ Efficient Compressed Air Nozzles | 2036 | Technical | GWh | After Competition Groups | 478.3314 | 0 | 0 | 5979.7558 | 0.079992 | 5 | Industrial_2036_Technical_GWh_After Competition Groups_5 | Efficient Compressed Air Nozzles | 7.999% | 0 | 478.3314 | Industrial_2036_Technical_GWh_After Competition Groups_Efficient Compressed Air Nozzles
Industrial | Ind ¦ Recommissioning | 2036 | Technical | GWh | After Competition Groups | 425.1158 | 0 | 0 | 5979.7558 | 0.071093 | 6 | Industrial_2036_Technical_GWh_After Competition Groups_6 | Recommissioning | 7.109% | 0 | 425.1158 | Industrial_2036_Technical_GWh_After Competition Groups_Recommissioning
Industrial | Ind ¦ SEM | 2036 | Technical | GWh | After Competition Groups | 425.1158 | 0 | 0 | 5979.7558 | 0.071093 | 7 | Industrial_2036_Technical_GWh_After Competition Groups_7 | SEM | 7.109% | 0 | 425.1158 | Industrial_2036_Technical_GWh_After Competition Groups_SEM
Industrial | Ind ¦ Pump Equipment Upgrade | 2036 | Technical | GWh | After Competition Groups | 403.1322 | 0 | 0 | 5979.7558 | 0.067416 | 8 | Industrial_2036_Technical_GWh_After Competition Groups_8 | Pump Equipment Upgrade | 6.742% | 0 | 403.1322 | Industrial_2036_Technical_GWh_After Competition Groups_Pump Equipment Upgrade
Industrial | Ind ¦ High Efficiency HVAC Fans | 2036 | Technical | GWh | After Competition Groups | 255.6197 | 0 | 0 | 5979.7558 | 0.042748 | 9 | Industrial_2036_Technical_GWh_After Competition Groups_9 | High Efficiency HVAC Fans | 4.275% | 0 | 255.6197 | Industrial_2036_Technical_GWh_After Competition Groups_High Efficiency HVAC Fans
Industrial | Ind ¦ Premium Efficient Motors | 2036 | Technical | GWh | After Competition Groups | 177.1793 | 0 | 0 | 5979.7558 | 0.02963 | 10 | Industrial_2036_Technical_GWh_After Competition Groups_10 | Premium Efficient Motors | 2.963% | 0 | 177.1793 | Industrial_2036_Technical_GWh_After Competition Groups_Premium Efficient Motors
Industrial | Ind ¦ Process Optimization (Elec) | 2036 | Technical | GWh | After Competition Groups | 171.6289 | 0 | 0 | 5979.7558 | 0.028702 | 11 | Industrial_2036_Technical_GWh_After Competition Groups_11 | Process Optimization (Elec) | 2.87% | 0 | 171.6289 | Industrial_2036_Technical_GWh_After Competition Groups_Process Optimization (Elec)
Industrial | Ind ¦ Greenhouse Grow Lights | 2036 | Technical | GWh | After Competition Groups | 171.0181 | 0 | 0 | 5979.7558 | 0.0286 | 12 | Industrial_2036_Technical_GWh_After Competition Groups_12 | Greenhouse Grow Lights | 2.86% | 0 | 171.0181 | Industrial_2036_Technical_GWh_After Competition Groups_Greenhouse Grow Lights
Industrial | Ind ¦ HE HVAC Controls | 2036 | Technical | GWh | After Competition Groups | 77.3763 | 0 | 0 | 5979.7558 | 0.01294 | 13 | Industrial_2036_Technical_GWh_After Competition Groups_13 | HE HVAC Controls | 1.294% | 0 | 77.3763 | Industrial_2036_Technical_GWh_After Competition Groups_HE HVAC Controls
Industrial | Ind ¦ Material Handling Improvements | 2036 | Technical | GWh | After Competition Groups | 76.6735 | 0 | 0 | 5979.7558 | 0.012822 | 14 | Industrial_2036_Technical_GWh_After Competition Groups_14 | Material Handling Improvements | 1.282% | 0 | 76.6735 | Industrial_2036_Technical_GWh_After Competition Groups_Material Handling Improvements
Industrial | Ind ¦ Fan System Optimization | 2036 | Technical | GWh | After Competition Groups | 68.1894 | 0 | 0 | 5979.7558 | 0.011403 | 15 | Industrial_2036_Technical_GWh_After Competition Groups_15 | Fan System Optimization | 1.14% | 0 | 68.1894 | Industrial_2036_Technical_GWh_After Competition Groups_Fan System Optimization
Industrial | Ind ¦ Pulp and Paper Process Improvements | 2036 | Technical | GWh | After Competition Groups | 65.3337 | 0 | 0 | 5979.7558 | 0.010926 | 16 | Industrial_2036_Technical_GWh_After Competition Groups_16 | Pulp and Paper Process Improvements | 1.093% | 0 | 65.3337 | Industrial_2036_Technical_GWh_After Competition Groups_Pulp and Paper Process Improvements
Industrial | Ind ¦ Refiner Plate Improvements | 2036 | Technical | GWh | After Competition Groups | 58.6939 | 0 | 0 | 5979.7558 | 0.0098154 | 17 | Industrial_2036_Technical_GWh_After Competition Groups_17 | Refiner Plate Improvements | 0.9815% | 0 | 58.6939 | Industrial_2036_Technical_GWh_After Competition Groups_Refiner Plate Improvements
Industrial | Ind ¦ HE HVAC Units | 2036 | Technical | GWh | After Competition Groups | 53.9309 | 0 | 0 | 5979.7558 | 0.0090189 | 18 | Industrial_2036_Technical_GWh_After Competition Groups_18 | HE HVAC Units | 0.9019% | 0 | 53.9309 | Industrial_2036_Technical_GWh_After Competition Groups_HE HVAC Units
Industrial | Ind ¦ Process Heat Recovery | 2036 | Technical | GWh | After Competition Groups | 36.7763 | 0 | 0 | 5979.7558 | 0.0061501 | 19 | Industrial_2036_Technical_GWh_After Competition Groups_19 | Process Heat Recovery | 0.615% | 0 | 36.7763 | Industrial_2036_Technical_GWh_After Competition Groups_Process Heat Recovery
Industrial | Ind ¦ Ventilation Optimization | 2036 | Technical | GWh | After Competition Groups | 36.744 | 0 | 0 | 5979.7558 | 0.0061447 | 20 | Industrial_2036_Technical_GWh_After Competition Groups_20 | Ventilation Optimization | 0.6145% | 0 | 36.744 | Industrial_2036_Technical_GWh_After Competition Groups_Ventilation Optimization
Industrial | Ind ¦ High Efficiency Battery Charger | 2036 | Technical | GWh | After Competition Groups | 24.3131 | 0 | 0 | 5979.7558 | 0.0040659 | 21 | Industrial_2036_Technical_GWh_After Competition Groups_21 | High Efficiency Battery Charger | 0.4066% | 0 | 24.3131 | Industrial_2036_Technical_GWh_After Competition Groups_High Efficiency Battery Charger
Industrial | Ind ¦ Cold Storage Retrofit | 2036 | Technical | GWh | After Competition Groups | 23.7872 | 0 | 0 | 5979.7558 | 0.003978 | 22 | Industrial_2036_Technical_GWh_After Competition Groups_22 | Cold Storage Retrofit | 0.3978% | 0 | 23.7872 | Industrial_2036_Technical_GWh_After Competition Groups_Cold Storage Retrofit
Industrial | Ind ¦ VAV Conversion Project | 2036 | Technical | GWh | After Competition Groups | 23.2515 | 0 | 0 | 5979.7558 | 0.0038884 | 23 | Industrial_2036_Technical_GWh_After Competition Groups_23 | VAV Conversion Project | 0.3888% | 0 | 23.2515 | Industrial_2036_Technical_GWh_After Competition Groups_VAV Conversion Project
Industrial | Ind ¦ Synchronous Belts | 2036 | Technical | GWh | After Competition Groups | 21.3821 | 0 | 0 | 5979.7558 | 0.0035757 | 24 | Industrial_2036_Technical_GWh_After Competition Groups_24 | Synchronous Belts | 0.3576% | 0 | 21.3821 | Industrial_2036_Technical_GWh_After Competition Groups_Synchronous Belts
Industrial | Ind ¦ Improved Controls - Process Cooling | 2036 | Technical | GWh | After Competition Groups | 20.4903 | 0 | 0 | 5979.7558 | 0.0034266 | 25 | Industrial_2036_Technical_GWh_After Competition Groups_25 | Improved Controls - Process Cooling | 0.3427% | 0 | 20.4903 | Industrial_2036_Technical_GWh_After Competition Groups_Improved Controls - Process Cooling
Industrial | Ind ¦ HVLS Fans | 2036 | Technical | GWh | After Competition Groups | 20.1033 | 0 | 0 | 5979.7558 | 0.0033619 | 26 | Industrial_2036_Technical_GWh_After Competition Groups_26 | HVLS Fans | 0.3362% | 0 | 20.1033 | Industrial_2036_Technical_GWh_After Competition Groups_HVLS Fans
Industrial | Ind ¦ Efficient Irrigation | 2036 | Technical | GWh | After Competition Groups | 19.5073 | 0 | 0 | 5979.7558 | 0.0032622 | 27 | Industrial_2036_Technical_GWh_After Competition Groups_27 | Efficient Irrigation | 0.3262% | 0 | 19.5073 | Industrial_2036_Technical_GWh_After Competition Groups_Efficient Irrigation
Industrial | Ind ¦ Process Improvements | 2036 | Technical | GWh | After Competition Groups | 17.4609 | 0 | 0 | 5979.7558 | 0.00292 | 28 | Industrial_2036_Technical_GWh_After Competition Groups_28 | Process Improvements | 0.292% | 0 | 17.4609 | Industrial_2036_Technical_GWh_After Competition Groups_Process Improvements
Industrial | Ind ¦ Refrigeration Compressor VFD | 2036 | Technical | GWh | After Competition Groups | 13.3073 | 0 | 0 | 5979.7558 | 0.0022254 | 29 | Industrial_2036_Technical_GWh_After Competition Groups_29 | Refrigeration Compressor VFD | 0.2225% | 0 | 13.3073 | Industrial_2036_Technical_GWh_After Competition Groups_Refrigeration Compressor VFD
Industrial | Ind ¦ Efficient Transformer | 2036 | Technical | GWh | After Competition Groups | 12.1565 | 0 | 0 | 5979.7558 | 0.002033 | 30 | Industrial_2036_Technical_GWh_After Competition Groups_30 | Efficient Transformer | 0.2033% | 0 | 12.1565 | Industrial_2036_Technical_GWh_After Competition Groups_Efficient Transformer
Industrial | Ind ¦ Chiller Optimization | 2036 | Technical | GWh | After Competition Groups | 11.0675 | 0 | 0 | 5979.7558 | 0.0018508 | 31 | Industrial_2036_Technical_GWh_After Competition Groups_31 | Chiller Optimization | 0.1851% | 0 | 11.0675 | Industrial_2036_Technical_GWh_After Competition Groups_Chiller Optimization
Industrial | Ind ¦ Improved Controls - Process Heating | 2036 | Technical | GWh | After Competition Groups | 10.7239 | 0 | 0 | 5979.7558 | 0.0017934 | 32 | Industrial_2036_Technical_GWh_After Competition Groups_32 | Improved Controls - Process Heating | 0.1793% | 0 | 10.7239 | Industrial_2036_Technical_GWh_After Competition Groups_Improved Controls - Process Heating
Industrial | Ind ¦ High Efficiency Welders | 2036 | Technical | GWh | After Competition Groups | 9.719 | 0 | 0 | 5979.7558 | 0.0016253 | 33 | Industrial_2036_Technical_GWh_After Competition Groups_33 | High Efficiency Welders | 0.1625% | 0 | 9.719 | Industrial_2036_Technical_GWh_After Competition Groups_High Efficiency Welders
Industrial | Ind ¦ Cooling Tower Optimization | 2036 | Technical | GWh | After Competition Groups | 8.7076 | 0 | 0 | 5979.7558 | 0.0014562 | 34 | Industrial_2036_Technical_GWh_After Competition Groups_34 | Cooling Tower Optimization | 0.1456% | 0 | 8.7076 | Industrial_2036_Technical_GWh_After Competition Groups_Cooling Tower Optimization
Industrial | Ind ¦ Low Energy Livestock Waterers | 2036 | Technical | GWh | After Competition Groups | 6.9981 | 0 | 0 | 5979.7558 | 0.0011703 | 35 | Industrial_2036_Technical_GWh_After Competition Groups_35 | Low Energy Livestock Waterers | 0.117% | 0 | 6.9981 | Industrial_2036_Technical_GWh_After Competition Groups_Low Energy Livestock Waterers
Industrial | Ind ¦ Engine Block Heater Timer | 2036 | Technical | GWh | After Competition Groups | 6.6961 | 0 | 0 | 5979.7558 | 0.0011198 | 36 | Industrial_2036_Technical_GWh_After Competition Groups_36 | Engine Block Heater Timer | 0.112% | 0 | 6.6961 | Industrial_2036_Technical_GWh_After Competition Groups_Engine Block Heater Timer
Industrial | Ind ¦ Free Cooling | 2036 | Technical | GWh | After Competition Groups | 5.3386 | 0 | 0 | 5979.7558 | 0.00089278 | 37 | Industrial_2036_Technical_GWh_After Competition Groups_37 | Free Cooling | 0.08928% | 0 | 5.3386 | Industrial_2036_Technical_GWh_After Competition Groups_Free Cooling
Industrial | Ind ¦ Dairy Pre-Cooler | 2036 | Technical | GWh | After Competition Groups | 5.2602 | 0 | 0 | 5979.7558 | 0.00087967 | 38 | Industrial_2036_Technical_GWh_After Competition Groups_38 | Dairy Pre-Cooler | 0.08797% | 0 | 5.2602 | Industrial_2036_Technical_GWh_After Competition Groups_Dairy Pre-Cooler
Industrial | Ind ¦ Air Compressor Heat Recovery | 2036 | Technical | GWh | After Competition Groups | 2.8239 | 0 | 0 | 5979.7558 | 0.00047224 | 39 | Industrial_2036_Technical_GWh_After Competition Groups_39 | Air Compressor Heat Recovery | 0.04722% | 0 | 2.8239 | Industrial_2036_Technical_GWh_After Competition Groups_Air Compressor Heat Recovery
Industrial | Ind ¦ Optimize Compressed Air Dryer | 2036 | Technical | GWh | After Competition Groups | 2.1024 | 0 | 0 | 5979.7558 | 0.00035158 | 40 | Industrial_2036_Technical_GWh_After Competition Groups_40 | Optimize Compressed Air Dryer | 0.03516% | 0 | 2.1024 | Industrial_2036_Technical_GWh_After Competition Groups_Optimize Compressed Air Dryer
Industrial | Ind ¦ Heat Lamps/Heat Pad | 2036 | Technical | GWh | After Competition Groups | 1.4932 | 0 | 0 | 5979.7558 | 0.0002497 | 41 | Industrial_2036_Technical_GWh_After Competition Groups_41 | Heat Lamps/Heat Pad | 0.02497% | 0 | 1.4932 | Industrial_2036_Technical_GWh_After Competition Groups_Heat Lamps/Heat Pad
Industrial | Ind ¦ Efficient Refrigeration Compressor | 2036 | Technical | GWh | After Competition Groups | 1.0934 | 0 | 0 | 5979.7558 | 0.00018285 | 42 | Industrial_2036_Technical_GWh_After Competition Groups_42 | Efficient Refrigeration Compressor | 0.01829% | 0 | 1.0934 | Industrial_2036_Technical_GWh_After Competition Groups_Efficient Refrigeration Compressor
Industrial | Ind ¦ Creep Heat Controller | 2036 | Technical | GWh | After Competition Groups | 0.91743 | 0 | 0 | 5979.7558 | 0.00015342 | 43 | Industrial_2036_Technical_GWh_After Competition Groups_43 | Creep Heat Controller | 0.01534% | 0 | 0.91743 | Industrial_2036_Technical_GWh_After Competition Groups_Creep Heat Controller
Industrial | Ind ¦ Dual and Natural Exhaust Ventilation Systems | 2036 | Technical | GWh | After Competition Groups | 0.41458 | 0 | 0 | 5979.7558 | 6.9331e-05 | 44 | Industrial_2036_Technical_GWh_After Competition Groups_44 | Dual and Natural Exhaust Ventilation Systems | 0.006933% | 0 | 0.41458 | Industrial_2036_Technical_GWh_After Competition Groups_Dual and Natural Exhaust Ventilation Systems
Industrial | Ind ¦ Dairy Water Heater | 2036 | Technical | GWh | After Competition Groups | 0.28919 | 0 | 0 | 5979.7558 | 4.8362e-05 | 45 | Industrial_2036_Technical_GWh_After Competition Groups_45 | Dairy Water Heater | 0.004836% | 0 | 0.28919 | Industrial_2036_Technical_GWh_After Competition Groups_Dairy Water Heater
Industrial | Ind ¦ Pump System Optimization | 2037 | Economic | GWh | After Competition Groups | 899.4655 | 0 | 0 | 5557.4285 | 0.16185 | 1 | Industrial_2037_Economic_GWh_After Competition Groups_1 | Pump System Optimization | 16.18% | 0 | 899.4655 | Industrial_2037_Economic_GWh_After Competition Groups_Pump System Optimization
Industrial | Ind ¦ HE Lighting | 2037 | Economic | GWh | After Competition Groups | 719.4866 | 0 | 0 | 5557.4285 | 0.12946 | 2 | Industrial_2037_Economic_GWh_After Competition Groups_2 | HE Lighting | 12.95% | 0 | 719.4866 | Industrial_2037_Economic_GWh_After Competition Groups_HE Lighting
Industrial | Ind ¦ Air Leak Survey and Repair | 2037 | Economic | GWh | After Competition Groups | 612.1628 | 0 | 0 | 5557.4285 | 0.11015 | 3 | Industrial_2037_Economic_GWh_After Competition Groups_3 | Air Leak Survey and Repair | 11.02% | 0 | 612.1628 | Industrial_2037_Economic_GWh_After Competition Groups_Air Leak Survey and Repair
Industrial | Ind ¦ Air Compressor Optimization | 2037 | Economic | GWh | After Competition Groups | 498.3445 | 0 | 0 | 5557.4285 | 0.089672 | 4 | Industrial_2037_Economic_GWh_After Competition Groups_4 | Air Compressor Optimization | 8.967% | 0 | 498.3445 | Industrial_2037_Economic_GWh_After Competition Groups_Air Compressor Optimization
Industrial | Ind ¦ Efficient Compressed Air Nozzles | 2037 | Economic | GWh | After Competition Groups | 483.2808 | 0 | 0 | 5557.4285 | 0.086961 | 5 | Industrial_2037_Economic_GWh_After Competition Groups_5 | Efficient Compressed Air Nozzles | 8.696% | 0 | 483.2808 | Industrial_2037_Economic_GWh_After Competition Groups_Efficient Compressed Air Nozzles
Industrial | Ind ¦ Recommissioning | 2037 | Economic | GWh | After Competition Groups | 424.4732 | 0 | 0 | 5557.4285 | 0.076379 | 6 | Industrial_2037_Economic_GWh_After Competition Groups_6 | Recommissioning | 7.638% | 0 | 424.4732 | Industrial_2037_Economic_GWh_After Competition Groups_Recommissioning
Industrial | Ind ¦ SEM | 2037 | Economic | GWh | After Competition Groups | 424.4732 | 0 | 0 | 5557.4285 | 0.076379 | 7 | Industrial_2037_Economic_GWh_After Competition Groups_7 | SEM | 7.638% | 0 | 424.4732 | Industrial_2037_Economic_GWh_After Competition Groups_SEM
Industrial | Ind ¦ Pump Equipment Upgrade | 2037 | Economic | GWh | After Competition Groups | 408.167 | 0 | 0 | 5557.4285 | 0.073445 | 8 | Industrial_2037_Economic_GWh_After Competition Groups_8 | Pump Equipment Upgrade | 7.345% | 0 | 408.167 | Industrial_2037_Economic_GWh_After Competition Groups_Pump Equipment Upgrade
Industrial | Ind ¦ High Efficiency HVAC Fans | 2037 | Economic | GWh | After Competition Groups | 258.8561 | 0 | 0 | 5557.4285 | 0.046578 | 9 | Industrial_2037_Economic_GWh_After Competition Groups_9 | High Efficiency HVAC Fans | 4.658% | 0 | 258.8561 | Industrial_2037_Economic_GWh_After Competition Groups_High Efficiency HVAC Fans
Industrial | Ind ¦ Greenhouse Grow Lights | 2037 | Economic | GWh | After Competition Groups | 172.4872 | 0 | 0 | 5557.4285 | 0.031037 | 10 | Industrial_2037_Economic_GWh_After Competition Groups_10 | Greenhouse Grow Lights | 3.104% | 0 | 172.4872 | Industrial_2037_Economic_GWh_After Competition Groups_Greenhouse Grow Lights
Industrial | Ind ¦ Process Optimization (Elec) | 2037 | Economic | GWh | After Competition Groups | 171.1673 | 0 | 0 | 5557.4285 | 0.0308 | 11 | Industrial_2037_Economic_GWh_After Competition Groups_11 | Process Optimization (Elec) | 3.08% | 0 | 171.1673 | Industrial_2037_Economic_GWh_After Competition Groups_Process Optimization (Elec)
Industrial | Ind ¦ Material Handling Improvements | 2037 | Economic | GWh | After Competition Groups | 77.4396 | 0 | 0 | 5557.4285 | 0.013934 | 12 | Industrial_2037_Economic_GWh_After Competition Groups_12 | Material Handling Improvements | 1.393% | 0 | 77.4396 | Industrial_2037_Economic_GWh_After Competition Groups_Material Handling Improvements
Industrial | Ind ¦ Fan System Optimization | 2037 | Economic | GWh | After Competition Groups | 68.64 | 0 | 0 | 5557.4285 | 0.012351 | 13 | Industrial_2037_Economic_GWh_After Competition Groups_13 | Fan System Optimization | 1.235% | 0 | 68.64 | Industrial_2037_Economic_GWh_After Competition Groups_Fan System Optimization
Industrial | Ind ¦ Pulp and Paper Process Improvements | 2037 | Economic | GWh | After Competition Groups | 65.4106 | 0 | 0 | 5557.4285 | 0.01177 | 14 | Industrial_2037_Economic_GWh_After Competition Groups_14 | Pulp and Paper Process Improvements | 1.177% | 0 | 65.4106 | Industrial_2037_Economic_GWh_After Competition Groups_Pulp and Paper Process Improvements
Industrial | Ind ¦ Refiner Plate Improvements | 2037 | Economic | GWh | After Competition Groups | 59.5231 | 0 | 0 | 5557.4285 | 0.010711 | 15 | Industrial_2037_Economic_GWh_After Competition Groups_15 | Refiner Plate Improvements | 1.071% | 0 | 59.5231 | Industrial_2037_Economic_GWh_After Competition Groups_Refiner Plate Improvements
Industrial | Ind ¦ Process Heat Recovery | 2037 | Economic | GWh | After Competition Groups | 36.7377 | 0 | 0 | 5557.4285 | 0.0066106 | 16 | Industrial_2037_Economic_GWh_After Competition Groups_16 | Process Heat Recovery | 0.6611% | 0 | 36.7377 | Industrial_2037_Economic_GWh_After Competition Groups_Process Heat Recovery
Industrial | Ind ¦ High Efficiency Battery Charger | 2037 | Economic | GWh | After Competition Groups | 24.6391 | 0 | 0 | 5557.4285 | 0.0044335 | 17 | Industrial_2037_Economic_GWh_After Competition Groups_17 | High Efficiency Battery Charger | 0.4434% | 0 | 24.6391 | Industrial_2037_Economic_GWh_After Competition Groups_High Efficiency Battery Charger
Industrial | Ind ¦ VAV Conversion Project | 2037 | Economic | GWh | After Competition Groups | 23.233 | 0 | 0 | 5557.4285 | 0.0041805 | 18 | Industrial_2037_Economic_GWh_After Competition Groups_18 | VAV Conversion Project | 0.4181% | 0 | 23.233 | Industrial_2037_Economic_GWh_After Competition Groups_VAV Conversion Project
Industrial | Ind ¦ Improved Controls - Process Cooling | 2037 | Economic | GWh | After Competition Groups | 20.4536 | 0 | 0 | 5557.4285 | 0.0036804 | 19 | Industrial_2037_Economic_GWh_After Competition Groups_19 | Improved Controls - Process Cooling | 0.368% | 0 | 20.4536 | Industrial_2037_Economic_GWh_After Competition Groups_Improved Controls - Process Cooling
Industrial | Ind ¦ Efficient Irrigation | 2037 | Economic | GWh | After Competition Groups | 19.7032 | 0 | 0 | 5557.4285 | 0.0035454 | 20 | Industrial_2037_Economic_GWh_After Competition Groups_20 | Efficient Irrigation | 0.3545% | 0 | 19.7032 | Industrial_2037_Economic_GWh_After Competition Groups_Efficient Irrigation
Industrial | Ind ¦ Ventilation Optimization | 2037 | Economic | GWh | After Competition Groups | 17.4633 | 0 | 0 | 5557.4285 | 0.0031423 | 21 | Industrial_2037_Economic_GWh_After Competition Groups_21 | Ventilation Optimization | 0.3142% | 0 | 17.4633 | Industrial_2037_Economic_GWh_After Competition Groups_Ventilation Optimization
Industrial | Ind ¦ Process Improvements | 2037 | Economic | GWh | After Competition Groups | 17.4166 | 0 | 0 | 5557.4285 | 0.0031339 | 22 | Industrial_2037_Economic_GWh_After Competition Groups_22 | Process Improvements | 0.3134% | 0 | 17.4166 | Industrial_2037_Economic_GWh_After Competition Groups_Process Improvements
Industrial | Ind ¦ Refrigeration Compressor VFD | 2037 | Economic | GWh | After Competition Groups | 13.4931 | 0 | 0 | 5557.4285 | 0.0024279 | 23 | Industrial_2037_Economic_GWh_After Competition Groups_23 | Refrigeration Compressor VFD | 0.2428% | 0 | 13.4931 | Industrial_2037_Economic_GWh_After Competition Groups_Refrigeration Compressor VFD
Industrial | Ind ¦ Improved Controls - Process Heating | 2037 | Economic | GWh | After Competition Groups | 10.7224 | 0 | 0 | 5557.4285 | 0.0019294 | 24 | Industrial_2037_Economic_GWh_After Competition Groups_24 | Improved Controls - Process Heating | 0.1929% | 0 | 10.7224 | Industrial_2037_Economic_GWh_After Competition Groups_Improved Controls - Process Heating
Industrial | Ind ¦ Cooling Tower Optimization | 2037 | Economic | GWh | After Competition Groups | 8.6953 | 0 | 0 | 5557.4285 | 0.0015646 | 25 | Industrial_2037_Economic_GWh_After Competition Groups_25 | Cooling Tower Optimization | 0.1565% | 0 | 8.6953 | Industrial_2037_Economic_GWh_After Competition Groups_Cooling Tower Optimization
Industrial | Ind ¦ Engine Block Heater Timer | 2037 | Economic | GWh | After Competition Groups | 6.682 | 0 | 0 | 5557.4285 | 0.0012024 | 26 | Industrial_2037_Economic_GWh_After Competition Groups_26 | Engine Block Heater Timer | 0.1202% | 0 | 6.682 | Industrial_2037_Economic_GWh_After Competition Groups_Engine Block Heater Timer
Industrial | Ind ¦ Free Cooling | 2037 | Economic | GWh | After Competition Groups | 5.3343 | 0 | 0 | 5557.4285 | 0.00095985 | 27 | Industrial_2037_Economic_GWh_After Competition Groups_27 | Free Cooling | 0.09599% | 0 | 5.3343 | Industrial_2037_Economic_GWh_After Competition Groups_Free Cooling
Industrial | Ind ¦ Dairy Pre-Cooler | 2037 | Economic | GWh | After Competition Groups | 5.2986 | 0 | 0 | 5557.4285 | 0.00095343 | 28 | Industrial_2037_Economic_GWh_After Competition Groups_28 | Dairy Pre-Cooler | 0.09534% | 0 | 5.2986 | Industrial_2037_Economic_GWh_After Competition Groups_Dairy Pre-Cooler
Industrial | Ind ¦ Air Compressor Heat Recovery | 2037 | Economic | GWh | After Competition Groups | 2.8122 | 0 | 0 | 5557.4285 | 0.00050602 | 29 | Industrial_2037_Economic_GWh_After Competition Groups_29 | Air Compressor Heat Recovery | 0.0506% | 0 | 2.8122 | Industrial_2037_Economic_GWh_After Competition Groups_Air Compressor Heat Recovery
Industrial | Ind ¦ Efficient Refrigeration Compressor | 2037 | Economic | GWh | After Competition Groups | 1.1035 | 0 | 0 | 5557.4285 | 0.00019857 | 30 | Industrial_2037_Economic_GWh_After Competition Groups_30 | Efficient Refrigeration Compressor | 0.01986% | 0 | 1.1035 | Industrial_2037_Economic_GWh_After Competition Groups_Efficient Refrigeration Compressor
Industrial | Ind ¦ Dairy Water Heater | 2037 | Economic | GWh | After Competition Groups | 0.13832 | 0 | 0 | 5557.4285 | 2.4889e-05 | 31 | Industrial_2037_Economic_GWh_After Competition Groups_31 | Dairy Water Heater | 0.002489% | 0 | 0.13832 | Industrial_2037_Economic_GWh_After Competition Groups_Dairy Water Heater
Industrial | Ind ¦ Heat Lamps/Heat Pad | 2037 | Economic | GWh | After Competition Groups | 0.12477 | 0 | 0 | 5557.4285 | 2.245e-05 | 32 | Industrial_2037_Economic_GWh_After Competition Groups_32 | Heat Lamps/Heat Pad | 0.002245% | 0 | 0.12477 | Industrial_2037_Economic_GWh_After Competition Groups_Heat Lamps/Heat Pad
Industrial | Ind ¦ Pump System Optimization | 2037 | SC A | GWh | After Competition Groups | 474.536 | 6048885.3543 | 6.0489 | 2882.8601 | 0.16461 | 1 | Industrial_2037_SC A_GWh_After Competition Groups_1 | Pump System Optimization | 16.46% | 6.0489 | 474.536 | Industrial_2037_SC A_GWh_After Competition Groups_Pump System Optimization
Industrial | Ind ¦ Air Compressor Optimization | 2037 | SC A | GWh | After Competition Groups | 423.7544 | 533255.7725 | 0.53326 | 2882.8601 | 0.14699 | 2 | Industrial_2037_SC A_GWh_After Competition Groups_2 | Air Compressor Optimization | 14.7% | 0.53326 | 423.7544 | Industrial_2037_SC A_GWh_After Competition Groups_Air Compressor Optimization
Industrial | Ind ¦ Air Leak Survey and Repair | 2037 | SC A | GWh | After Competition Groups | 398.1142 | 555386.6745 | 0.55539 | 2882.8601 | 0.1381 | 3 | Industrial_2037_SC A_GWh_After Competition Groups_3 | Air Leak Survey and Repair | 13.81% | 0.55539 | 398.1142 | Industrial_2037_SC A_GWh_After Competition Groups_Air Leak Survey and Repair
Industrial | Ind ¦ Recommissioning | 2037 | SC A | GWh | After Competition Groups | 282.0203 | 2383803.1353 | 2.3838 | 2882.8601 | 0.097827 | 4 | Industrial_2037_SC A_GWh_After Competition Groups_4 | Recommissioning | 9.783% | 2.3838 | 282.0203 | Industrial_2037_SC A_GWh_After Competition Groups_Recommissioning
Industrial | Ind ¦ SEM | 2037 | SC A | GWh | After Competition Groups | 282.0203 | 2383803.1353 | 2.3838 | 2882.8601 | 0.097827 | 5 | Industrial_2037_SC A_GWh_After Competition Groups_5 | SEM | 9.783% | 2.3838 | 282.0203 | Industrial_2037_SC A_GWh_After Competition Groups_SEM
Industrial | Ind ¦ Efficient Compressed Air Nozzles | 2037 | SC A | GWh | After Competition Groups | 245.8914 | 508538.1729 | 0.50854 | 2882.8601 | 0.085294 | 6 | Industrial_2037_SC A_GWh_After Competition Groups_6 | Efficient Compressed Air Nozzles | 8.529% | 0.50854 | 245.8914 | Industrial_2037_SC A_GWh_After Competition Groups_Efficient Compressed Air Nozzles
Industrial | Ind ¦ Pump Equipment Upgrade | 2037 | SC A | GWh | After Competition Groups | 203.3461 | 3159907.7695 | 3.1599 | 2882.8601 | 0.070536 | 7 | Industrial_2037_SC A_GWh_After Competition Groups_7 | Pump Equipment Upgrade | 7.054% | 3.1599 | 203.3461 | Industrial_2037_SC A_GWh_After Competition Groups_Pump Equipment Upgrade
Industrial | Ind ¦ High Efficiency HVAC Fans | 2037 | SC A | GWh | After Competition Groups | 168.2265 | 2150798.8405 | 2.1508 | 2882.8601 | 0.058354 | 8 | Industrial_2037_SC A_GWh_After Competition Groups_8 | High Efficiency HVAC Fans | 5.835% | 2.1508 | 168.2265 | Industrial_2037_SC A_GWh_After Competition Groups_High Efficiency HVAC Fans
Industrial | Ind ¦ Greenhouse Grow Lights | 2037 | SC A | GWh | After Competition Groups | 62.6293 | 988281.3772 | 0.98828 | 2882.8601 | 0.021725 | 9 | Industrial_2037_SC A_GWh_After Competition Groups_9 | Greenhouse Grow Lights | 2.172% | 0.98828 | 62.6293 | Industrial_2037_SC A_GWh_After Competition Groups_Greenhouse Grow Lights
Industrial | Ind ¦ Fan System Optimization | 2037 | SC A | GWh | After Competition Groups | 59.6787 | 317044.6698 | 0.31704 | 2882.8601 | 0.020701 | 10 | Industrial_2037_SC A_GWh_After Competition Groups_10 | Fan System Optimization | 2.07% | 0.31704 | 59.6787 | Industrial_2037_SC A_GWh_After Competition Groups_Fan System Optimization
Industrial | Ind ¦ Process Optimization (Elec) | 2037 | SC A | GWh | After Competition Groups | 55.7454 | 636426.8769 | 0.63643 | 2882.8601 | 0.019337 | 11 | Industrial_2037_SC A_GWh_After Competition Groups_11 | Process Optimization (Elec) | 1.934% | 0.63643 | 55.7454 | Industrial_2037_SC A_GWh_After Competition Groups_Process Optimization (Elec)
Industrial | Ind ¦ Material Handling Improvements | 2037 | SC A | GWh | After Competition Groups | 51.0682 | 155926.1734 | 0.15593 | 2882.8601 | 0.017714 | 12 | Industrial_2037_SC A_GWh_After Competition Groups_12 | Material Handling Improvements | 1.771% | 0.15593 | 51.0682 | Industrial_2037_SC A_GWh_After Competition Groups_Material Handling Improvements
Industrial | Ind ¦ Refiner Plate Improvements | 2037 | SC A | GWh | After Competition Groups | 28.3923 | 211652.4798 | 0.21165 | 2882.8601 | 0.0098487 | 13 | Industrial_2037_SC A_GWh_After Competition Groups_13 | Refiner Plate Improvements | 0.9849% | 0.21165 | 28.3923 | Industrial_2037_SC A_GWh_After Competition Groups_Refiner Plate Improvements
Industrial | Ind ¦ HE Lighting | 2037 | SC A | GWh | After Competition Groups | 24.9571 | 987143.1061 | 0.98714 | 2882.8601 | 0.0086571 | 14 | Industrial_2037_SC A_GWh_After Competition Groups_14 | HE Lighting | 0.8657% | 0.98714 | 24.9571 | Industrial_2037_SC A_GWh_After Competition Groups_HE Lighting
Industrial | Ind ¦ Process Heat Recovery | 2037 | SC A | GWh | After Competition Groups | 23.8148 | 451559.8022 | 0.45156 | 2882.8601 | 0.0082608 | 15 | Industrial_2037_SC A_GWh_After Competition Groups_15 | Process Heat Recovery | 0.8261% | 0.45156 | 23.8148 | Industrial_2037_SC A_GWh_After Competition Groups_Process Heat Recovery
Industrial | Ind ¦ VAV Conversion Project | 2037 | SC A | GWh | After Competition Groups | 17.1257 | 436723.7096 | 0.43672 | 2882.8601 | 0.0059405 | 16 | Industrial_2037_SC A_GWh_After Competition Groups_16 | VAV Conversion Project | 0.5941% | 0.43672 | 17.1257 | Industrial_2037_SC A_GWh_After Competition Groups_VAV Conversion Project
Industrial | Ind ¦ Pulp and Paper Process Improvements | 2037 | SC A | GWh | After Competition Groups | 14.9247 | 380278.9677 | 0.38028 | 2882.8601 | 0.0051771 | 17 | Industrial_2037_SC A_GWh_After Competition Groups_17 | Pulp and Paper Process Improvements | 0.5177% | 0.38028 | 14.9247 | Industrial_2037_SC A_GWh_After Competition Groups_Pulp and Paper Process Improvements
Industrial | Ind ¦ Improved Controls - Process Cooling | 2037 | SC A | GWh | After Competition Groups | 14.2987 | 234984.4911 | 0.23498 | 2882.8601 | 0.0049599 | 18 | Industrial_2037_SC A_GWh_After Competition Groups_18 | Improved Controls - Process Cooling | 0.496% | 0.23498 | 14.2987 | Industrial_2037_SC A_GWh_After Competition Groups_Improved Controls - Process Cooling
Industrial | Ind ¦ Process Improvements | 2037 | SC A | GWh | After Competition Groups | 10.8357 | 103746.7036 | 0.10375 | 2882.8601 | 0.0037587 | 19 | Industrial_2037_SC A_GWh_After Competition Groups_19 | Process Improvements | 0.3759% | 0.10375 | 10.8357 | Industrial_2037_SC A_GWh_After Competition Groups_Process Improvements
Industrial | Ind ¦ High Efficiency Battery Charger | 2037 | SC A | GWh | After Competition Groups | 9.4638 | 219767.084 | 0.21977 | 2882.8601 | 0.0032828 | 20 | Industrial_2037_SC A_GWh_After Competition Groups_20 | High Efficiency Battery Charger | 0.3283% | 0.21977 | 9.4638 | Industrial_2037_SC A_GWh_After Competition Groups_High Efficiency Battery Charger
Industrial | Ind ¦ Improved Controls - Process Heating | 2037 | SC A | GWh | After Competition Groups | 7.1782 | 115412.551 | 0.11541 | 2882.8601 | 0.00249 | 21 | Industrial_2037_SC A_GWh_After Competition Groups_21 | Improved Controls - Process Heating | 0.249% | 0.11541 | 7.1782 | Industrial_2037_SC A_GWh_After Competition Groups_Improved Controls - Process Heating
Industrial | Ind ¦ Ventilation Optimization | 2037 | SC A | GWh | After Competition Groups | 5.387 | 64170.3601 | 0.06417 | 2882.8601 | 0.0018686 | 22 | Industrial_2037_SC A_GWh_After Competition Groups_22 | Ventilation Optimization | 0.1869% | 0.06417 | 5.387 | Industrial_2037_SC A_GWh_After Competition Groups_Ventilation Optimization
Industrial | Ind ¦ Refrigeration Compressor VFD | 2037 | SC A | GWh | After Competition Groups | 5.1775 | 66470.0007 | 0.06647 | 2882.8601 | 0.001796 | 23 | Industrial_2037_SC A_GWh_After Competition Groups_23 | Refrigeration Compressor VFD | 0.1796% | 0.06647 | 5.1775 | Industrial_2037_SC A_GWh_After Competition Groups_Refrigeration Compressor VFD
Industrial | Ind ¦ Engine Block Heater Timer | 2037 | SC A | GWh | After Competition Groups | 4.2452 | 39929.7938 | 0.03993 | 2882.8601 | 0.0014726 | 24 | Industrial_2037_SC A_GWh_After Competition Groups_24 | Engine Block Heater Timer | 0.1473% | 0.03993 | 4.2452 | Industrial_2037_SC A_GWh_After Competition Groups_Engine Block Heater Timer
Industrial | Ind ¦ Efficient Irrigation | 2037 | SC A | GWh | After Competition Groups | 3.6463 | 125799.1334 | 0.1258 | 2882.8601 | 0.0012648 | 25 | Industrial_2037_SC A_GWh_After Competition Groups_25 | Efficient Irrigation | 0.1265% | 0.1258 | 3.6463 | Industrial_2037_SC A_GWh_After Competition Groups_Efficient Irrigation
Industrial | Ind ¦ Air Compressor Heat Recovery | 2037 | SC A | GWh | After Competition Groups | 1.9145 | 34657.5239 | 0.034658 | 2882.8601 | 0.00066411 | 26 | Industrial_2037_SC A_GWh_After Competition Groups_26 | Air Compressor Heat Recovery | 0.06641% | 0.034658 | 1.9145 | Industrial_2037_SC A_GWh_After Competition Groups_Air Compressor Heat Recovery
Industrial | Ind ¦ Dairy Pre-Cooler | 2037 | SC A | GWh | After Competition Groups | 1.7143 | 20297.2 | 0.020297 | 2882.8601 | 0.00059465 | 27 | Industrial_2037_SC A_GWh_After Competition Groups_27 | Dairy Pre-Cooler | 0.05947% | 0.020297 | 1.7143 | Industrial_2037_SC A_GWh_After Competition Groups_Dairy Pre-Cooler
Industrial | Ind ¦ Cooling Tower Optimization | 2037 | SC A | GWh | After Competition Groups | 1.2984 | 20531.7003 | 0.020532 | 2882.8601 | 0.0004504 | 28 | Industrial_2037_SC A_GWh_After Competition Groups_28 | Cooling Tower Optimization | 0.04504% | 0.020532 | 1.2984 | Industrial_2037_SC A_GWh_After Competition Groups_Cooling Tower Optimization
Industrial | Ind ¦ Efficient Refrigeration Compressor | 2037 | SC A | GWh | After Competition Groups | 0.86432 | 6640.1381 | 0.0066401 | 2882.8601 | 0.00029981 | 29 | Industrial_2037_SC A_GWh_After Competition Groups_29 | Efficient Refrigeration Compressor | 0.02998% | 0.0066401 | 0.86432 | Industrial_2037_SC A_GWh_After Competition Groups_Efficient Refrigeration Compressor
Industrial | Ind ¦ Heat Lamps/Heat Pad | 2037 | SC A | GWh | After Competition Groups | 0.48555 | 2661.5231 | 0.0026615 | 2882.8601 | 0.00016843 | 30 | Industrial_2037_SC A_GWh_After Competition Groups_30 | Heat Lamps/Heat Pad | 0.01684% | 0.0026615 | 0.48555 | Industrial_2037_SC A_GWh_After Competition Groups_Heat Lamps/Heat Pad
Industrial | Ind ¦ Dairy Water Heater | 2037 | SC A | GWh | After Competition Groups | 0.085098 | 884.4506 | 0.00088445 | 2882.8601 | 2.9519e-05 | 31 | Industrial_2037_SC A_GWh_After Competition Groups_31 | Dairy Water Heater | 0.002952% | 0.00088445 | 0.085098 | Industrial_2037_SC A_GWh_After Competition Groups_Dairy Water Heater
Industrial | Ind ¦ Free Cooling | 2037 | SC A | GWh | After Competition Groups | 0.019858 | 389.8208 | 0.00038982 | 2882.8601 | 6.8882e-06 | 32 | Industrial_2037_SC A_GWh_After Competition Groups_32 | Free Cooling | 0.0006888% | 0.00038982 | 0.019858 | Industrial_2037_SC A_GWh_After Competition Groups_Free Cooling
Industrial | Ind ¦ Pump System Optimization | 2037 | SC B | GWh | After Competition Groups | 699.0744 | 16031403.1219 | 16.0314 | 4356.738 | 0.16046 | 1 | Industrial_2037_SC B_GWh_After Competition Groups_1 | Pump System Optimization | 16.05% | 16.0314 | 699.0744 | Industrial_2037_SC B_GWh_After Competition Groups_Pump System Optimization
Industrial | Ind ¦ Air Leak Survey and Repair | 2037 | SC B | GWh | After Competition Groups | 589.1541 | 185209.8754 | 0.18521 | 4356.738 | 0.13523 | 2 | Industrial_2037_SC B_GWh_After Competition Groups_2 | Air Leak Survey and Repair | 13.52% | 0.18521 | 589.1541 | Industrial_2037_SC B_GWh_After Competition Groups_Air Leak Survey and Repair
Industrial | Ind ¦ Air Compressor Optimization | 2037 | SC B | GWh | After Competition Groups | 423.7544 | 533202.4469 | 0.5332 | 4356.738 | 0.097264 | 3 | Industrial_2037_SC B_GWh_After Competition Groups_3 | Air Compressor Optimization | 9.726% | 0.5332 | 423.7544 | Industrial_2037_SC B_GWh_After Competition Groups_Air Compressor Optimization
Industrial | Ind ¦ Recommissioning | 2037 | SC B | GWh | After Competition Groups | 417.0839 | 795060.4949 | 0.79506 | 4356.738 | 0.095733 | 4 | Industrial_2037_SC B_GWh_After Competition Groups_4 | Recommissioning | 9.573% | 0.79506 | 417.0839 | Industrial_2037_SC B_GWh_After Competition Groups_Recommissioning
Industrial | Ind ¦ SEM | 2037 | SC B | GWh | After Competition Groups | 417.0839 | 795060.4949 | 0.79506 | 4356.738 | 0.095733 | 5 | Industrial_2037_SC B_GWh_After Competition Groups_5 | SEM | 9.573% | 0.79506 | 417.0839 | Industrial_2037_SC B_GWh_After Competition Groups_SEM
Industrial | Ind ¦ Efficient Compressed Air Nozzles | 2037 | SC B | GWh | After Competition Groups | 372.7303 | 258194.2143 | 0.25819 | 4356.738 | 0.085553 | 6 | Industrial_2037_SC B_GWh_After Competition Groups_6 | Efficient Compressed Air Nozzles | 8.555% | 0.25819 | 372.7303 | Industrial_2037_SC B_GWh_After Competition Groups_Efficient Compressed Air Nozzles
Industrial | Ind ¦ Pump Equipment Upgrade | 2037 | SC B | GWh | After Competition Groups | 321.6978 | 9753087.9161 | 9.7531 | 4356.738 | 0.073839 | 7 | Industrial_2037_SC B_GWh_After Competition Groups_7 | Pump Equipment Upgrade | 7.384% | 9.7531 | 321.6978 | Industrial_2037_SC B_GWh_After Competition Groups_Pump Equipment Upgrade
Industrial | Ind ¦ HE Lighting | 2037 | SC B | GWh | After Competition Groups | 272.1073 | 31955962.6935 | 31.956 | 4356.738 | 0.062457 | 8 | Industrial_2037_SC B_GWh_After Competition Groups_8 | HE Lighting | 6.246% | 31.956 | 272.1073 | Industrial_2037_SC B_GWh_After Competition Groups_HE Lighting
Industrial | Ind ¦ High Efficiency HVAC Fans | 2037 | SC B | GWh | After Competition Groups | 221.7924 | 1064552.9605 | 1.0646 | 4356.738 | 0.050908 | 9 | Industrial_2037_SC B_GWh_After Competition Groups_9 | High Efficiency HVAC Fans | 5.091% | 1.0646 | 221.7924 | Industrial_2037_SC B_GWh_After Competition Groups_High Efficiency HVAC Fans
Industrial | Ind ¦ Greenhouse Grow Lights | 2037 | SC B | GWh | After Competition Groups | 139.4848 | 1947972.7669 | 1.948 | 4356.738 | 0.032016 | 10 | Industrial_2037_SC B_GWh_After Competition Groups_10 | Greenhouse Grow Lights | 3.202% | 1.948 | 139.4848 | Industrial_2037_SC B_GWh_After Competition Groups_Greenhouse Grow Lights
Industrial | Ind ¦ Material Handling Improvements | 2037 | SC B | GWh | After Competition Groups | 64.1856 | 74009.4137 | 0.074009 | 4356.738 | 0.014732 | 11 | Industrial_2037_SC B_GWh_After Competition Groups_11 | Material Handling Improvements | 1.473% | 0.074009 | 64.1856 | Industrial_2037_SC B_GWh_After Competition Groups_Material Handling Improvements
Industrial | Ind ¦ Fan System Optimization | 2037 | SC B | GWh | After Competition Groups | 61.5544 | 558643.9846 | 0.55864 | 4356.738 | 0.014129 | 12 | Industrial_2037_SC B_GWh_After Competition Groups_12 | Fan System Optimization | 1.413% | 0.55864 | 61.5544 | Industrial_2037_SC B_GWh_After Competition Groups_Fan System Optimization
Industrial | Ind ¦ Pulp and Paper Process Improvements | 2037 | SC B | GWh | After Competition Groups | 60.9176 | 614535.7127 | 0.61454 | 4356.738 | 0.013982 | 13 | Industrial_2037_SC B_GWh_After Competition Groups_13 | Pulp and Paper Process Improvements | 1.398% | 0.61454 | 60.9176 | Industrial_2037_SC B_GWh_After Competition Groups_Pulp and Paper Process Improvements
Industrial | Ind ¦ Process Optimization (Elec) | 2037 | SC B | GWh | After Competition Groups | 55.7454 | 636363.2342 | 0.63636 | 4356.738 | 0.012795 | 14 | Industrial_2037_SC B_GWh_After Competition Groups_14 | Process Optimization (Elec) | 1.28% | 0.63636 | 55.7454 | Industrial_2037_SC B_GWh_After Competition Groups_Process Optimization (Elec)
Industrial | Ind ¦ Refiner Plate Improvements | 2037 | SC B | GWh | After Competition Groups | 44.4217 | 118290.0545 | 0.11829 | 4356.738 | 0.010196 | 15 | Industrial_2037_SC B_GWh_After Competition Groups_15 | Refiner Plate Improvements | 1.02% | 0.11829 | 44.4217 | Industrial_2037_SC B_GWh_After Competition Groups_Refiner Plate Improvements
Industrial | Ind ¦ Process Heat Recovery | 2037 | SC B | GWh | After Competition Groups | 35.9034 | 162364.3833 | 0.16236 | 4356.738 | 0.0082409 | 16 | Industrial_2037_SC B_GWh_After Competition Groups_16 | Process Heat Recovery | 0.8241% | 0.16236 | 35.9034 | Industrial_2037_SC B_GWh_After Competition Groups_Process Heat Recovery
Industrial | Ind ¦ VAV Conversion Project | 2037 | SC B | GWh | After Competition Groups | 25.9684 | 158724.1735 | 0.15872 | 4356.738 | 0.0059605 | 17 | Industrial_2037_SC B_GWh_After Competition Groups_17 | VAV Conversion Project | 0.5961% | 0.15872 | 25.9684 | Industrial_2037_SC B_GWh_After Competition Groups_VAV Conversion Project
Industrial | Ind ¦ Improved Controls - Process Cooling | 2037 | SC B | GWh | After Competition Groups | 21.1022 | 78680.3807 | 0.07868 | 4356.738 | 0.0048436 | 18 | Industrial_2037_SC B_GWh_After Competition Groups_18 | Improved Controls - Process Cooling | 0.4844% | 0.07868 | 21.1022 | Industrial_2037_SC B_GWh_After Competition Groups_Improved Controls - Process Cooling
Industrial | Ind ¦ High Efficiency Battery Charger | 2037 | SC B | GWh | After Competition Groups | 19.8674 | 243585.9437 | 0.24359 | 4356.738 | 0.0045602 | 19 | Industrial_2037_SC B_GWh_After Competition Groups_19 | High Efficiency Battery Charger | 0.456% | 0.24359 | 19.8674 | Industrial_2037_SC B_GWh_After Competition Groups_High Efficiency Battery Charger
Industrial | Ind ¦ Process Improvements | 2037 | SC B | GWh | After Competition Groups | 16.6859 | 48320.7069 | 0.048321 | 4356.738 | 0.0038299 | 20 | Industrial_2037_SC B_GWh_After Competition Groups_20 | Process Improvements | 0.383% | 0.048321 | 16.6859 | Industrial_2037_SC B_GWh_After Competition Groups_Process Improvements
Industrial | Ind ¦ Efficient Irrigation | 2037 | SC B | GWh | After Competition Groups | 13.6029 | 698067.2625 | 0.69807 | 4356.738 | 0.0031223 | 21 | Industrial_2037_SC B_GWh_After Competition Groups_21 | Efficient Irrigation | 0.3122% | 0.69807 | 13.6029 | Industrial_2037_SC B_GWh_After Competition Groups_Efficient Irrigation
Industrial | Ind ¦ Ventilation Optimization | 2037 | SC B | GWh | After Competition Groups | 12.5508 | 372515.6421 | 0.37252 | 4356.738 | 0.0028808 | 22 | Industrial_2037_SC B_GWh_After Competition Groups_22 | Ventilation Optimization | 0.2881% | 0.37252 | 12.5508 | Industrial_2037_SC B_GWh_After Competition Groups_Ventilation Optimization
Industrial | Ind ¦ Refrigeration Compressor VFD | 2037 | SC B | GWh | After Competition Groups | 11.8318 | 192930.5313 | 0.19293 | 4356.738 | 0.0027157 | 23 | Industrial_2037_SC B_GWh_After Competition Groups_23 | Refrigeration Compressor VFD | 0.2716% | 0.19293 | 11.8318 | Industrial_2037_SC B_GWh_After Competition Groups_Refrigeration Compressor VFD
Industrial | Ind ¦ Improved Controls - Process Heating | 2037 | SC B | GWh | After Competition Groups | 10.3518 | 35878.7006 | 0.035879 | 4356.738 | 0.002376 | 24 | Industrial_2037_SC B_GWh_After Competition Groups_24 | Improved Controls - Process Heating | 0.2376% | 0.035879 | 10.3518 | Industrial_2037_SC B_GWh_After Competition Groups_Improved Controls - Process Heating
Industrial | Ind ¦ Cooling Tower Optimization | 2037 | SC B | GWh | After Competition Groups | 8.6005 | 98118.6312 | 0.098119 | 4356.738 | 0.0019741 | 25 | Industrial_2037_SC B_GWh_After Competition Groups_25 | Cooling Tower Optimization | 0.1974% | 0.098119 | 8.6005 | Industrial_2037_SC B_GWh_After Competition Groups_Cooling Tower Optimization
Industrial | Ind ¦ Engine Block Heater Timer | 2037 | SC B | GWh | After Competition Groups | 6.3477 | 14064.2104 | 0.014064 | 4356.738 | 0.001457 | 26 | Industrial_2037_SC B_GWh_After Competition Groups_26 | Engine Block Heater Timer | 0.1457% | 0.014064 | 6.3477 | Industrial_2037_SC B_GWh_After Competition Groups_Engine Block Heater Timer
Industrial | Ind ¦ Free Cooling | 2037 | SC B | GWh | After Competition Groups | 5.494 | 95080.7005 | 0.095081 | 4356.738 | 0.001261 | 27 | Industrial_2037_SC B_GWh_After Competition Groups_27 | Free Cooling | 0.1261% | 0.095081 | 5.494 | Industrial_2037_SC B_GWh_After Competition Groups_Free Cooling
Industrial | Ind ¦ Dairy Pre-Cooler | 2037 | SC B | GWh | After Competition Groups | 3.0761 | 163717.6985 | 0.16372 | 4356.738 | 0.00070606 | 28 | Industrial_2037_SC B_GWh_After Competition Groups_28 | Dairy Pre-Cooler | 0.07061% | 0.16372 | 3.0761 | Industrial_2037_SC B_GWh_After Competition Groups_Dairy Pre-Cooler
Industrial | Ind ¦ Air Compressor Heat Recovery | 2037 | SC B | GWh | After Competition Groups | 2.8295 | 11187.2974 | 0.011187 | 4356.738 | 0.00064946 | 29 | Industrial_2037_SC B_GWh_After Competition Groups_29 | Air Compressor Heat Recovery | 0.06495% | 0.011187 | 2.8295 | Industrial_2037_SC B_GWh_After Competition Groups_Air Compressor Heat Recovery
Industrial | Ind ¦ Efficient Refrigeration Compressor | 2037 | SC B | GWh | After Competition Groups | 1.0092 | 2563.7266 | 0.0025637 | 4356.738 | 0.00023164 | 30 | Industrial_2037_SC B_GWh_After Competition Groups_30 | Efficient Refrigeration Compressor | 0.02316% | 0.0025637 | 1.0092 | Industrial_2037_SC B_GWh_After Competition Groups_Efficient Refrigeration Compressor
Industrial | Ind ¦ Heat Lamps/Heat Pad | 2037 | SC B | GWh | After Competition Groups | 0.60343 | 4043.0526 | 0.0040431 | 4356.738 | 0.00013851 | 31 | Industrial_2037_SC B_GWh_After Competition Groups_31 | Heat Lamps/Heat Pad | 0.01385% | 0.0040431 | 0.60343 | Industrial_2037_SC B_GWh_After Competition Groups_Heat Lamps/Heat Pad
Industrial | Ind ¦ Dairy Water Heater | 2037 | SC B | GWh | After Competition Groups | 0.1248 | 1943.6176 | 0.0019436 | 4356.738 | 2.8645e-05 | 32 | Industrial_2037_SC B_GWh_After Competition Groups_32 | Dairy Water Heater | 0.002865% | 0.0019436 | 0.1248 | Industrial_2037_SC B_GWh_After Competition Groups_Dairy Water Heater
Industrial | Ind ¦ Pump System Optimization | 2037 | SC C | GWh | After Competition Groups | 699.0744 | 16033006.4226 | 16.033 | 3453.3582 | 0.20243 | 1 | Industrial_2037_SC C_GWh_After Competition Groups_1 | Pump System Optimization | 20.24% | 16.033 | 699.0744 | Industrial_2037_SC C_GWh_After Competition Groups_Pump System Optimization
Industrial | Ind ¦ Air Compressor Optimization | 2037 | SC C | GWh | After Competition Groups | 423.7544 | 533255.7725 | 0.53326 | 3453.3582 | 0.12271 | 2 | Industrial_2037_SC C_GWh_After Competition Groups_2 | Air Compressor Optimization | 12.27% | 0.53326 | 423.7544 | Industrial_2037_SC C_GWh_After Competition Groups_Air Compressor Optimization
Industrial | Ind ¦ Air Leak Survey and Repair | 2037 | SC C | GWh | After Competition Groups | 398.1142 | 555386.6745 | 0.55539 | 3453.3582 | 0.11528 | 3 | Industrial_2037_SC C_GWh_After Competition Groups_3 | Air Leak Survey and Repair | 11.53% | 0.55539 | 398.1142 | Industrial_2037_SC C_GWh_After Competition Groups_Air Leak Survey and Repair
Industrial | Ind ¦ Pump Equipment Upgrade | 2037 | SC C | GWh | After Competition Groups | 321.6978 | 9754063.3224 | 9.7541 | 3453.3582 | 0.093155 | 4 | Industrial_2037_SC C_GWh_After Competition Groups_4 | Pump Equipment Upgrade | 9.316% | 9.7541 | 321.6978 | Industrial_2037_SC C_GWh_After Competition Groups_Pump Equipment Upgrade
Industrial | Ind ¦ Recommissioning | 2037 | SC C | GWh | After Competition Groups | 282.0203 | 2383803.1353 | 2.3838 | 3453.3582 | 0.081666 | 5 | Industrial_2037_SC C_GWh_After Competition Groups_5 | Recommissioning | 8.167% | 2.3838 | 282.0203 | Industrial_2037_SC C_GWh_After Competition Groups_Recommissioning
Industrial | Ind ¦ SEM | 2037 | SC C | GWh | After Competition Groups | 282.0203 | 2383803.1353 | 2.3838 | 3453.3582 | 0.081666 | 6 | Industrial_2037_SC C_GWh_After Competition Groups_6 | SEM | 8.167% | 2.3838 | 282.0203 | Industrial_2037_SC C_GWh_After Competition Groups_SEM
Industrial | Ind ¦ Efficient Compressed Air Nozzles | 2037 | SC C | GWh | After Competition Groups | 245.8914 | 508538.1729 | 0.50854 | 3453.3582 | 0.071204 | 7 | Industrial_2037_SC C_GWh_After Competition Groups_7 | Efficient Compressed Air Nozzles | 7.12% | 0.50854 | 245.8914 | Industrial_2037_SC C_GWh_After Competition Groups_Efficient Compressed Air Nozzles
Industrial | Ind ¦ High Efficiency HVAC Fans | 2037 | SC C | GWh | After Competition Groups | 168.2265 | 2150798.8405 | 2.1508 | 3453.3582 | 0.048714 | 8 | Industrial_2037_SC C_GWh_After Competition Groups_8 | High Efficiency HVAC Fans | 4.871% | 2.1508 | 168.2265 | Industrial_2037_SC C_GWh_After Competition Groups_High Efficiency HVAC Fans
Industrial | Ind ¦ HE Lighting | 2037 | SC C | GWh | After Competition Groups | 148.0234 | 17536112.9656 | 17.5361 | 3453.3582 | 0.042864 | 9 | Industrial_2037_SC C_GWh_After Competition Groups_9 | HE Lighting | 4.286% | 17.5361 | 148.0234 | Industrial_2037_SC C_GWh_After Competition Groups_HE Lighting
Industrial | Ind ¦ Greenhouse Grow Lights | 2037 | SC C | GWh | After Competition Groups | 107.7988 | 3812761.463 | 3.8128 | 3453.3582 | 0.031216 | 10 | Industrial_2037_SC C_GWh_After Competition Groups_10 | Greenhouse Grow Lights | 3.122% | 3.8128 | 107.7988 | Industrial_2037_SC C_GWh_After Competition Groups_Greenhouse Grow Lights
Industrial | Ind ¦ Fan System Optimization | 2037 | SC C | GWh | After Competition Groups | 61.5544 | 558699.8546 | 0.5587 | 3453.3582 | 0.017825 | 11 | Industrial_2037_SC C_GWh_After Competition Groups_11 | Fan System Optimization | 1.782% | 0.5587 | 61.5544 | Industrial_2037_SC C_GWh_After Competition Groups_Fan System Optimization
Industrial | Ind ¦ Process Optimization (Elec) | 2037 | SC C | GWh | After Competition Groups | 55.7454 | 636426.8769 | 0.63643 | 3453.3582 | 0.016142 | 12 | Industrial_2037_SC C_GWh_After Competition Groups_12 | Process Optimization (Elec) | 1.614% | 0.63643 | 55.7454 | Industrial_2037_SC C_GWh_After Competition Groups_Process Optimization (Elec)
Industrial | Ind ¦ Material Handling Improvements | 2037 | SC C | GWh | After Competition Groups | 51.0682 | 155926.1734 | 0.15593 | 3453.3582 | 0.014788 | 13 | Industrial_2037_SC C_GWh_After Competition Groups_13 | Material Handling Improvements | 1.479% | 0.15593 | 51.0682 | Industrial_2037_SC C_GWh_After Competition Groups_Material Handling Improvements
Industrial | Ind ¦ Pulp and Paper Process Improvements | 2037 | SC C | GWh | After Competition Groups | 39.713 | 1592491.4517 | 1.5925 | 3453.3582 | 0.0115 | 14 | Industrial_2037_SC C_GWh_After Competition Groups_14 | Pulp and Paper Process Improvements | 1.15% | 1.5925 | 39.713 | Industrial_2037_SC C_GWh_After Competition Groups_Pulp and Paper Process Improvements
Industrial | Ind ¦ Refiner Plate Improvements | 2037 | SC C | GWh | After Competition Groups | 28.3923 | 211652.4798 | 0.21165 | 3453.3582 | 0.0082217 | 15 | Industrial_2037_SC C_GWh_After Competition Groups_15 | Refiner Plate Improvements | 0.8222% | 0.21165 | 28.3923 | Industrial_2037_SC C_GWh_After Competition Groups_Refiner Plate Improvements
Industrial | Ind ¦ Process Heat Recovery | 2037 | SC C | GWh | After Competition Groups | 23.8148 | 451559.8022 | 0.45156 | 3453.3582 | 0.0068961 | 16 | Industrial_2037_SC C_GWh_After Competition Groups_16 | Process Heat Recovery | 0.6896% | 0.45156 | 23.8148 | Industrial_2037_SC C_GWh_After Competition Groups_Process Heat Recovery
Industrial | Ind ¦ VAV Conversion Project | 2037 | SC C | GWh | After Competition Groups | 17.4529 | 470506.633 | 0.47051 | 3453.3582 | 0.0050539 | 17 | Industrial_2037_SC C_GWh_After Competition Groups_17 | VAV Conversion Project | 0.5054% | 0.47051 | 17.4529 | Industrial_2037_SC C_GWh_After Competition Groups_VAV Conversion Project
Industrial | Ind ¦ High Efficiency Battery Charger | 2037 | SC C | GWh | After Competition Groups | 14.7723 | 486847.134 | 0.48685 | 3453.3582 | 0.0042777 | 18 | Industrial_2037_SC C_GWh_After Competition Groups_18 | High Efficiency Battery Charger | 0.4278% | 0.48685 | 14.7723 | Industrial_2037_SC C_GWh_After Competition Groups_High Efficiency Battery Charger
Industrial | Ind ¦ Improved Controls - Process Cooling | 2037 | SC C | GWh | After Competition Groups | 14.3195 | 237145.0289 | 0.23715 | 3453.3582 | 0.0041465 | 19 | Industrial_2037_SC C_GWh_After Competition Groups_19 | Improved Controls - Process Cooling | 0.4147% | 0.23715 | 14.3195 | Industrial_2037_SC C_GWh_After Competition Groups_Improved Controls - Process Cooling
Industrial | Ind ¦ Ventilation Optimization | 2037 | SC C | GWh | After Competition Groups | 12.5508 | 372552.8973 | 0.37255 | 3453.3582 | 0.0036344 | 20 | Industrial_2037_SC C_GWh_After Competition Groups_20 | Ventilation Optimization | 0.3634% | 0.37255 | 12.5508 | Industrial_2037_SC C_GWh_After Competition Groups_Ventilation Optimization
Industrial | Ind ¦ Process Improvements | 2037 | SC C | GWh | After Competition Groups | 11.2708 | 144844.1183 | 0.14484 | 3453.3582 | 0.0032637 | 21 | Industrial_2037_SC C_GWh_After Competition Groups_21 | Process Improvements | 0.3264% | 0.14484 | 11.2708 | Industrial_2037_SC C_GWh_After Competition Groups_Process Improvements
Industrial | Ind ¦ Refrigeration Compressor VFD | 2037 | SC C | GWh | After Competition Groups | 9.148 | 324456.205 | 0.32446 | 3453.3582 | 0.002649 | 22 | Industrial_2037_SC C_GWh_After Competition Groups_22 | Refrigeration Compressor VFD | 0.2649% | 0.32446 | 9.148 | Industrial_2037_SC C_GWh_After Competition Groups_Refrigeration Compressor VFD
Industrial | Ind ¦ Cooling Tower Optimization | 2037 | SC C | GWh | After Competition Groups | 8.6005 | 98128.444 | 0.098128 | 3453.3582 | 0.0024905 | 23 | Industrial_2037_SC C_GWh_After Competition Groups_23 | Cooling Tower Optimization | 0.249% | 0.098128 | 8.6005 | Industrial_2037_SC C_GWh_After Competition Groups_Cooling Tower Optimization
Industrial | Ind ¦ Efficient Irrigation | 2037 | SC C | GWh | After Competition Groups | 7.2269 | 577845.9547 | 0.57785 | 3453.3582 | 0.0020927 | 24 | Industrial_2037_SC C_GWh_After Competition Groups_24 | Efficient Irrigation | 0.2093% | 0.57785 | 7.2269 | Industrial_2037_SC C_GWh_After Competition Groups_Efficient Irrigation
Industrial | Ind ¦ Improved Controls - Process Heating | 2037 | SC C | GWh | After Competition Groups | 7.1883 | 116456.0943 | 0.11646 | 3453.3582 | 0.0020816 | 25 | Industrial_2037_SC C_GWh_After Competition Groups_25 | Improved Controls - Process Heating | 0.2082% | 0.11646 | 7.1883 | Industrial_2037_SC C_GWh_After Competition Groups_Improved Controls - Process Heating
Industrial | Ind ¦ Engine Block Heater Timer | 2037 | SC C | GWh | After Competition Groups | 4.2526 | 40684.3978 | 0.040684 | 3453.3582 | 0.0012314 | 26 | Industrial_2037_SC C_GWh_After Competition Groups_26 | Engine Block Heater Timer | 0.1231% | 0.040684 | 4.2526 | Industrial_2037_SC C_GWh_After Competition Groups_Engine Block Heater Timer
Industrial | Ind ¦ Free Cooling | 2037 | SC C | GWh | After Competition Groups | 3.9057 | 349861.7525 | 0.34986 | 3453.3582 | 0.001131 | 27 | Industrial_2037_SC C_GWh_After Competition Groups_27 | Free Cooling | 0.1131% | 0.34986 | 3.9057 | Industrial_2037_SC C_GWh_After Competition Groups_Free Cooling
Industrial | Ind ¦ Dairy Pre-Cooler | 2037 | SC C | GWh | After Competition Groups | 2.2952 | 88672.3433 | 0.088672 | 3453.3582 | 0.00066463 | 28 | Industrial_2037_SC C_GWh_After Competition Groups_28 | Dairy Pre-Cooler | 0.06646% | 0.088672 | 2.2952 | Industrial_2037_SC C_GWh_After Competition Groups_Dairy Pre-Cooler
Industrial | Ind ¦ Air Compressor Heat Recovery | 2037 | SC C | GWh | After Competition Groups | 1.9145 | 34657.5239 | 0.034658 | 3453.3582 | 0.0005544 | 29 | Industrial_2037_SC C_GWh_After Competition Groups_29 | Air Compressor Heat Recovery | 0.05544% | 0.034658 | 1.9145 | Industrial_2037_SC C_GWh_After Competition Groups_Air Compressor Heat Recovery
Industrial | Ind ¦ Efficient Refrigeration Compressor | 2037 | SC C | GWh | After Competition Groups | 0.86432 | 6640.1381 | 0.0066401 | 3453.3582 | 0.00025028 | 30 | Industrial_2037_SC C_GWh_After Competition Groups_30 | Efficient Refrigeration Compressor | 0.02503% | 0.0066401 | 0.86432 | Industrial_2037_SC C_GWh_After Competition Groups_Efficient Refrigeration Compressor
Industrial | Ind ¦ Heat Lamps/Heat Pad | 2037 | SC C | GWh | After Competition Groups | 0.56778 | 6528.0099 | 0.006528 | 3453.3582 | 0.00016441 | 31 | Industrial_2037_SC C_GWh_After Competition Groups_31 | Heat Lamps/Heat Pad | 0.01644% | 0.006528 | 0.56778 | Industrial_2037_SC C_GWh_After Competition Groups_Heat Lamps/Heat Pad
Industrial | Ind ¦ Dairy Water Heater | 2037 | SC C | GWh | After Competition Groups | 0.11829 | 2124.3583 | 0.0021244 | 3453.3582 | 3.4255e-05 | 32 | Industrial_2037_SC C_GWh_After Competition Groups_32 | Dairy Water Heater | 0.003426% | 0.0021244 | 0.11829 | Industrial_2037_SC C_GWh_After Competition Groups_Dairy Water Heater
Industrial | Ind ¦ Air Compressor Optimization | 2037 | SC D | GWh | After Competition Groups | 423.7544 | 0 | 0 | 2705.2225 | 0.15664 | 1 | Industrial_2037_SC D_GWh_After Competition Groups_1 | Air Compressor Optimization | 15.66% | 0 | 423.7544 | Industrial_2037_SC D_GWh_After Competition Groups_Air Compressor Optimization
Industrial | Ind ¦ Air Leak Survey and Repair | 2037 | SC D | GWh | After Competition Groups | 397.5163 | 0 | 0 | 2705.2225 | 0.14694 | 2 | Industrial_2037_SC D_GWh_After Competition Groups_2 | Air Leak Survey and Repair | 14.69% | 0 | 397.5163 | Industrial_2037_SC D_GWh_After Competition Groups_Air Leak Survey and Repair
Industrial | Ind ¦ Pump System Optimization | 2037 | SC D | GWh | After Competition Groups | 386.5039 | 0 | 0 | 2705.2225 | 0.14287 | 3 | Industrial_2037_SC D_GWh_After Competition Groups_3 | Pump System Optimization | 14.29% | 0 | 386.5039 | Industrial_2037_SC D_GWh_After Competition Groups_Pump System Optimization
Industrial | Ind ¦ SEM | 2037 | SC D | GWh | After Competition Groups | 282.0203 | 0 | 0 | 2705.2225 | 0.10425 | 4 | Industrial_2037_SC D_GWh_After Competition Groups_4 | SEM | 10.43% | 0 | 282.0203 | Industrial_2037_SC D_GWh_After Competition Groups_SEM
Industrial | Ind ¦ Recommissioning | 2037 | SC D | GWh | After Competition Groups | 273.8163 | 0 | 0 | 2705.2225 | 0.10122 | 5 | Industrial_2037_SC D_GWh_After Competition Groups_5 | Recommissioning | 10.12% | 0 | 273.8163 | Industrial_2037_SC D_GWh_After Competition Groups_Recommissioning
Industrial | Ind ¦ Efficient Compressed Air Nozzles | 2037 | SC D | GWh | After Competition Groups | 245.8914 | 0 | 0 | 2705.2225 | 0.090895 | 6 | Industrial_2037_SC D_GWh_After Competition Groups_6 | Efficient Compressed Air Nozzles | 9.09% | 0 | 245.8914 | Industrial_2037_SC D_GWh_After Competition Groups_Efficient Compressed Air Nozzles
Industrial | Ind ¦ Pump Equipment Upgrade | 2037 | SC D | GWh | After Competition Groups | 164.6609 | 0 | 0 | 2705.2225 | 0.060868 | 7 | Industrial_2037_SC D_GWh_After Competition Groups_7 | Pump Equipment Upgrade | 6.087% | 0 | 164.6609 | Industrial_2037_SC D_GWh_After Competition Groups_Pump Equipment Upgrade
Industrial | Ind ¦ High Efficiency HVAC Fans | 2037 | SC D | GWh | After Competition Groups | 160.2632 | 0 | 0 | 2705.2225 | 0.059242 | 8 | Industrial_2037_SC D_GWh_After Competition Groups_8 | High Efficiency HVAC Fans | 5.924% | 0 | 160.2632 | Industrial_2037_SC D_GWh_After Competition Groups_High Efficiency HVAC Fans
Industrial | Ind ¦ Fan System Optimization | 2037 | SC D | GWh | After Competition Groups | 61.5544 | 0 | 0 | 2705.2225 | 0.022754 | 9 | Industrial_2037_SC D_GWh_After Competition Groups_9 | Fan System Optimization | 2.275% | 0 | 61.5544 | Industrial_2037_SC D_GWh_After Competition Groups_Fan System Optimization
Industrial | Ind ¦ Process Optimization (Elec) | 2037 | SC D | GWh | After Competition Groups | 55.7454 | 0 | 0 | 2705.2225 | 0.020607 | 10 | Industrial_2037_SC D_GWh_After Competition Groups_10 | Process Optimization (Elec) | 2.061% | 0 | 55.7454 | Industrial_2037_SC D_GWh_After Competition Groups_Process Optimization (Elec)
Industrial | Ind ¦ Greenhouse Grow Lights | 2037 | SC D | GWh | After Competition Groups | 53.4337 | 0 | 0 | 2705.2225 | 0.019752 | 11 | Industrial_2037_SC D_GWh_After Competition Groups_11 | Greenhouse Grow Lights | 1.975% | 0 | 53.4337 | Industrial_2037_SC D_GWh_After Competition Groups_Greenhouse Grow Lights
Industrial | Ind ¦ Material Handling Improvements | 2037 | SC D | GWh | After Competition Groups | 51.0682 | 0 | 0 | 2705.2225 | 0.018878 | 12 | Industrial_2037_SC D_GWh_After Competition Groups_12 | Material Handling Improvements | 1.888% | 0 | 51.0682 | Industrial_2037_SC D_GWh_After Competition Groups_Material Handling Improvements
Industrial | Ind ¦ Refiner Plate Improvements | 2037 | SC D | GWh | After Competition Groups | 28.3923 | 0 | 0 | 2705.2225 | 0.010495 | 13 | Industrial_2037_SC D_GWh_After Competition Groups_13 | Refiner Plate Improvements | 1.05% | 0 | 28.3923 | Industrial_2037_SC D_GWh_After Competition Groups_Refiner Plate Improvements
Industrial | Ind ¦ Process Heat Recovery | 2037 | SC D | GWh | After Competition Groups | 18.3386 | 0 | 0 | 2705.2225 | 0.006779 | 14 | Industrial_2037_SC D_GWh_After Competition Groups_14 | Process Heat Recovery | 0.6779% | 0 | 18.3386 | Industrial_2037_SC D_GWh_After Competition Groups_Process Heat Recovery
Industrial | Ind ¦ HE Lighting | 2037 | SC D | GWh | After Competition Groups | 14.4288 | 0 | 0 | 2705.2225 | 0.0053337 | 15 | Industrial_2037_SC D_GWh_After Competition Groups_15 | HE Lighting | 0.5334% | 0 | 14.4288 | Industrial_2037_SC D_GWh_After Competition Groups_HE Lighting
Industrial | Ind ¦ Improved Controls - Process Cooling | 2037 | SC D | GWh | After Competition Groups | 14.3195 | 0 | 0 | 2705.2225 | 0.0052933 | 16 | Industrial_2037_SC D_GWh_After Competition Groups_16 | Improved Controls - Process Cooling | 0.5293% | 0 | 14.3195 | Industrial_2037_SC D_GWh_After Competition Groups_Improved Controls - Process Cooling
Industrial | Ind ¦ VAV Conversion Project | 2037 | SC D | GWh | After Competition Groups | 12.1584 | 0 | 0 | 2705.2225 | 0.0044944 | 17 | Industrial_2037_SC D_GWh_After Competition Groups_17 | VAV Conversion Project | 0.4494% | 0 | 12.1584 | Industrial_2037_SC D_GWh_After Competition Groups_VAV Conversion Project
Industrial | Ind ¦ Ventilation Optimization | 2037 | SC D | GWh | After Competition Groups | 11.0801 | 0 | 0 | 2705.2225 | 0.0040958 | 18 | Industrial_2037_SC D_GWh_After Competition Groups_18 | Ventilation Optimization | 0.4096% | 0 | 11.0801 | Industrial_2037_SC D_GWh_After Competition Groups_Ventilation Optimization
Industrial | Ind ¦ Process Improvements | 2037 | SC D | GWh | After Competition Groups | 10.0297 | 0 | 0 | 2705.2225 | 0.0037075 | 19 | Industrial_2037_SC D_GWh_After Competition Groups_19 | Process Improvements | 0.3708% | 0 | 10.0297 | Industrial_2037_SC D_GWh_After Competition Groups_Process Improvements
Industrial | Ind ¦ Cooling Tower Optimization | 2037 | SC D | GWh | After Competition Groups | 8.4026 | 0 | 0 | 2705.2225 | 0.0031061 | 20 | Industrial_2037_SC D_GWh_After Competition Groups_20 | Cooling Tower Optimization | 0.3106% | 0 | 8.4026 | Industrial_2037_SC D_GWh_After Competition Groups_Cooling Tower Optimization
Industrial | Ind ¦ Improved Controls - Process Heating | 2037 | SC D | GWh | After Competition Groups | 6.5288 | 0 | 0 | 2705.2225 | 0.0024134 | 21 | Industrial_2037_SC D_GWh_After Competition Groups_21 | Improved Controls - Process Heating | 0.2413% | 0 | 6.5288 | Industrial_2037_SC D_GWh_After Competition Groups_Improved Controls - Process Heating
Industrial | Ind ¦ High Efficiency Battery Charger | 2037 | SC D | GWh | After Competition Groups | 6.5209 | 0 | 0 | 2705.2225 | 0.0024105 | 22 | Industrial_2037_SC D_GWh_After Competition Groups_22 | High Efficiency Battery Charger | 0.241% | 0 | 6.5209 | Industrial_2037_SC D_GWh_After Competition Groups_High Efficiency Battery Charger
Industrial | Ind ¦ Engine Block Heater Timer | 2037 | SC D | GWh | After Competition Groups | 4.06 | 0 | 0 | 2705.2225 | 0.0015008 | 23 | Industrial_2037_SC D_GWh_After Competition Groups_23 | Engine Block Heater Timer | 0.1501% | 0 | 4.06 | Industrial_2037_SC D_GWh_After Competition Groups_Engine Block Heater Timer
Industrial | Ind ¦ Refrigeration Compressor VFD | 2037 | SC D | GWh | After Competition Groups | 3.9567 | 0 | 0 | 2705.2225 | 0.0014626 | 24 | Industrial_2037_SC D_GWh_After Competition Groups_24 | Refrigeration Compressor VFD | 0.1463% | 0 | 3.9567 | Industrial_2037_SC D_GWh_After Competition Groups_Refrigeration Compressor VFD
Industrial | Ind ¦ Pulp and Paper Process Improvements | 2037 | SC D | GWh | After Competition Groups | 3.8478 | 0 | 0 | 2705.2225 | 0.0014223 | 25 | Industrial_2037_SC D_GWh_After Competition Groups_25 | Pulp and Paper Process Improvements | 0.1422% | 0 | 3.8478 | Industrial_2037_SC D_GWh_After Competition Groups_Pulp and Paper Process Improvements
Industrial | Ind ¦ Efficient Irrigation | 2037 | SC D | GWh | After Competition Groups | 2.5068 | 0 | 0 | 2705.2225 | 0.00092664 | 26 | Industrial_2037_SC D_GWh_After Competition Groups_26 | Efficient Irrigation | 0.09266% | 0 | 2.5068 | Industrial_2037_SC D_GWh_After Competition Groups_Efficient Irrigation
Industrial | Ind ¦ Air Compressor Heat Recovery | 2037 | SC D | GWh | After Competition Groups | 1.7612 | 0 | 0 | 2705.2225 | 0.00065105 | 27 | Industrial_2037_SC D_GWh_After Competition Groups_27 | Air Compressor Heat Recovery | 0.0651% | 0 | 1.7612 | Industrial_2037_SC D_GWh_After Competition Groups_Air Compressor Heat Recovery
Industrial | Ind ¦ Dairy Pre-Cooler | 2037 | SC D | GWh | After Competition Groups | 1.0433 | 0 | 0 | 2705.2225 | 0.00038565 | 28 | Industrial_2037_SC D_GWh_After Competition Groups_28 | Dairy Pre-Cooler | 0.03856% | 0 | 1.0433 | Industrial_2037_SC D_GWh_After Competition Groups_Dairy Pre-Cooler
Industrial | Ind ¦ Efficient Refrigeration Compressor | 2037 | SC D | GWh | After Competition Groups | 0.85514 | 0 | 0 | 2705.2225 | 0.00031611 | 29 | Industrial_2037_SC D_GWh_After Competition Groups_29 | Efficient Refrigeration Compressor | 0.03161% | 0 | 0.85514 | Industrial_2037_SC D_GWh_After Competition Groups_Efficient Refrigeration Compressor
Industrial | Ind ¦ Free Cooling | 2037 | SC D | GWh | After Competition Groups | 0.42958 | 0 | 0 | 2705.2225 | 0.0001588 | 30 | Industrial_2037_SC D_GWh_After Competition Groups_30 | Free Cooling | 0.01588% | 0 | 0.42958 | Industrial_2037_SC D_GWh_After Competition Groups_Free Cooling
Industrial | Ind ¦ Heat Lamps/Heat Pad | 2037 | SC D | GWh | After Competition Groups | 0.33389 | 0 | 0 | 2705.2225 | 0.00012342 | 31 | Industrial_2037_SC D_GWh_After Competition Groups_31 | Heat Lamps/Heat Pad | 0.01234% | 0 | 0.33389 | Industrial_2037_SC D_GWh_After Competition Groups_Heat Lamps/Heat Pad
Industrial | Ind ¦ Pump System Optimization | 2037 | Technical | GWh | After Competition Groups | 928.5198 | 0 | 0 | 6027.0511 | 0.15406 | 1 | Industrial_2037_Technical_GWh_After Competition Groups_1 | Pump System Optimization | 15.41% | 0 | 928.5198 | Industrial_2037_Technical_GWh_After Competition Groups_Pump System Optimization
Industrial | Ind ¦ HE Lighting | 2037 | Technical | GWh | After Competition Groups | 719.4866 | 0 | 0 | 6027.0511 | 0.11938 | 2 | Industrial_2037_Technical_GWh_After Competition Groups_2 | HE Lighting | 11.94% | 0 | 719.4866 | Industrial_2037_Technical_GWh_After Competition Groups_HE Lighting
Industrial | Ind ¦ Air Leak Survey and Repair | 2037 | Technical | GWh | After Competition Groups | 612.1628 | 0 | 0 | 6027.0511 | 0.10157 | 3 | Industrial_2037_Technical_GWh_After Competition Groups_3 | Air Leak Survey and Repair | 10.16% | 0 | 612.1628 | Industrial_2037_Technical_GWh_After Competition Groups_Air Leak Survey and Repair
Industrial | Ind ¦ Air Compressor Optimization | 2037 | Technical | GWh | After Competition Groups | 498.3445 | 0 | 0 | 6027.0511 | 0.082685 | 4 | Industrial_2037_Technical_GWh_After Competition Groups_4 | Air Compressor Optimization | 8.268% | 0 | 498.3445 | Industrial_2037_Technical_GWh_After Competition Groups_Air Compressor Optimization
Industrial | Ind ¦ Efficient Compressed Air Nozzles | 2037 | Technical | GWh | After Competition Groups | 483.2808 | 0 | 0 | 6027.0511 | 0.080185 | 5 | Industrial_2037_Technical_GWh_After Competition Groups_5 | Efficient Compressed Air Nozzles | 8.019% | 0 | 483.2808 | Industrial_2037_Technical_GWh_After Competition Groups_Efficient Compressed Air Nozzles
Industrial | Ind ¦ Recommissioning | 2037 | Technical | GWh | After Competition Groups | 424.4732 | 0 | 0 | 6027.0511 | 0.070428 | 6 | Industrial_2037_Technical_GWh_After Competition Groups_6 | Recommissioning | 7.043% | 0 | 424.4732 | Industrial_2037_Technical_GWh_After Competition Groups_Recommissioning
Industrial | Ind ¦ SEM | 2037 | Technical | GWh | After Competition Groups | 424.4732 | 0 | 0 | 6027.0511 | 0.070428 | 7 | Industrial_2037_Technical_GWh_After Competition Groups_7 | SEM | 7.043% | 0 | 424.4732 | Industrial_2037_Technical_GWh_After Competition Groups_SEM
Industrial | Ind ¦ Pump Equipment Upgrade | 2037 | Technical | GWh | After Competition Groups | 408.167 | 0 | 0 | 6027.0511 | 0.067722 | 8 | Industrial_2037_Technical_GWh_After Competition Groups_8 | Pump Equipment Upgrade | 6.772% | 0 | 408.167 | Industrial_2037_Technical_GWh_After Competition Groups_Pump Equipment Upgrade
Industrial | Ind ¦ High Efficiency HVAC Fans | 2037 | Technical | GWh | After Competition Groups | 258.8561 | 0 | 0 | 6027.0511 | 0.042949 | 9 | Industrial_2037_Technical_GWh_After Competition Groups_9 | High Efficiency HVAC Fans | 4.295% | 0 | 258.8561 | Industrial_2037_Technical_GWh_After Competition Groups_High Efficiency HVAC Fans
Industrial | Ind ¦ Premium Efficient Motors | 2037 | Technical | GWh | After Competition Groups | 178.7099 | 0 | 0 | 6027.0511 | 0.029651 | 10 | Industrial_2037_Technical_GWh_After Competition Groups_10 | Premium Efficient Motors | 2.965% | 0 | 178.7099 | Industrial_2037_Technical_GWh_After Competition Groups_Premium Efficient Motors
Industrial | Ind ¦ Greenhouse Grow Lights | 2037 | Technical | GWh | After Competition Groups | 172.4872 | 0 | 0 | 6027.0511 | 0.028619 | 11 | Industrial_2037_Technical_GWh_After Competition Groups_11 | Greenhouse Grow Lights | 2.862% | 0 | 172.4872 | Industrial_2037_Technical_GWh_After Competition Groups_Greenhouse Grow Lights
Industrial | Ind ¦ Process Optimization (Elec) | 2037 | Technical | GWh | After Competition Groups | 171.1673 | 0 | 0 | 6027.0511 | 0.0284 | 12 | Industrial_2037_Technical_GWh_After Competition Groups_12 | Process Optimization (Elec) | 2.84% | 0 | 171.1673 | Industrial_2037_Technical_GWh_After Competition Groups_Process Optimization (Elec)
Industrial | Ind ¦ Material Handling Improvements | 2037 | Technical | GWh | After Competition Groups | 77.4396 | 0 | 0 | 6027.0511 | 0.012849 | 13 | Industrial_2037_Technical_GWh_After Competition Groups_13 | Material Handling Improvements | 1.285% | 0 | 77.4396 | Industrial_2037_Technical_GWh_After Competition Groups_Material Handling Improvements
Industrial | Ind ¦ HE HVAC Controls | 2037 | Technical | GWh | After Competition Groups | 77.2198 | 0 | 0 | 6027.0511 | 0.012812 | 14 | Industrial_2037_Technical_GWh_After Competition Groups_14 | HE HVAC Controls | 1.281% | 0 | 77.2198 | Industrial_2037_Technical_GWh_After Competition Groups_HE HVAC Controls
Industrial | Ind ¦ Fan System Optimization | 2037 | Technical | GWh | After Competition Groups | 68.64 | 0 | 0 | 6027.0511 | 0.011389 | 15 | Industrial_2037_Technical_GWh_After Competition Groups_15 | Fan System Optimization | 1.139% | 0 | 68.64 | Industrial_2037_Technical_GWh_After Competition Groups_Fan System Optimization
Industrial | Ind ¦ Pulp and Paper Process Improvements | 2037 | Technical | GWh | After Competition Groups | 65.4106 | 0 | 0 | 6027.0511 | 0.010853 | 16 | Industrial_2037_Technical_GWh_After Competition Groups_16 | Pulp and Paper Process Improvements | 1.085% | 0 | 65.4106 | Industrial_2037_Technical_GWh_After Competition Groups_Pulp and Paper Process Improvements
Industrial | Ind ¦ Refiner Plate Improvements | 2037 | Technical | GWh | After Competition Groups | 59.5231 | 0 | 0 | 6027.0511 | 0.009876 | 17 | Industrial_2037_Technical_GWh_After Competition Groups_17 | Refiner Plate Improvements | 0.9876% | 0 | 59.5231 | Industrial_2037_Technical_GWh_After Competition Groups_Refiner Plate Improvements
Industrial | Ind ¦ HE HVAC Units | 2037 | Technical | GWh | After Competition Groups | 54.3168 | 0 | 0 | 6027.0511 | 0.0090122 | 18 | Industrial_2037_Technical_GWh_After Competition Groups_18 | HE HVAC Units | 0.9012% | 0 | 54.3168 | Industrial_2037_Technical_GWh_After Competition Groups_HE HVAC Units
Industrial | Ind ¦ Ventilation Optimization | 2037 | Technical | GWh | After Competition Groups | 37.1963 | 0 | 0 | 6027.0511 | 0.0061716 | 19 | Industrial_2037_Technical_GWh_After Competition Groups_19 | Ventilation Optimization | 0.6172% | 0 | 37.1963 | Industrial_2037_Technical_GWh_After Competition Groups_Ventilation Optimization
Industrial | Ind ¦ Process Heat Recovery | 2037 | Technical | GWh | After Competition Groups | 36.7377 | 0 | 0 | 6027.0511 | 0.0060955 | 20 | Industrial_2037_Technical_GWh_After Competition Groups_20 | Process Heat Recovery | 0.6095% | 0 | 36.7377 | Industrial_2037_Technical_GWh_After Competition Groups_Process Heat Recovery
Industrial | Ind ¦ High Efficiency Battery Charger | 2037 | Technical | GWh | After Competition Groups | 24.6391 | 0 | 0 | 6027.0511 | 0.0040881 | 21 | Industrial_2037_Technical_GWh_After Competition Groups_21 | High Efficiency Battery Charger | 0.4088% | 0 | 24.6391 | Industrial_2037_Technical_GWh_After Competition Groups_High Efficiency Battery Charger
Industrial | Ind ¦ Cold Storage Retrofit | 2037 | Technical | GWh | After Competition Groups | 23.7556 | 0 | 0 | 6027.0511 | 0.0039415 | 22 | Industrial_2037_Technical_GWh_After Competition Groups_22 | Cold Storage Retrofit | 0.3942% | 0 | 23.7556 | Industrial_2037_Technical_GWh_After Competition Groups_Cold Storage Retrofit
Industrial | Ind ¦ VAV Conversion Project | 2037 | Technical | GWh | After Competition Groups | 23.233 | 0 | 0 | 6027.0511 | 0.0038548 | 23 | Industrial_2037_Technical_GWh_After Competition Groups_23 | VAV Conversion Project | 0.3855% | 0 | 23.233 | Industrial_2037_Technical_GWh_After Competition Groups_VAV Conversion Project
Industrial | Ind ¦ Synchronous Belts | 2037 | Technical | GWh | After Competition Groups | 21.347 | 0 | 0 | 6027.0511 | 0.0035419 | 24 | Industrial_2037_Technical_GWh_After Competition Groups_24 | Synchronous Belts | 0.3542% | 0 | 21.347 | Industrial_2037_Technical_GWh_After Competition Groups_Synchronous Belts
Industrial | Ind ¦ Improved Controls - Process Cooling | 2037 | Technical | GWh | After Competition Groups | 20.4536 | 0 | 0 | 6027.0511 | 0.0033936 | 25 | Industrial_2037_Technical_GWh_After Competition Groups_25 | Improved Controls - Process Cooling | 0.3394% | 0 | 20.4536 | Industrial_2037_Technical_GWh_After Competition Groups_Improved Controls - Process Cooling
Industrial | Ind ¦ HVLS Fans | 2037 | Technical | GWh | After Competition Groups | 20.2733 | 0 | 0 | 6027.0511 | 0.0033637 | 26 | Industrial_2037_Technical_GWh_After Competition Groups_26 | HVLS Fans | 0.3364% | 0 | 20.2733 | Industrial_2037_Technical_GWh_After Competition Groups_HVLS Fans
Industrial | Ind ¦ Efficient Irrigation | 2037 | Technical | GWh | After Competition Groups | 19.7032 | 0 | 0 | 6027.0511 | 0.0032691 | 27 | Industrial_2037_Technical_GWh_After Competition Groups_27 | Efficient Irrigation | 0.3269% | 0 | 19.7032 | Industrial_2037_Technical_GWh_After Competition Groups_Efficient Irrigation
Industrial | Ind ¦ Process Improvements | 2037 | Technical | GWh | After Competition Groups | 17.4166 | 0 | 0 | 6027.0511 | 0.0028897 | 28 | Industrial_2037_Technical_GWh_After Competition Groups_28 | Process Improvements | 0.289% | 0 | 17.4166 | Industrial_2037_Technical_GWh_After Competition Groups_Process Improvements
Industrial | Ind ¦ Refrigeration Compressor VFD | 2037 | Technical | GWh | After Competition Groups | 13.4931 | 0 | 0 | 6027.0511 | 0.0022388 | 29 | Industrial_2037_Technical_GWh_After Competition Groups_29 | Refrigeration Compressor VFD | 0.2239% | 0 | 13.4931 | Industrial_2037_Technical_GWh_After Competition Groups_Refrigeration Compressor VFD
Industrial | Ind ¦ Efficient Transformer | 2037 | Technical | GWh | After Competition Groups | 12.3195 | 0 | 0 | 6027.0511 | 0.002044 | 30 | Industrial_2037_Technical_GWh_After Competition Groups_30 | Efficient Transformer | 0.2044% | 0 | 12.3195 | Industrial_2037_Technical_GWh_After Competition Groups_Efficient Transformer
Industrial | Ind ¦ Chiller Optimization | 2037 | Technical | GWh | After Competition Groups | 11.0394 | 0 | 0 | 6027.0511 | 0.0018316 | 31 | Industrial_2037_Technical_GWh_After Competition Groups_31 | Chiller Optimization | 0.1832% | 0 | 11.0394 | Industrial_2037_Technical_GWh_After Competition Groups_Chiller Optimization
Industrial | Ind ¦ Improved Controls - Process Heating | 2037 | Technical | GWh | After Competition Groups | 10.7224 | 0 | 0 | 6027.0511 | 0.001779 | 32 | Industrial_2037_Technical_GWh_After Competition Groups_32 | Improved Controls - Process Heating | 0.1779% | 0 | 10.7224 | Industrial_2037_Technical_GWh_After Competition Groups_Improved Controls - Process Heating
Industrial | Ind ¦ High Efficiency Welders | 2037 | Technical | GWh | After Competition Groups | 9.8489 | 0 | 0 | 6027.0511 | 0.0016341 | 33 | Industrial_2037_Technical_GWh_After Competition Groups_33 | High Efficiency Welders | 0.1634% | 0 | 9.8489 | Industrial_2037_Technical_GWh_After Competition Groups_High Efficiency Welders
Industrial | Ind ¦ Cooling Tower Optimization | 2037 | Technical | GWh | After Competition Groups | 8.6953 | 0 | 0 | 6027.0511 | 0.0014427 | 34 | Industrial_2037_Technical_GWh_After Competition Groups_34 | Cooling Tower Optimization | 0.1443% | 0 | 8.6953 | Industrial_2037_Technical_GWh_After Competition Groups_Cooling Tower Optimization
Industrial | Ind ¦ Low Energy Livestock Waterers | 2037 | Technical | GWh | After Competition Groups | 7.0455 | 0 | 0 | 6027.0511 | 0.001169 | 35 | Industrial_2037_Technical_GWh_After Competition Groups_35 | Low Energy Livestock Waterers | 0.1169% | 0 | 7.0455 | Industrial_2037_Technical_GWh_After Competition Groups_Low Energy Livestock Waterers
Industrial | Ind ¦ Engine Block Heater Timer | 2037 | Technical | GWh | After Competition Groups | 6.682 | 0 | 0 | 6027.0511 | 0.0011087 | 36 | Industrial_2037_Technical_GWh_After Competition Groups_36 | Engine Block Heater Timer | 0.1109% | 0 | 6.682 | Industrial_2037_Technical_GWh_After Competition Groups_Engine Block Heater Timer
Industrial | Ind ¦ Free Cooling | 2037 | Technical | GWh | After Competition Groups | 5.3343 | 0 | 0 | 6027.0511 | 0.00088506 | 37 | Industrial_2037_Technical_GWh_After Competition Groups_37 | Free Cooling | 0.08851% | 0 | 5.3343 | Industrial_2037_Technical_GWh_After Competition Groups_Free Cooling
Industrial | Ind ¦ Dairy Pre-Cooler | 2037 | Technical | GWh | After Competition Groups | 5.2986 | 0 | 0 | 6027.0511 | 0.00087914 | 38 | Industrial_2037_Technical_GWh_After Competition Groups_38 | Dairy Pre-Cooler | 0.08791% | 0 | 5.2986 | Industrial_2037_Technical_GWh_After Competition Groups_Dairy Pre-Cooler
Industrial | Ind ¦ Air Compressor Heat Recovery | 2037 | Technical | GWh | After Competition Groups | 2.8122 | 0 | 0 | 6027.0511 | 0.00046659 | 39 | Industrial_2037_Technical_GWh_After Competition Groups_39 | Air Compressor Heat Recovery | 0.04666% | 0 | 2.8122 | Industrial_2037_Technical_GWh_After Competition Groups_Air Compressor Heat Recovery
Industrial | Ind ¦ Optimize Compressed Air Dryer | 2037 | Technical | GWh | After Competition Groups | 2.1003 | 0 | 0 | 6027.0511 | 0.00034848 | 40 | Industrial_2037_Technical_GWh_After Competition Groups_40 | Optimize Compressed Air Dryer | 0.03485% | 0 | 2.1003 | Industrial_2037_Technical_GWh_After Competition Groups_Optimize Compressed Air Dryer
Industrial | Ind ¦ Heat Lamps/Heat Pad | 2037 | Technical | GWh | After Competition Groups | 1.4949 | 0 | 0 | 6027.0511 | 0.00024804 | 41 | Industrial_2037_Technical_GWh_After Competition Groups_41 | Heat Lamps/Heat Pad | 0.0248% | 0 | 1.4949 | Industrial_2037_Technical_GWh_After Competition Groups_Heat Lamps/Heat Pad
Industrial | Ind ¦ Efficient Refrigeration Compressor | 2037 | Technical | GWh | After Competition Groups | 1.1035 | 0 | 0 | 6027.0511 | 0.0001831 | 42 | Industrial_2037_Technical_GWh_After Competition Groups_42 | Efficient Refrigeration Compressor | 0.01831% | 0 | 1.1035 | Industrial_2037_Technical_GWh_After Competition Groups_Efficient Refrigeration Compressor
Industrial | Ind ¦ Creep Heat Controller | 2037 | Technical | GWh | After Competition Groups | 0.91743 | 0 | 0 | 6027.0511 | 0.00015222 | 43 | Industrial_2037_Technical_GWh_After Competition Groups_43 | Creep Heat Controller | 0.01522% | 0 | 0.91743 | Industrial_2037_Technical_GWh_After Competition Groups_Creep Heat Controller
Industrial | Ind ¦ Dual and Natural Exhaust Ventilation Systems | 2037 | Technical | GWh | After Competition Groups | 0.41875 | 0 | 0 | 6027.0511 | 6.9478e-05 | 44 | Industrial_2037_Technical_GWh_After Competition Groups_44 | Dual and Natural Exhaust Ventilation Systems | 0.006948% | 0 | 0.41875 | Industrial_2037_Technical_GWh_After Competition Groups_Dual and Natural Exhaust Ventilation Systems
Industrial | Ind ¦ Dairy Water Heater | 2037 | Technical | GWh | After Competition Groups | 0.29106 | 0 | 0 | 6027.0511 | 4.8292e-05 | 45 | Industrial_2037_Technical_GWh_After Competition Groups_45 | Dairy Water Heater | 0.004829% | 0 | 0.29106 | Industrial_2037_Technical_GWh_After Competition Groups_Dairy Water Heater
Industrial | Ind ¦ Pump System Optimization | 2038 | Economic | GWh | After Competition Groups | 911.4716 | 0 | 0 | 5597.7855 | 0.16283 | 1 | Industrial_2038_Economic_GWh_After Competition Groups_1 | Pump System Optimization | 16.28% | 0 | 911.4716 | Industrial_2038_Economic_GWh_After Competition Groups_Pump System Optimization
Industrial | Ind ¦ HE Lighting | 2038 | Economic | GWh | After Competition Groups | 727.5225 | 0 | 0 | 5597.7855 | 0.12997 | 2 | Industrial_2038_Economic_GWh_After Competition Groups_2 | HE Lighting | 13% | 0 | 727.5225 | Industrial_2038_Economic_GWh_After Competition Groups_HE Lighting
Industrial | Ind ¦ Air Leak Survey and Repair | 2038 | Economic | GWh | After Competition Groups | 611.8863 | 0 | 0 | 5597.7855 | 0.10931 | 3 | Industrial_2038_Economic_GWh_After Competition Groups_3 | Air Leak Survey and Repair | 10.93% | 0 | 611.8863 | Industrial_2038_Economic_GWh_After Competition Groups_Air Leak Survey and Repair
Industrial | Ind ¦ Air Compressor Optimization | 2038 | Economic | GWh | After Competition Groups | 503.8001 | 0 | 0 | 5597.7855 | 0.09 | 4 | Industrial_2038_Economic_GWh_After Competition Groups_4 | Air Compressor Optimization | 9% | 0 | 503.8001 | Industrial_2038_Economic_GWh_After Competition Groups_Air Compressor Optimization
Industrial | Ind ¦ Efficient Compressed Air Nozzles | 2038 | Economic | GWh | After Competition Groups | 487.1772 | 0 | 0 | 5597.7855 | 0.08703 | 5 | Industrial_2038_Economic_GWh_After Competition Groups_5 | Efficient Compressed Air Nozzles | 8.703% | 0 | 487.1772 | Industrial_2038_Economic_GWh_After Competition Groups_Efficient Compressed Air Nozzles
Industrial | Ind ¦ Recommissioning | 2038 | Economic | GWh | After Competition Groups | 424.1848 | 0 | 0 | 5597.7855 | 0.075777 | 6 | Industrial_2038_Economic_GWh_After Competition Groups_6 | Recommissioning | 7.578% | 0 | 424.1848 | Industrial_2038_Economic_GWh_After Competition Groups_Recommissioning
Industrial | Ind ¦ SEM | 2038 | Economic | GWh | After Competition Groups | 424.1848 | 0 | 0 | 5597.7855 | 0.075777 | 7 | Industrial_2038_Economic_GWh_After Competition Groups_7 | SEM | 7.578% | 0 | 424.1848 | Industrial_2038_Economic_GWh_After Competition Groups_SEM
Industrial | Ind ¦ Pump Equipment Upgrade | 2038 | Economic | GWh | After Competition Groups | 412.9541 | 0 | 0 | 5597.7855 | 0.073771 | 8 | Industrial_2038_Economic_GWh_After Competition Groups_8 | Pump Equipment Upgrade | 7.377% | 0 | 412.9541 | Industrial_2038_Economic_GWh_After Competition Groups_Pump Equipment Upgrade
Industrial | Ind ¦ High Efficiency HVAC Fans | 2038 | Economic | GWh | After Competition Groups | 261.7239 | 0 | 0 | 5597.7855 | 0.046755 | 9 | Industrial_2038_Economic_GWh_After Competition Groups_9 | High Efficiency HVAC Fans | 4.675% | 0 | 261.7239 | Industrial_2038_Economic_GWh_After Competition Groups_High Efficiency HVAC Fans
Industrial | Ind ¦ Greenhouse Grow Lights | 2038 | Economic | GWh | After Competition Groups | 173.8583 | 0 | 0 | 5597.7855 | 0.031058 | 10 | Industrial_2038_Economic_GWh_After Competition Groups_10 | Greenhouse Grow Lights | 3.106% | 0 | 173.8583 | Industrial_2038_Economic_GWh_After Competition Groups_Greenhouse Grow Lights
Industrial | Ind ¦ Process Optimization (Elec) | 2038 | Economic | GWh | After Competition Groups | 170.9985 | 0 | 0 | 5597.7855 | 0.030548 | 11 | Industrial_2038_Economic_GWh_After Competition Groups_11 | Process Optimization (Elec) | 3.055% | 0 | 170.9985 | Industrial_2038_Economic_GWh_After Competition Groups_Process Optimization (Elec)
Industrial | Ind ¦ Material Handling Improvements | 2038 | Economic | GWh | After Competition Groups | 78.0921 | 0 | 0 | 5597.7855 | 0.013951 | 12 | Industrial_2038_Economic_GWh_After Competition Groups_12 | Material Handling Improvements | 1.395% | 0 | 78.0921 | Industrial_2038_Economic_GWh_After Competition Groups_Material Handling Improvements
Industrial | Ind ¦ Fan System Optimization | 2038 | Economic | GWh | After Competition Groups | 68.9952 | 0 | 0 | 5597.7855 | 0.012325 | 13 | Industrial_2038_Economic_GWh_After Competition Groups_13 | Fan System Optimization | 1.233% | 0 | 68.9952 | Industrial_2038_Economic_GWh_After Competition Groups_Fan System Optimization
Industrial | Ind ¦ Pulp and Paper Process Improvements | 2038 | Economic | GWh | After Competition Groups | 65.4584 | 0 | 0 | 5597.7855 | 0.011694 | 14 | Industrial_2038_Economic_GWh_After Competition Groups_14 | Pulp and Paper Process Improvements | 1.169% | 0 | 65.4584 | Industrial_2038_Economic_GWh_After Competition Groups_Pulp and Paper Process Improvements
Industrial | Ind ¦ Refiner Plate Improvements | 2038 | Economic | GWh | After Competition Groups | 60.4101 | 0 | 0 | 5597.7855 | 0.010792 | 15 | Industrial_2038_Economic_GWh_After Competition Groups_15 | Refiner Plate Improvements | 1.079% | 0 | 60.4101 | Industrial_2038_Economic_GWh_After Competition Groups_Refiner Plate Improvements
Industrial | Ind ¦ Process Heat Recovery | 2038 | Economic | GWh | After Competition Groups | 36.7157 | 0 | 0 | 5597.7855 | 0.006559 | 16 | Industrial_2038_Economic_GWh_After Competition Groups_16 | Process Heat Recovery | 0.6559% | 0 | 36.7157 | Industrial_2038_Economic_GWh_After Competition Groups_Process Heat Recovery
Industrial | Ind ¦ High Efficiency Battery Charger | 2038 | Economic | GWh | After Competition Groups | 24.9477 | 0 | 0 | 5597.7855 | 0.0044567 | 17 | Industrial_2038_Economic_GWh_After Competition Groups_17 | High Efficiency Battery Charger | 0.4457% | 0 | 24.9477 | Industrial_2038_Economic_GWh_After Competition Groups_High Efficiency Battery Charger
Industrial | Ind ¦ VAV Conversion Project | 2038 | Economic | GWh | After Competition Groups | 23.2042 | 0 | 0 | 5597.7855 | 0.0041452 | 18 | Industrial_2038_Economic_GWh_After Competition Groups_18 | VAV Conversion Project | 0.4145% | 0 | 23.2042 | Industrial_2038_Economic_GWh_After Competition Groups_VAV Conversion Project
Industrial | Ind ¦ Improved Controls - Process Cooling | 2038 | Economic | GWh | After Competition Groups | 20.4418 | 0 | 0 | 5597.7855 | 0.0036518 | 19 | Industrial_2038_Economic_GWh_After Competition Groups_19 | Improved Controls - Process Cooling | 0.3652% | 0 | 20.4418 | Industrial_2038_Economic_GWh_After Competition Groups_Improved Controls - Process Cooling
Industrial | Ind ¦ Efficient Irrigation | 2038 | Economic | GWh | After Competition Groups | 19.8861 | 0 | 0 | 5597.7855 | 0.0035525 | 20 | Industrial_2038_Economic_GWh_After Competition Groups_20 | Efficient Irrigation | 0.3552% | 0 | 19.8861 | Industrial_2038_Economic_GWh_After Competition Groups_Efficient Irrigation
Industrial | Ind ¦ Ventilation Optimization | 2038 | Economic | GWh | After Competition Groups | 17.8791 | 0 | 0 | 5597.7855 | 0.003194 | 21 | Industrial_2038_Economic_GWh_After Competition Groups_21 | Ventilation Optimization | 0.3194% | 0 | 17.8791 | Industrial_2038_Economic_GWh_After Competition Groups_Ventilation Optimization
Industrial | Ind ¦ Process Improvements | 2038 | Economic | GWh | After Competition Groups | 17.4084 | 0 | 0 | 5597.7855 | 0.0031099 | 22 | Industrial_2038_Economic_GWh_After Competition Groups_22 | Process Improvements | 0.311% | 0 | 17.4084 | Industrial_2038_Economic_GWh_After Competition Groups_Process Improvements
Industrial | Ind ¦ Refrigeration Compressor VFD | 2038 | Economic | GWh | After Competition Groups | 13.6442 | 0 | 0 | 5597.7855 | 0.0024374 | 23 | Industrial_2038_Economic_GWh_After Competition Groups_23 | Refrigeration Compressor VFD | 0.2437% | 0 | 13.6442 | Industrial_2038_Economic_GWh_After Competition Groups_Refrigeration Compressor VFD
Industrial | Ind ¦ Improved Controls - Process Heating | 2038 | Economic | GWh | After Competition Groups | 10.7183 | 0 | 0 | 5597.7855 | 0.0019147 | 24 | Industrial_2038_Economic_GWh_After Competition Groups_24 | Improved Controls - Process Heating | 0.1915% | 0 | 10.7183 | Industrial_2038_Economic_GWh_After Competition Groups_Improved Controls - Process Heating
Industrial | Ind ¦ Cooling Tower Optimization | 2038 | Economic | GWh | After Competition Groups | 8.689 | 0 | 0 | 5597.7855 | 0.0015522 | 25 | Industrial_2038_Economic_GWh_After Competition Groups_25 | Cooling Tower Optimization | 0.1552% | 0 | 8.689 | Industrial_2038_Economic_GWh_After Competition Groups_Cooling Tower Optimization
Industrial | Ind ¦ Engine Block Heater Timer | 2038 | Economic | GWh | After Competition Groups | 6.6795 | 0 | 0 | 5597.7855 | 0.0011932 | 26 | Industrial_2038_Economic_GWh_After Competition Groups_26 | Engine Block Heater Timer | 0.1193% | 0 | 6.6795 | Industrial_2038_Economic_GWh_After Competition Groups_Engine Block Heater Timer
Industrial | Ind ¦ Dairy Pre-Cooler | 2038 | Economic | GWh | After Competition Groups | 5.3332 | 0 | 0 | 5597.7855 | 0.00095273 | 27 | Industrial_2038_Economic_GWh_After Competition Groups_27 | Dairy Pre-Cooler | 0.09527% | 0 | 5.3332 | Industrial_2038_Economic_GWh_After Competition Groups_Dairy Pre-Cooler
Industrial | Ind ¦ Free Cooling | 2038 | Economic | GWh | After Competition Groups | 5.3331 | 0 | 0 | 5597.7855 | 0.00095272 | 28 | Industrial_2038_Economic_GWh_After Competition Groups_28 | Free Cooling | 0.09527% | 0 | 5.3331 | Industrial_2038_Economic_GWh_After Competition Groups_Free Cooling
Industrial | Ind ¦ Air Compressor Heat Recovery | 2038 | Economic | GWh | After Competition Groups | 2.8084 | 0 | 0 | 5597.7855 | 0.00050171 | 29 | Industrial_2038_Economic_GWh_After Competition Groups_29 | Air Compressor Heat Recovery | 0.05017% | 0 | 2.8084 | Industrial_2038_Economic_GWh_After Competition Groups_Air Compressor Heat Recovery
Industrial | Ind ¦ Efficient Refrigeration Compressor | 2038 | Economic | GWh | After Competition Groups | 1.113 | 0 | 0 | 5597.7855 | 0.00019882 | 30 | Industrial_2038_Economic_GWh_After Competition Groups_30 | Efficient Refrigeration Compressor | 0.01988% | 0 | 1.113 | Industrial_2038_Economic_GWh_After Competition Groups_Efficient Refrigeration Compressor
Industrial | Ind ¦ Dairy Water Heater | 2038 | Economic | GWh | After Competition Groups | 0.14004 | 0 | 0 | 5597.7855 | 2.5017e-05 | 31 | Industrial_2038_Economic_GWh_After Competition Groups_31 | Dairy Water Heater | 0.002502% | 0 | 0.14004 | Industrial_2038_Economic_GWh_After Competition Groups_Dairy Water Heater
Industrial | Ind ¦ Heat Lamps/Heat Pad | 2038 | Economic | GWh | After Competition Groups | 0.12618 | 0 | 0 | 5597.7855 | 2.2541e-05 | 32 | Industrial_2038_Economic_GWh_After Competition Groups_32 | Heat Lamps/Heat Pad | 0.002254% | 0 | 0.12618 | Industrial_2038_Economic_GWh_After Competition Groups_Heat Lamps/Heat Pad
Industrial | Ind ¦ Pump System Optimization | 2038 | SC A | GWh | After Competition Groups | 494.758 | 5865009.6156 | 5.865 | 3021.9583 | 0.16372 | 1 | Industrial_2038_SC A_GWh_After Competition Groups_1 | Pump System Optimization | 16.37% | 5.865 | 494.758 | Industrial_2038_SC A_GWh_After Competition Groups_Pump System Optimization
Industrial | Ind ¦ Air Compressor Optimization | 2038 | SC A | GWh | After Competition Groups | 431.5822 | 441429.7232 | 0.44143 | 3021.9583 | 0.14282 | 2 | Industrial_2038_SC A_GWh_After Competition Groups_2 | Air Compressor Optimization | 14.28% | 0.44143 | 431.5822 | Industrial_2038_SC A_GWh_After Competition Groups_Air Compressor Optimization
Industrial | Ind ¦ Air Leak Survey and Repair | 2038 | SC A | GWh | After Competition Groups | 420.6712 | 535050.0784 | 0.53505 | 3021.9583 | 0.1392 | 3 | Industrial_2038_SC A_GWh_After Competition Groups_3 | Air Leak Survey and Repair | 13.92% | 0.53505 | 420.6712 | Industrial_2038_SC A_GWh_After Competition Groups_Air Leak Survey and Repair
Industrial | Ind ¦ Recommissioning | 2038 | SC A | GWh | After Competition Groups | 298.0213 | 2296614.3443 | 2.2966 | 3021.9583 | 0.098619 | 4 | Industrial_2038_SC A_GWh_After Competition Groups_4 | Recommissioning | 9.862% | 2.2966 | 298.0213 | Industrial_2038_SC A_GWh_After Competition Groups_Recommissioning
Industrial | Ind ¦ SEM | 2038 | SC A | GWh | After Competition Groups | 298.0213 | 2296614.3443 | 2.2966 | 3021.9583 | 0.098619 | 5 | Industrial_2038_SC A_GWh_After Competition Groups_5 | SEM | 9.862% | 2.2966 | 298.0213 | Industrial_2038_SC A_GWh_After Competition Groups_SEM
Industrial | Ind ¦ Efficient Compressed Air Nozzles | 2038 | SC A | GWh | After Competition Groups | 262.8487 | 491324.3062 | 0.49132 | 3021.9583 | 0.08698 | 6 | Industrial_2038_SC A_GWh_After Competition Groups_6 | Efficient Compressed Air Nozzles | 8.698% | 0.49132 | 262.8487 | Industrial_2038_SC A_GWh_After Competition Groups_Efficient Compressed Air Nozzles
Industrial | Ind ¦ Pump Equipment Upgrade | 2038 | SC A | GWh | After Competition Groups | 211.8778 | 3092055.6754 | 3.0921 | 3021.9583 | 0.070113 | 7 | Industrial_2038_SC A_GWh_After Competition Groups_7 | Pump Equipment Upgrade | 7.011% | 3.0921 | 211.8778 | Industrial_2038_SC A_GWh_After Competition Groups_Pump Equipment Upgrade
Industrial | Ind ¦ High Efficiency HVAC Fans | 2038 | SC A | GWh | After Competition Groups | 176.8456 | 2067706.8211 | 2.0677 | 3021.9583 | 0.05852 | 8 | Industrial_2038_SC A_GWh_After Competition Groups_8 | High Efficiency HVAC Fans | 5.852% | 2.0677 | 176.8456 | Industrial_2038_SC A_GWh_After Competition Groups_High Efficiency HVAC Fans
Industrial | Ind ¦ Greenhouse Grow Lights | 2038 | SC A | GWh | After Competition Groups | 65.3001 | 967960.5831 | 0.96796 | 3021.9583 | 0.021609 | 9 | Industrial_2038_SC A_GWh_After Competition Groups_9 | Greenhouse Grow Lights | 2.161% | 0.96796 | 65.3001 | Industrial_2038_SC A_GWh_After Competition Groups_Greenhouse Grow Lights
Industrial | Ind ¦ Fan System Optimization | 2038 | SC A | GWh | After Competition Groups | 60.6242 | 260059.9518 | 0.26006 | 3021.9583 | 0.020061 | 10 | Industrial_2038_SC A_GWh_After Competition Groups_10 | Fan System Optimization | 2.006% | 0.26006 | 60.6242 | Industrial_2038_SC A_GWh_After Competition Groups_Fan System Optimization
Industrial | Ind ¦ Process Optimization (Elec) | 2038 | SC A | GWh | After Competition Groups | 60.4027 | 668461.4337 | 0.66846 | 3021.9583 | 0.019988 | 11 | Industrial_2038_SC A_GWh_After Competition Groups_11 | Process Optimization (Elec) | 1.999% | 0.66846 | 60.4027 | Industrial_2038_SC A_GWh_After Competition Groups_Process Optimization (Elec)
Industrial | Ind ¦ Material Handling Improvements | 2038 | SC A | GWh | After Competition Groups | 53.176 | 147710.4939 | 0.14771 | 3021.9583 | 0.017597 | 12 | Industrial_2038_SC A_GWh_After Competition Groups_12 | Material Handling Improvements | 1.76% | 0.14771 | 53.176 | Industrial_2038_SC A_GWh_After Competition Groups_Material Handling Improvements
Industrial | Ind ¦ Refiner Plate Improvements | 2038 | SC A | GWh | After Competition Groups | 30.5595 | 214321.396 | 0.21432 | 3021.9583 | 0.010112 | 13 | Industrial_2038_SC A_GWh_After Competition Groups_13 | Refiner Plate Improvements | 1.011% | 0.21432 | 30.5595 | Industrial_2038_SC A_GWh_After Competition Groups_Refiner Plate Improvements
Industrial | Ind ¦ HE Lighting | 2038 | SC A | GWh | After Competition Groups | 27.6721 | 983970.1375 | 0.98397 | 3021.9583 | 0.009157 | 14 | Industrial_2038_SC A_GWh_After Competition Groups_14 | HE Lighting | 0.9157% | 0.98397 | 27.6721 | Industrial_2038_SC A_GWh_After Competition Groups_HE Lighting
Industrial | Ind ¦ Process Heat Recovery | 2038 | SC A | GWh | After Competition Groups | 25.2065 | 437721.2623 | 0.43772 | 3021.9583 | 0.0083411 | 15 | Industrial_2038_SC A_GWh_After Competition Groups_15 | Process Heat Recovery | 0.8341% | 0.43772 | 25.2065 | Industrial_2038_SC A_GWh_After Competition Groups_Process Heat Recovery
Industrial | Ind ¦ VAV Conversion Project | 2038 | SC A | GWh | After Competition Groups | 18.1151 | 422951.2814 | 0.42295 | 3021.9583 | 0.0059945 | 16 | Industrial_2038_SC A_GWh_After Competition Groups_16 | VAV Conversion Project | 0.5995% | 0.42295 | 18.1151 | Industrial_2038_SC A_GWh_After Competition Groups_VAV Conversion Project
Industrial | Ind ¦ Pulp and Paper Process Improvements | 2038 | SC A | GWh | After Competition Groups | 16.0253 | 398869.0111 | 0.39887 | 3021.9583 | 0.005303 | 17 | Industrial_2038_SC A_GWh_After Competition Groups_17 | Pulp and Paper Process Improvements | 0.5303% | 0.39887 | 16.0253 | Industrial_2038_SC A_GWh_After Competition Groups_Pulp and Paper Process Improvements
Industrial | Ind ¦ Improved Controls - Process Cooling | 2038 | SC A | GWh | After Competition Groups | 15.1226 | 226588.9464 | 0.22659 | 3021.9583 | 0.0050042 | 18 | Industrial_2038_SC A_GWh_After Competition Groups_18 | Improved Controls - Process Cooling | 0.5004% | 0.22659 | 15.1226 | Industrial_2038_SC A_GWh_After Competition Groups_Improved Controls - Process Cooling
Industrial | Ind ¦ Process Improvements | 2038 | SC A | GWh | After Competition Groups | 11.4755 | 100868.8055 | 0.10087 | 3021.9583 | 0.0037974 | 19 | Industrial_2038_SC A_GWh_After Competition Groups_19 | Process Improvements | 0.3797% | 0.10087 | 11.4755 | Industrial_2038_SC A_GWh_After Competition Groups_Process Improvements
Industrial | Ind ¦ High Efficiency Battery Charger | 2038 | SC A | GWh | After Competition Groups | 10.0231 | 216670.6533 | 0.21667 | 3021.9583 | 0.0033168 | 20 | Industrial_2038_SC A_GWh_After Competition Groups_20 | High Efficiency Battery Charger | 0.3317% | 0.21667 | 10.0231 | Industrial_2038_SC A_GWh_After Competition Groups_High Efficiency Battery Charger
Industrial | Ind ¦ Improved Controls - Process Heating | 2038 | SC A | GWh | After Competition Groups | 7.5802 | 110563.3289 | 0.11056 | 3021.9583 | 0.0025084 | 21 | Industrial_2038_SC A_GWh_After Competition Groups_21 | Improved Controls - Process Heating | 0.2508% | 0.11056 | 7.5802 | Industrial_2038_SC A_GWh_After Competition Groups_Improved Controls - Process Heating
Industrial | Ind ¦ Ventilation Optimization | 2038 | SC A | GWh | After Competition Groups | 5.5417 | 56055.5547 | 0.056056 | 3021.9583 | 0.0018338 | 22 | Industrial_2038_SC A_GWh_After Competition Groups_22 | Ventilation Optimization | 0.1834% | 0.056056 | 5.5417 | Industrial_2038_SC A_GWh_After Competition Groups_Ventilation Optimization
Industrial | Ind ¦ Refrigeration Compressor VFD | 2038 | SC A | GWh | After Competition Groups | 5.3314 | 55754.399 | 0.055754 | 3021.9583 | 0.0017642 | 23 | Industrial_2038_SC A_GWh_After Competition Groups_23 | Refrigeration Compressor VFD | 0.1764% | 0.055754 | 5.3314 | Industrial_2038_SC A_GWh_After Competition Groups_Refrigeration Compressor VFD
Industrial | Ind ¦ Engine Block Heater Timer | 2038 | SC A | GWh | After Competition Groups | 4.49 | 38600.7647 | 0.038601 | 3021.9583 | 0.0014858 | 24 | Industrial_2038_SC A_GWh_After Competition Groups_24 | Engine Block Heater Timer | 0.1486% | 0.038601 | 4.49 | Industrial_2038_SC A_GWh_After Competition Groups_Engine Block Heater Timer
Industrial | Ind ¦ Efficient Irrigation | 2038 | SC A | GWh | After Competition Groups | 4.0021 | 128980.9725 | 0.12898 | 3021.9583 | 0.0013244 | 25 | Industrial_2038_SC A_GWh_After Competition Groups_25 | Efficient Irrigation | 0.1324% | 0.12898 | 4.0021 | Industrial_2038_SC A_GWh_After Competition Groups_Efficient Irrigation
Industrial | Ind ¦ Air Compressor Heat Recovery | 2038 | SC A | GWh | After Competition Groups | 2.0204 | 33298.9692 | 0.033299 | 3021.9583 | 0.00066857 | 26 | Industrial_2038_SC A_GWh_After Competition Groups_26 | Air Compressor Heat Recovery | 0.06686% | 0.033299 | 2.0204 | Industrial_2038_SC A_GWh_After Competition Groups_Air Compressor Heat Recovery
Industrial | Ind ¦ Dairy Pre-Cooler | 2038 | SC A | GWh | After Competition Groups | 1.7854 | 19548.5851 | 0.019549 | 3021.9583 | 0.0005908 | 27 | Industrial_2038_SC A_GWh_After Competition Groups_27 | Dairy Pre-Cooler | 0.05908% | 0.019549 | 1.7854 | Industrial_2038_SC A_GWh_After Competition Groups_Dairy Pre-Cooler
Industrial | Ind ¦ Cooling Tower Optimization | 2038 | SC A | GWh | After Competition Groups | 1.3756 | 21233.6095 | 0.021234 | 3021.9583 | 0.00045522 | 28 | Industrial_2038_SC A_GWh_After Competition Groups_28 | Cooling Tower Optimization | 0.04552% | 0.021234 | 1.3756 | Industrial_2038_SC A_GWh_After Competition Groups_Cooling Tower Optimization
Industrial | Ind ¦ Efficient Refrigeration Compressor | 2038 | SC A | GWh | After Competition Groups | 0.89352 | 6268.686 | 0.0062687 | 3021.9583 | 0.00029567 | 29 | Industrial_2038_SC A_GWh_After Competition Groups_29 | Efficient Refrigeration Compressor | 0.02957% | 0.0062687 | 0.89352 | Industrial_2038_SC A_GWh_After Competition Groups_Efficient Refrigeration Compressor
Industrial | Ind ¦ Heat Lamps/Heat Pad | 2038 | SC A | GWh | After Competition Groups | 0.50053 | 2361.7557 | 0.0023618 | 3021.9583 | 0.00016563 | 30 | Industrial_2038_SC A_GWh_After Competition Groups_30 | Heat Lamps/Heat Pad | 0.01656% | 0.0023618 | 0.50053 | Industrial_2038_SC A_GWh_After Competition Groups_Heat Lamps/Heat Pad
Industrial | Ind ¦ Dairy Water Heater | 2038 | SC A | GWh | After Competition Groups | 0.087645 | 841.8934 | 0.00084189 | 3021.9583 | 2.9003e-05 | 31 | Industrial_2038_SC A_GWh_After Competition Groups_31 | Dairy Water Heater | 0.0029% | 0.00084189 | 0.087645 | Industrial_2038_SC A_GWh_After Competition Groups_Dairy Water Heater
Industrial | Ind ¦ Free Cooling | 2038 | SC A | GWh | After Competition Groups | 0.020867 | 398.0472 | 0.00039805 | 3021.9583 | 6.905e-06 | 32 | Industrial_2038_SC A_GWh_After Competition Groups_32 | Free Cooling | 0.0006905% | 0.00039805 | 0.020867 | Industrial_2038_SC A_GWh_After Competition Groups_Free Cooling
Industrial | Ind ¦ Pump System Optimization | 2038 | SC B | GWh | After Competition Groups | 722.3101 | 13662122.7869 | 13.6621 | 4479.0103 | 0.16127 | 1 | Industrial_2038_SC B_GWh_After Competition Groups_1 | Pump System Optimization | 16.13% | 13.6621 | 722.3101 | Industrial_2038_SC B_GWh_After Competition Groups_Pump System Optimization
Industrial | Ind ¦ Air Leak Survey and Repair | 2038 | SC B | GWh | After Competition Groups | 595.3414 | 146748.1003 | 0.14675 | 4479.0103 | 0.13292 | 2 | Industrial_2038_SC B_GWh_After Competition Groups_2 | Air Leak Survey and Repair | 13.29% | 0.14675 | 595.3414 | Industrial_2038_SC B_GWh_After Competition Groups_Air Leak Survey and Repair
Industrial | Ind ¦ Air Compressor Optimization | 2038 | SC B | GWh | After Competition Groups | 431.5822 | 441385.5802 | 0.44139 | 4479.0103 | 0.096357 | 3 | Industrial_2038_SC B_GWh_After Competition Groups_3 | Air Compressor Optimization | 9.636% | 0.44139 | 431.5822 | Industrial_2038_SC B_GWh_After Competition Groups_Air Compressor Optimization
Industrial | Ind ¦ Recommissioning | 2038 | SC B | GWh | After Competition Groups | 421.4747 | 630139.0109 | 0.63014 | 4479.0103 | 0.0941 | 4 | Industrial_2038_SC B_GWh_After Competition Groups_4 | Recommissioning | 9.41% | 0.63014 | 421.4747 | Industrial_2038_SC B_GWh_After Competition Groups_Recommissioning
Industrial | Ind ¦ SEM | 2038 | SC B | GWh | After Competition Groups | 421.4747 | 630139.0109 | 0.63014 | 4479.0103 | 0.0941 | 5 | Industrial_2038_SC B_GWh_After Competition Groups_5 | SEM | 9.41% | 0.63014 | 421.4747 | Industrial_2038_SC B_GWh_After Competition Groups_SEM
Industrial | Ind ¦ Efficient Compressed Air Nozzles | 2038 | SC B | GWh | After Competition Groups | 381.7148 | 217683.2271 | 0.21768 | 4479.0103 | 0.085223 | 6 | Industrial_2038_SC B_GWh_After Competition Groups_6 | Efficient Compressed Air Nozzles | 8.522% | 0.21768 | 381.7148 | Industrial_2038_SC B_GWh_After Competition Groups_Efficient Compressed Air Nozzles
Industrial | Ind ¦ Pump Equipment Upgrade | 2038 | SC B | GWh | After Competition Groups | 333.3336 | 8402644.5489 | 8.4026 | 4479.0103 | 0.074421 | 7 | Industrial_2038_SC B_GWh_After Competition Groups_7 | Pump Equipment Upgrade | 7.442% | 8.4026 | 333.3336 | Industrial_2038_SC B_GWh_After Competition Groups_Pump Equipment Upgrade
Industrial | Ind ¦ HE Lighting | 2038 | SC B | GWh | After Competition Groups | 307.6922 | 33468425.0415 | 33.4684 | 4479.0103 | 0.068696 | 8 | Industrial_2038_SC B_GWh_After Competition Groups_8 | HE Lighting | 6.87% | 33.4684 | 307.6922 | Industrial_2038_SC B_GWh_After Competition Groups_HE Lighting
Industrial | Ind ¦ High Efficiency HVAC Fans | 2038 | SC B | GWh | After Competition Groups | 226.4548 | 920025.9904 | 0.92003 | 4479.0103 | 0.050559 | 9 | Industrial_2038_SC B_GWh_After Competition Groups_9 | High Efficiency HVAC Fans | 5.056% | 0.92003 | 226.4548 | Industrial_2038_SC B_GWh_After Competition Groups_High Efficiency HVAC Fans
Industrial | Ind ¦ Greenhouse Grow Lights | 2038 | SC B | GWh | After Competition Groups | 142.5838 | 1677498.0056 | 1.6775 | 4479.0103 | 0.031834 | 10 | Industrial_2038_SC B_GWh_After Competition Groups_10 | Greenhouse Grow Lights | 3.183% | 1.6775 | 142.5838 | Industrial_2038_SC B_GWh_After Competition Groups_Greenhouse Grow Lights
Industrial | Ind ¦ Material Handling Improvements | 2038 | SC B | GWh | After Competition Groups | 65.2326 | 61151.8824 | 0.061152 | 4479.0103 | 0.014564 | 11 | Industrial_2038_SC B_GWh_After Competition Groups_11 | Material Handling Improvements | 1.456% | 0.061152 | 65.2326 | Industrial_2038_SC B_GWh_After Competition Groups_Material Handling Improvements
Industrial | Ind ¦ Fan System Optimization | 2038 | SC B | GWh | After Competition Groups | 62.3977 | 452424.2392 | 0.45242 | 4479.0103 | 0.013931 | 12 | Industrial_2038_SC B_GWh_After Competition Groups_12 | Fan System Optimization | 1.393% | 0.45242 | 62.3977 | Industrial_2038_SC B_GWh_After Competition Groups_Fan System Optimization
Industrial | Ind ¦ Pulp and Paper Process Improvements | 2038 | SC B | GWh | After Competition Groups | 61.6808 | 494147.4811 | 0.49415 | 4479.0103 | 0.013771 | 13 | Industrial_2038_SC B_GWh_After Competition Groups_13 | Pulp and Paper Process Improvements | 1.377% | 0.49415 | 61.6808 | Industrial_2038_SC B_GWh_After Competition Groups_Pulp and Paper Process Improvements
Industrial | Ind ¦ Process Optimization (Elec) | 2038 | SC B | GWh | After Competition Groups | 60.4027 | 668394.5875 | 0.66839 | 4479.0103 | 0.013486 | 14 | Industrial_2038_SC B_GWh_After Competition Groups_14 | Process Optimization (Elec) | 1.349% | 0.66839 | 60.4027 | Industrial_2038_SC B_GWh_After Competition Groups_Process Optimization (Elec)
Industrial | Ind ¦ Refiner Plate Improvements | 2038 | SC B | GWh | After Competition Groups | 45.7671 | 110637.4042 | 0.11064 | 4479.0103 | 0.010218 | 15 | Industrial_2038_SC B_GWh_After Competition Groups_15 | Refiner Plate Improvements | 1.022% | 0.11064 | 45.7671 | Industrial_2038_SC B_GWh_After Competition Groups_Refiner Plate Improvements
Industrial | Ind ¦ Process Heat Recovery | 2038 | SC B | GWh | After Competition Groups | 36.3156 | 129644.2235 | 0.12964 | 4479.0103 | 0.008108 | 16 | Industrial_2038_SC B_GWh_After Competition Groups_16 | Process Heat Recovery | 0.8108% | 0.12964 | 36.3156 | Industrial_2038_SC B_GWh_After Competition Groups_Process Heat Recovery
Industrial | Ind ¦ VAV Conversion Project | 2038 | SC B | GWh | After Competition Groups | 26.2427 | 125921.6831 | 0.12592 | 4479.0103 | 0.005859 | 17 | Industrial_2038_SC B_GWh_After Competition Groups_17 | VAV Conversion Project | 0.5859% | 0.12592 | 26.2427 | Industrial_2038_SC B_GWh_After Competition Groups_VAV Conversion Project
Industrial | Ind ¦ Improved Controls - Process Cooling | 2038 | SC B | GWh | After Competition Groups | 21.3267 | 62277.1376 | 0.062277 | 4479.0103 | 0.0047615 | 18 | Industrial_2038_SC B_GWh_After Competition Groups_18 | Improved Controls - Process Cooling | 0.4761% | 0.062277 | 21.3267 | Industrial_2038_SC B_GWh_After Competition Groups_Improved Controls - Process Cooling
Industrial | Ind ¦ High Efficiency Battery Charger | 2038 | SC B | GWh | After Competition Groups | 20.3097 | 208366.9622 | 0.20837 | 4479.0103 | 0.0045344 | 19 | Industrial_2038_SC B_GWh_After Competition Groups_19 | High Efficiency Battery Charger | 0.4534% | 0.20837 | 20.3097 | Industrial_2038_SC B_GWh_After Competition Groups_High Efficiency Battery Charger
Industrial | Ind ¦ Process Improvements | 2038 | SC B | GWh | After Competition Groups | 16.8611 | 38301.3295 | 0.038301 | 4479.0103 | 0.0037645 | 20 | Industrial_2038_SC B_GWh_After Competition Groups_20 | Process Improvements | 0.3764% | 0.038301 | 16.8611 | Industrial_2038_SC B_GWh_After Competition Groups_Process Improvements
Industrial | Ind ¦ Efficient Irrigation | 2038 | SC B | GWh | After Competition Groups | 14.4353 | 619040.6355 | 0.61904 | 4479.0103 | 0.0032229 | 21 | Industrial_2038_SC B_GWh_After Competition Groups_21 | Efficient Irrigation | 0.3223% | 0.61904 | 14.4353 | Industrial_2038_SC B_GWh_After Competition Groups_Efficient Irrigation
Industrial | Ind ¦ Ventilation Optimization | 2038 | SC B | GWh | After Competition Groups | 12.9349 | 324479.3472 | 0.32448 | 4479.0103 | 0.0028879 | 22 | Industrial_2038_SC B_GWh_After Competition Groups_22 | Ventilation Optimization | 0.2888% | 0.32448 | 12.9349 | Industrial_2038_SC B_GWh_After Competition Groups_Ventilation Optimization
Industrial | Ind ¦ Refrigeration Compressor VFD | 2038 | SC B | GWh | After Competition Groups | 12.0838 | 155342.7459 | 0.15534 | 4479.0103 | 0.0026979 | 23 | Industrial_2038_SC B_GWh_After Competition Groups_23 | Refrigeration Compressor VFD | 0.2698% | 0.15534 | 12.0838 | Industrial_2038_SC B_GWh_After Competition Groups_Refrigeration Compressor VFD
Industrial | Ind ¦ Improved Controls - Process Heating | 2038 | SC B | GWh | After Competition Groups | 10.4535 | 28220.093 | 0.02822 | 4479.0103 | 0.0023339 | 24 | Industrial_2038_SC B_GWh_After Competition Groups_24 | Improved Controls - Process Heating | 0.2334% | 0.02822 | 10.4535 | Industrial_2038_SC B_GWh_After Competition Groups_Improved Controls - Process Heating
Industrial | Ind ¦ Cooling Tower Optimization | 2038 | SC B | GWh | After Competition Groups | 8.6857 | 77229.8067 | 0.07723 | 4479.0103 | 0.0019392 | 25 | Industrial_2038_SC B_GWh_After Competition Groups_25 | Cooling Tower Optimization | 0.1939% | 0.07723 | 8.6857 | Industrial_2038_SC B_GWh_After Competition Groups_Cooling Tower Optimization
Industrial | Ind ¦ Engine Block Heater Timer | 2038 | SC B | GWh | After Competition Groups | 6.4174 | 11187.7405 | 0.011188 | 4479.0103 | 0.0014328 | 26 | Industrial_2038_SC B_GWh_After Competition Groups_26 | Engine Block Heater Timer | 0.1433% | 0.011188 | 6.4174 | Industrial_2038_SC B_GWh_After Competition Groups_Engine Block Heater Timer
Industrial | Ind ¦ Free Cooling | 2038 | SC B | GWh | After Competition Groups | 5.5406 | 73626.6013 | 0.073627 | 4479.0103 | 0.001237 | 27 | Industrial_2038_SC B_GWh_After Competition Groups_27 | Free Cooling | 0.1237% | 0.073627 | 5.5406 | Industrial_2038_SC B_GWh_After Competition Groups_Free Cooling
Industrial | Ind ¦ Dairy Pre-Cooler | 2038 | SC B | GWh | After Competition Groups | 3.3382 | 166647.335 | 0.16665 | 4479.0103 | 0.00074531 | 28 | Industrial_2038_SC B_GWh_After Competition Groups_28 | Dairy Pre-Cooler | 0.07453% | 0.16665 | 3.3382 | Industrial_2038_SC B_GWh_After Competition Groups_Dairy Pre-Cooler
Industrial | Ind ¦ Air Compressor Heat Recovery | 2038 | SC B | GWh | After Competition Groups | 2.8576 | 8826.1234 | 0.0088261 | 4479.0103 | 0.000638 | 29 | Industrial_2038_SC B_GWh_After Competition Groups_29 | Air Compressor Heat Recovery | 0.0638% | 0.0088261 | 2.8576 | Industrial_2038_SC B_GWh_After Competition Groups_Air Compressor Heat Recovery
Industrial | Ind ¦ Efficient Refrigeration Compressor | 2038 | SC B | GWh | After Competition Groups | 1.0225 | 2203.1757 | 0.0022032 | 4479.0103 | 0.00022829 | 30 | Industrial_2038_SC B_GWh_After Competition Groups_30 | Efficient Refrigeration Compressor | 0.02283% | 0.0022032 | 1.0225 | Industrial_2038_SC B_GWh_After Competition Groups_Efficient Refrigeration Compressor
Industrial | Ind ¦ Heat Lamps/Heat Pad | 2038 | SC B | GWh | After Competition Groups | 0.61367 | 3349.689 | 0.0033497 | 4479.0103 | 0.00013701 | 31 | Industrial_2038_SC B_GWh_After Competition Groups_31 | Heat Lamps/Heat Pad | 0.0137% | 0.0033497 | 0.61367 | Industrial_2038_SC B_GWh_After Competition Groups_Heat Lamps/Heat Pad
Industrial | Ind ¦ Dairy Water Heater | 2038 | SC B | GWh | After Competition Groups | 0.1281 | 1832.3285 | 0.0018323 | 4479.0103 | 2.8601e-05 | 32 | Industrial_2038_SC B_GWh_After Competition Groups_32 | Dairy Water Heater | 0.00286% | 0.0018323 | 0.1281 | Industrial_2038_SC B_GWh_After Competition Groups_Dairy Water Heater
Industrial | Ind ¦ Pump System Optimization | 2038 | SC C | GWh | After Competition Groups | 722.3101 | 13663489.1358 | 13.6635 | 3622.672 | 0.19939 | 1 | Industrial_2038_SC C_GWh_After Competition Groups_1 | Pump System Optimization | 19.94% | 13.6635 | 722.3101 | Industrial_2038_SC C_GWh_After Competition Groups_Pump System Optimization
Industrial | Ind ¦ Air Compressor Optimization | 2038 | SC C | GWh | After Competition Groups | 431.5822 | 441429.7232 | 0.44143 | 3622.672 | 0.11913 | 2 | Industrial_2038_SC C_GWh_After Competition Groups_2 | Air Compressor Optimization | 11.91% | 0.44143 | 431.5822 | Industrial_2038_SC C_GWh_After Competition Groups_Air Compressor Optimization
Industrial | Ind ¦ Air Leak Survey and Repair | 2038 | SC C | GWh | After Competition Groups | 420.6712 | 535050.0784 | 0.53505 | 3622.672 | 0.11612 | 3 | Industrial_2038_SC C_GWh_After Competition Groups_3 | Air Leak Survey and Repair | 11.61% | 0.53505 | 420.6712 | Industrial_2038_SC C_GWh_After Competition Groups_Air Leak Survey and Repair
Industrial | Ind ¦ Pump Equipment Upgrade | 2038 | SC C | GWh | After Competition Groups | 333.3336 | 8403484.8974 | 8.4035 | 3622.672 | 0.092013 | 4 | Industrial_2038_SC C_GWh_After Competition Groups_4 | Pump Equipment Upgrade | 9.201% | 8.4035 | 333.3336 | Industrial_2038_SC C_GWh_After Competition Groups_Pump Equipment Upgrade
Industrial | Ind ¦ Recommissioning | 2038 | SC C | GWh | After Competition Groups | 298.0213 | 2296614.3443 | 2.2966 | 3622.672 | 0.082266 | 5 | Industrial_2038_SC C_GWh_After Competition Groups_5 | Recommissioning | 8.227% | 2.2966 | 298.0213 | Industrial_2038_SC C_GWh_After Competition Groups_Recommissioning
Industrial | Ind ¦ SEM | 2038 | SC C | GWh | After Competition Groups | 298.0213 | 2296614.3443 | 2.2966 | 3622.672 | 0.082266 | 6 | Industrial_2038_SC C_GWh_After Competition Groups_6 | SEM | 8.227% | 2.2966 | 298.0213 | Industrial_2038_SC C_GWh_After Competition Groups_SEM
Industrial | Ind ¦ Efficient Compressed Air Nozzles | 2038 | SC C | GWh | After Competition Groups | 262.8487 | 491324.3062 | 0.49132 | 3622.672 | 0.072557 | 7 | Industrial_2038_SC C_GWh_After Competition Groups_7 | Efficient Compressed Air Nozzles | 7.256% | 0.49132 | 262.8487 | Industrial_2038_SC C_GWh_After Competition Groups_Efficient Compressed Air Nozzles
Industrial | Ind ¦ High Efficiency HVAC Fans | 2038 | SC C | GWh | After Competition Groups | 176.8456 | 2067706.8211 | 2.0677 | 3622.672 | 0.048816 | 8 | Industrial_2038_SC C_GWh_After Competition Groups_8 | High Efficiency HVAC Fans | 4.882% | 2.0677 | 176.8456 | Industrial_2038_SC C_GWh_After Competition Groups_High Efficiency HVAC Fans
Industrial | Ind ¦ HE Lighting | 2038 | SC C | GWh | After Competition Groups | 169.0965 | 18490084.5109 | 18.4901 | 3622.672 | 0.046677 | 9 | Industrial_2038_SC C_GWh_After Competition Groups_9 | HE Lighting | 4.668% | 18.4901 | 169.0965 | Industrial_2038_SC C_GWh_After Competition Groups_HE Lighting
Industrial | Ind ¦ Greenhouse Grow Lights | 2038 | SC C | GWh | After Competition Groups | 113.4622 | 3693433.9719 | 3.6934 | 3622.672 | 0.03132 | 10 | Industrial_2038_SC C_GWh_After Competition Groups_10 | Greenhouse Grow Lights | 3.132% | 3.6934 | 113.4622 | Industrial_2038_SC C_GWh_After Competition Groups_Greenhouse Grow Lights
Industrial | Ind ¦ Fan System Optimization | 2038 | SC C | GWh | After Competition Groups | 62.3977 | 452469.4862 | 0.45247 | 3622.672 | 0.017224 | 11 | Industrial_2038_SC C_GWh_After Competition Groups_11 | Fan System Optimization | 1.722% | 0.45247 | 62.3977 | Industrial_2038_SC C_GWh_After Competition Groups_Fan System Optimization
Industrial | Ind ¦ Process Optimization (Elec) | 2038 | SC C | GWh | After Competition Groups | 60.4027 | 668461.4337 | 0.66846 | 3622.672 | 0.016674 | 12 | Industrial_2038_SC C_GWh_After Competition Groups_12 | Process Optimization (Elec) | 1.667% | 0.66846 | 60.4027 | Industrial_2038_SC C_GWh_After Competition Groups_Process Optimization (Elec)
Industrial | Ind ¦ Material Handling Improvements | 2038 | SC C | GWh | After Competition Groups | 53.176 | 147710.4939 | 0.14771 | 3622.672 | 0.014679 | 13 | Industrial_2038_SC C_GWh_After Competition Groups_13 | Material Handling Improvements | 1.468% | 0.14771 | 53.176 | Industrial_2038_SC C_GWh_After Competition Groups_Material Handling Improvements
Industrial | Ind ¦ Pulp and Paper Process Improvements | 2038 | SC C | GWh | After Competition Groups | 42.1123 | 1553688.8159 | 1.5537 | 3622.672 | 0.011625 | 14 | Industrial_2038_SC C_GWh_After Competition Groups_14 | Pulp and Paper Process Improvements | 1.162% | 1.5537 | 42.1123 | Industrial_2038_SC C_GWh_After Competition Groups_Pulp and Paper Process Improvements
Industrial | Ind ¦ Refiner Plate Improvements | 2038 | SC C | GWh | After Competition Groups | 30.5595 | 214321.396 | 0.21432 | 3622.672 | 0.0084356 | 15 | Industrial_2038_SC C_GWh_After Competition Groups_15 | Refiner Plate Improvements | 0.8436% | 0.21432 | 30.5595 | Industrial_2038_SC C_GWh_After Competition Groups_Refiner Plate Improvements
Industrial | Ind ¦ Process Heat Recovery | 2038 | SC C | GWh | After Competition Groups | 25.2065 | 437721.2623 | 0.43772 | 3622.672 | 0.006958 | 16 | Industrial_2038_SC C_GWh_After Competition Groups_16 | Process Heat Recovery | 0.6958% | 0.43772 | 25.2065 | Industrial_2038_SC C_GWh_After Competition Groups_Process Heat Recovery
Industrial | Ind ¦ VAV Conversion Project | 2038 | SC C | GWh | After Competition Groups | 18.4409 | 453641.8495 | 0.45364 | 3622.672 | 0.0050904 | 17 | Industrial_2038_SC C_GWh_After Competition Groups_17 | VAV Conversion Project | 0.509% | 0.45364 | 18.4409 | Industrial_2038_SC C_GWh_After Competition Groups_VAV Conversion Project
Industrial | Ind ¦ High Efficiency Battery Charger | 2038 | SC C | GWh | After Competition Groups | 15.5859 | 466962.7381 | 0.46696 | 3622.672 | 0.0043023 | 18 | Industrial_2038_SC C_GWh_After Competition Groups_18 | High Efficiency Battery Charger | 0.4302% | 0.46696 | 15.5859 | Industrial_2038_SC C_GWh_After Competition Groups_High Efficiency Battery Charger
Industrial | Ind ¦ Improved Controls - Process Cooling | 2038 | SC C | GWh | After Competition Groups | 15.1432 | 228590.8535 | 0.22859 | 3622.672 | 0.0041801 | 19 | Industrial_2038_SC C_GWh_After Competition Groups_19 | Improved Controls - Process Cooling | 0.418% | 0.22859 | 15.1432 | Industrial_2038_SC C_GWh_After Competition Groups_Improved Controls - Process Cooling
Industrial | Ind ¦ Ventilation Optimization | 2038 | SC C | GWh | After Competition Groups | 12.9349 | 324511.7984 | 0.32451 | 3622.672 | 0.0035705 | 20 | Industrial_2038_SC C_GWh_After Competition Groups_20 | Ventilation Optimization | 0.3571% | 0.32451 | 12.9349 | Industrial_2038_SC C_GWh_After Competition Groups_Ventilation Optimization
Industrial | Ind ¦ Process Improvements | 2038 | SC C | GWh | After Competition Groups | 11.9094 | 139550.0286 | 0.13955 | 3622.672 | 0.0032875 | 21 | Industrial_2038_SC C_GWh_After Competition Groups_21 | Process Improvements | 0.3287% | 0.13955 | 11.9094 | Industrial_2038_SC C_GWh_After Competition Groups_Process Improvements
Industrial | Ind ¦ Refrigeration Compressor VFD | 2038 | SC C | GWh | After Competition Groups | 9.5857 | 308188.4385 | 0.30819 | 3622.672 | 0.002646 | 22 | Industrial_2038_SC C_GWh_After Competition Groups_22 | Refrigeration Compressor VFD | 0.2646% | 0.30819 | 9.5857 | Industrial_2038_SC C_GWh_After Competition Groups_Refrigeration Compressor VFD
Industrial | Ind ¦ Cooling Tower Optimization | 2038 | SC C | GWh | After Competition Groups | 8.6857 | 77237.5304 | 0.077238 | 3622.672 | 0.0023976 | 23 | Industrial_2038_SC C_GWh_After Competition Groups_23 | Cooling Tower Optimization | 0.2398% | 0.077238 | 8.6857 | Industrial_2038_SC C_GWh_After Competition Groups_Cooling Tower Optimization
Industrial | Ind ¦ Efficient Irrigation | 2038 | SC C | GWh | After Competition Groups | 8.0582 | 604165.9424 | 0.60417 | 3622.672 | 0.0022244 | 24 | Industrial_2038_SC C_GWh_After Competition Groups_24 | Efficient Irrigation | 0.2224% | 0.60417 | 8.0582 | Industrial_2038_SC C_GWh_After Competition Groups_Efficient Irrigation
Industrial | Ind ¦ Improved Controls - Process Heating | 2038 | SC C | GWh | After Competition Groups | 7.5902 | 111521.6979 | 0.11152 | 3622.672 | 0.0020952 | 25 | Industrial_2038_SC C_GWh_After Competition Groups_25 | Improved Controls - Process Heating | 0.2095% | 0.11152 | 7.5902 | Industrial_2038_SC C_GWh_After Competition Groups_Improved Controls - Process Heating
Industrial | Ind ¦ Engine Block Heater Timer | 2038 | SC C | GWh | After Competition Groups | 4.4974 | 39314.1018 | 0.039314 | 3622.672 | 0.0012415 | 26 | Industrial_2038_SC C_GWh_After Competition Groups_26 | Engine Block Heater Timer | 0.1241% | 0.039314 | 4.4974 | Industrial_2038_SC C_GWh_After Competition Groups_Engine Block Heater Timer
Industrial | Ind ¦ Free Cooling | 2038 | SC C | GWh | After Competition Groups | 4.1163 | 332379.4474 | 0.33238 | 3622.672 | 0.0011363 | 27 | Industrial_2038_SC C_GWh_After Competition Groups_27 | Free Cooling | 0.1136% | 0.33238 | 4.1163 | Industrial_2038_SC C_GWh_After Competition Groups_Free Cooling
Industrial | Ind ¦ Dairy Pre-Cooler | 2038 | SC C | GWh | After Competition Groups | 2.4552 | 93264.0021 | 0.093264 | 3622.672 | 0.00067772 | 28 | Industrial_2038_SC C_GWh_After Competition Groups_28 | Dairy Pre-Cooler | 0.06777% | 0.093264 | 2.4552 | Industrial_2038_SC C_GWh_After Competition Groups_Dairy Pre-Cooler
Industrial | Ind ¦ Air Compressor Heat Recovery | 2038 | SC C | GWh | After Competition Groups | 2.0204 | 33298.9692 | 0.033299 | 3622.672 | 0.00055771 | 29 | Industrial_2038_SC C_GWh_After Competition Groups_29 | Air Compressor Heat Recovery | 0.05577% | 0.033299 | 2.0204 | Industrial_2038_SC C_GWh_After Competition Groups_Air Compressor Heat Recovery
Industrial | Ind ¦ Efficient Refrigeration Compressor | 2038 | SC C | GWh | After Competition Groups | 0.89352 | 6268.686 | 0.0062687 | 3622.672 | 0.00024665 | 30 | Industrial_2038_SC C_GWh_After Competition Groups_30 | Efficient Refrigeration Compressor | 0.02466% | 0.0062687 | 0.89352 | Industrial_2038_SC C_GWh_After Competition Groups_Efficient Refrigeration Compressor
Industrial | Ind ¦ Heat Lamps/Heat Pad | 2038 | SC C | GWh | After Competition Groups | 0.58544 | 5778.6048 | 0.0057786 | 3622.672 | 0.00016161 | 31 | Industrial_2038_SC C_GWh_After Competition Groups_31 | Heat Lamps/Heat Pad | 0.01616% | 0.0057786 | 0.58544 | Industrial_2038_SC C_GWh_After Competition Groups_Heat Lamps/Heat Pad
Industrial | Ind ¦ Dairy Water Heater | 2038 | SC C | GWh | After Competition Groups | 0.12194 | 2021.6206 | 0.0020216 | 3622.672 | 3.3659e-05 | 32 | Industrial_2038_SC C_GWh_After Competition Groups_32 | Dairy Water Heater | 0.003366% | 0.0020216 | 0.12194 | Industrial_2038_SC C_GWh_After Competition Groups_Dairy Water Heater
Industrial | Ind ¦ Air Compressor Optimization | 2038 | SC D | GWh | After Competition Groups | 431.5822 | 0 | 0 | 2831.7638 | 0.15241 | 1 | Industrial_2038_SC D_GWh_After Competition Groups_1 | Air Compressor Optimization | 15.24% | 0 | 431.5822 | Industrial_2038_SC D_GWh_After Competition Groups_Air Compressor Optimization
Industrial | Ind ¦ Air Leak Survey and Repair | 2038 | SC D | GWh | After Competition Groups | 420.0777 | 0 | 0 | 2831.7638 | 0.14834 | 2 | Industrial_2038_SC D_GWh_After Competition Groups_2 | Air Leak Survey and Repair | 14.83% | 0 | 420.0777 | Industrial_2038_SC D_GWh_After Competition Groups_Air Leak Survey and Repair
Industrial | Ind ¦ Pump System Optimization | 2038 | SC D | GWh | After Competition Groups | 400.0429 | 0 | 0 | 2831.7638 | 0.14127 | 3 | Industrial_2038_SC D_GWh_After Competition Groups_3 | Pump System Optimization | 14.13% | 0 | 400.0429 | Industrial_2038_SC D_GWh_After Competition Groups_Pump System Optimization
Industrial | Ind ¦ SEM | 2038 | SC D | GWh | After Competition Groups | 298.0213 | 0 | 0 | 2831.7638 | 0.10524 | 4 | Industrial_2038_SC D_GWh_After Competition Groups_4 | SEM | 10.52% | 0 | 298.0213 | Industrial_2038_SC D_GWh_After Competition Groups_SEM
Industrial | Ind ¦ Recommissioning | 2038 | SC D | GWh | After Competition Groups | 289.8518 | 0 | 0 | 2831.7638 | 0.10236 | 5 | Industrial_2038_SC D_GWh_After Competition Groups_5 | Recommissioning | 10.24% | 0 | 289.8518 | Industrial_2038_SC D_GWh_After Competition Groups_Recommissioning
Industrial | Ind ¦ Efficient Compressed Air Nozzles | 2038 | SC D | GWh | After Competition Groups | 262.8487 | 0 | 0 | 2831.7638 | 0.092822 | 6 | Industrial_2038_SC D_GWh_After Competition Groups_6 | Efficient Compressed Air Nozzles | 9.282% | 0 | 262.8487 | Industrial_2038_SC D_GWh_After Competition Groups_Efficient Compressed Air Nozzles
Industrial | Ind ¦ Pump Equipment Upgrade | 2038 | SC D | GWh | After Competition Groups | 170.2521 | 0 | 0 | 2831.7638 | 0.060122 | 7 | Industrial_2038_SC D_GWh_After Competition Groups_7 | Pump Equipment Upgrade | 6.012% | 0 | 170.2521 | Industrial_2038_SC D_GWh_After Competition Groups_Pump Equipment Upgrade
Industrial | Ind ¦ High Efficiency HVAC Fans | 2038 | SC D | GWh | After Competition Groups | 168.8472 | 0 | 0 | 2831.7638 | 0.059626 | 8 | Industrial_2038_SC D_GWh_After Competition Groups_8 | High Efficiency HVAC Fans | 5.963% | 0 | 168.8472 | Industrial_2038_SC D_GWh_After Competition Groups_High Efficiency HVAC Fans
Industrial | Ind ¦ Fan System Optimization | 2038 | SC D | GWh | After Competition Groups | 62.3977 | 0 | 0 | 2831.7638 | 0.022035 | 9 | Industrial_2038_SC D_GWh_After Competition Groups_9 | Fan System Optimization | 2.203% | 0 | 62.3977 | Industrial_2038_SC D_GWh_After Competition Groups_Fan System Optimization
Industrial | Ind ¦ Process Optimization (Elec) | 2038 | SC D | GWh | After Competition Groups | 60.4027 | 0 | 0 | 2831.7638 | 0.02133 | 10 | Industrial_2038_SC D_GWh_After Competition Groups_10 | Process Optimization (Elec) | 2.133% | 0 | 60.4027 | Industrial_2038_SC D_GWh_After Competition Groups_Process Optimization (Elec)
Industrial | Ind ¦ Greenhouse Grow Lights | 2038 | SC D | GWh | After Competition Groups | 55.6662 | 0 | 0 | 2831.7638 | 0.019658 | 11 | Industrial_2038_SC D_GWh_After Competition Groups_11 | Greenhouse Grow Lights | 1.966% | 0 | 55.6662 | Industrial_2038_SC D_GWh_After Competition Groups_Greenhouse Grow Lights
Industrial | Ind ¦ Material Handling Improvements | 2038 | SC D | GWh | After Competition Groups | 53.176 | 0 | 0 | 2831.7638 | 0.018778 | 12 | Industrial_2038_SC D_GWh_After Competition Groups_12 | Material Handling Improvements | 1.878% | 0 | 53.176 | Industrial_2038_SC D_GWh_After Competition Groups_Material Handling Improvements
Industrial | Ind ¦ Refiner Plate Improvements | 2038 | SC D | GWh | After Competition Groups | 30.5595 | 0 | 0 | 2831.7638 | 0.010792 | 13 | Industrial_2038_SC D_GWh_After Competition Groups_13 | Refiner Plate Improvements | 1.079% | 0 | 30.5595 | Industrial_2038_SC D_GWh_After Competition Groups_Refiner Plate Improvements
Industrial | Ind ¦ Process Heat Recovery | 2038 | SC D | GWh | After Competition Groups | 19.6063 | 0 | 0 | 2831.7638 | 0.0069237 | 14 | Industrial_2038_SC D_GWh_After Competition Groups_14 | Process Heat Recovery | 0.6924% | 0 | 19.6063 | Industrial_2038_SC D_GWh_After Competition Groups_Process Heat Recovery
Industrial | Ind ¦ HE Lighting | 2038 | SC D | GWh | After Competition Groups | 16.037 | 0 | 0 | 2831.7638 | 0.0056632 | 15 | Industrial_2038_SC D_GWh_After Competition Groups_15 | HE Lighting | 0.5663% | 0 | 16.037 | Industrial_2038_SC D_GWh_After Competition Groups_HE Lighting
Industrial | Ind ¦ Improved Controls - Process Cooling | 2038 | SC D | GWh | After Competition Groups | 15.1432 | 0 | 0 | 2831.7638 | 0.0053476 | 16 | Industrial_2038_SC D_GWh_After Competition Groups_16 | Improved Controls - Process Cooling | 0.5348% | 0 | 15.1432 | Industrial_2038_SC D_GWh_After Competition Groups_Improved Controls - Process Cooling
Industrial | Ind ¦ VAV Conversion Project | 2038 | SC D | GWh | After Competition Groups | 13.0137 | 0 | 0 | 2831.7638 | 0.0045956 | 17 | Industrial_2038_SC D_GWh_After Competition Groups_17 | VAV Conversion Project | 0.4596% | 0 | 13.0137 | Industrial_2038_SC D_GWh_After Competition Groups_VAV Conversion Project
Industrial | Ind ¦ Ventilation Optimization | 2038 | SC D | GWh | After Competition Groups | 11.4189 | 0 | 0 | 2831.7638 | 0.0040324 | 18 | Industrial_2038_SC D_GWh_After Competition Groups_18 | Ventilation Optimization | 0.4032% | 0 | 11.4189 | Industrial_2038_SC D_GWh_After Competition Groups_Ventilation Optimization
Industrial | Ind ¦ Process Improvements | 2038 | SC D | GWh | After Competition Groups | 10.6611 | 0 | 0 | 2831.7638 | 0.0037648 | 19 | Industrial_2038_SC D_GWh_After Competition Groups_19 | Process Improvements | 0.3765% | 0 | 10.6611 | Industrial_2038_SC D_GWh_After Competition Groups_Process Improvements
Industrial | Ind ¦ Cooling Tower Optimization | 2038 | SC D | GWh | After Competition Groups | 8.5182 | 0 | 0 | 2831.7638 | 0.0030081 | 20 | Industrial_2038_SC D_GWh_After Competition Groups_20 | Cooling Tower Optimization | 0.3008% | 0 | 8.5182 | Industrial_2038_SC D_GWh_After Competition Groups_Cooling Tower Optimization
Industrial | Ind ¦ Improved Controls - Process Heating | 2038 | SC D | GWh | After Competition Groups | 6.9316 | 0 | 0 | 2831.7638 | 0.0024478 | 21 | Industrial_2038_SC D_GWh_After Competition Groups_21 | Improved Controls - Process Heating | 0.2448% | 0 | 6.9316 | Industrial_2038_SC D_GWh_After Competition Groups_Improved Controls - Process Heating
Industrial | Ind ¦ High Efficiency Battery Charger | 2038 | SC D | GWh | After Competition Groups | 6.8642 | 0 | 0 | 2831.7638 | 0.002424 | 22 | Industrial_2038_SC D_GWh_After Competition Groups_22 | High Efficiency Battery Charger | 0.2424% | 0 | 6.8642 | Industrial_2038_SC D_GWh_After Competition Groups_High Efficiency Battery Charger
Industrial | Ind ¦ Engine Block Heater Timer | 2038 | SC D | GWh | After Competition Groups | 4.3046 | 0 | 0 | 2831.7638 | 0.0015201 | 23 | Industrial_2038_SC D_GWh_After Competition Groups_23 | Engine Block Heater Timer | 0.152% | 0 | 4.3046 | Industrial_2038_SC D_GWh_After Competition Groups_Engine Block Heater Timer
Industrial | Ind ¦ Pulp and Paper Process Improvements | 2038 | SC D | GWh | After Competition Groups | 4.0823 | 0 | 0 | 2831.7638 | 0.0014416 | 24 | Industrial_2038_SC D_GWh_After Competition Groups_24 | Pulp and Paper Process Improvements | 0.1442% | 0 | 4.0823 | Industrial_2038_SC D_GWh_After Competition Groups_Pulp and Paper Process Improvements
Industrial | Ind ¦ Refrigeration Compressor VFD | 2038 | SC D | GWh | After Competition Groups | 4.0707 | 0 | 0 | 2831.7638 | 0.0014375 | 25 | Industrial_2038_SC D_GWh_After Competition Groups_25 | Refrigeration Compressor VFD | 0.1438% | 0 | 4.0707 | Industrial_2038_SC D_GWh_After Competition Groups_Refrigeration Compressor VFD
Industrial | Ind ¦ Efficient Irrigation | 2038 | SC D | GWh | After Competition Groups | 2.7477 | 0 | 0 | 2831.7638 | 0.00097032 | 26 | Industrial_2038_SC D_GWh_After Competition Groups_26 | Efficient Irrigation | 0.09703% | 0 | 2.7477 | Industrial_2038_SC D_GWh_After Competition Groups_Efficient Irrigation
Industrial | Ind ¦ Air Compressor Heat Recovery | 2038 | SC D | GWh | After Competition Groups | 1.867 | 0 | 0 | 2831.7638 | 0.00065932 | 27 | Industrial_2038_SC D_GWh_After Competition Groups_27 | Air Compressor Heat Recovery | 0.06593% | 0 | 1.867 | Industrial_2038_SC D_GWh_After Competition Groups_Air Compressor Heat Recovery
Industrial | Ind ¦ Dairy Pre-Cooler | 2038 | SC D | GWh | After Competition Groups | 1.0855 | 0 | 0 | 2831.7638 | 0.00038333 | 28 | Industrial_2038_SC D_GWh_After Competition Groups_28 | Dairy Pre-Cooler | 0.03833% | 0 | 1.0855 | Industrial_2038_SC D_GWh_After Competition Groups_Dairy Pre-Cooler
Industrial | Ind ¦ Efficient Refrigeration Compressor | 2038 | SC D | GWh | After Competition Groups | 0.88459 | 0 | 0 | 2831.7638 | 0.00031238 | 29 | Industrial_2038_SC D_GWh_After Competition Groups_29 | Efficient Refrigeration Compressor | 0.03124% | 0 | 0.88459 | Industrial_2038_SC D_GWh_After Competition Groups_Efficient Refrigeration Compressor
Industrial | Ind ¦ Free Cooling | 2038 | SC D | GWh | After Competition Groups | 0.457 | 0 | 0 | 2831.7638 | 0.00016138 | 30 | Industrial_2038_SC D_GWh_After Competition Groups_30 | Free Cooling | 0.01614% | 0 | 0.457 | Industrial_2038_SC D_GWh_After Competition Groups_Free Cooling
Industrial | Ind ¦ Heat Lamps/Heat Pad | 2038 | SC D | GWh | After Competition Groups | 0.3443 | 0 | 0 | 2831.7638 | 0.00012159 | 31 | Industrial_2038_SC D_GWh_After Competition Groups_31 | Heat Lamps/Heat Pad | 0.01216% | 0 | 0.3443 | Industrial_2038_SC D_GWh_After Competition Groups_Heat Lamps/Heat Pad
Industrial | Ind ¦ Pump System Optimization | 2038 | Technical | GWh | After Competition Groups | 940.9229 | 0 | 0 | 6069.9202 | 0.15501 | 1 | Industrial_2038_Technical_GWh_After Competition Groups_1 | Pump System Optimization | 15.5% | 0 | 940.9229 | Industrial_2038_Technical_GWh_After Competition Groups_Pump System Optimization
Industrial | Ind ¦ HE Lighting | 2038 | Technical | GWh | After Competition Groups | 727.5225 | 0 | 0 | 6069.9202 | 0.11986 | 2 | Industrial_2038_Technical_GWh_After Competition Groups_2 | HE Lighting | 11.99% | 0 | 727.5225 | Industrial_2038_Technical_GWh_After Competition Groups_HE Lighting
Industrial | Ind ¦ Air Leak Survey and Repair | 2038 | Technical | GWh | After Competition Groups | 611.8863 | 0 | 0 | 6069.9202 | 0.10081 | 3 | Industrial_2038_Technical_GWh_After Competition Groups_3 | Air Leak Survey and Repair | 10.08% | 0 | 611.8863 | Industrial_2038_Technical_GWh_After Competition Groups_Air Leak Survey and Repair
Industrial | Ind ¦ Air Compressor Optimization | 2038 | Technical | GWh | After Competition Groups | 503.8001 | 0 | 0 | 6069.9202 | 0.082999 | 4 | Industrial_2038_Technical_GWh_After Competition Groups_4 | Air Compressor Optimization | 8.3% | 0 | 503.8001 | Industrial_2038_Technical_GWh_After Competition Groups_Air Compressor Optimization
Industrial | Ind ¦ Efficient Compressed Air Nozzles | 2038 | Technical | GWh | After Competition Groups | 487.1772 | 0 | 0 | 6069.9202 | 0.080261 | 5 | Industrial_2038_Technical_GWh_After Competition Groups_5 | Efficient Compressed Air Nozzles | 8.026% | 0 | 487.1772 | Industrial_2038_Technical_GWh_After Competition Groups_Efficient Compressed Air Nozzles
Industrial | Ind ¦ Recommissioning | 2038 | Technical | GWh | After Competition Groups | 424.1848 | 0 | 0 | 6069.9202 | 0.069883 | 6 | Industrial_2038_Technical_GWh_After Competition Groups_6 | Recommissioning | 6.988% | 0 | 424.1848 | Industrial_2038_Technical_GWh_After Competition Groups_Recommissioning
Industrial | Ind ¦ SEM | 2038 | Technical | GWh | After Competition Groups | 424.1848 | 0 | 0 | 6069.9202 | 0.069883 | 7 | Industrial_2038_Technical_GWh_After Competition Groups_7 | SEM | 6.988% | 0 | 424.1848 | Industrial_2038_Technical_GWh_After Competition Groups_SEM
Industrial | Ind ¦ Pump Equipment Upgrade | 2038 | Technical | GWh | After Competition Groups | 412.9541 | 0 | 0 | 6069.9202 | 0.068033 | 8 | Industrial_2038_Technical_GWh_After Competition Groups_8 | Pump Equipment Upgrade | 6.803% | 0 | 412.9541 | Industrial_2038_Technical_GWh_After Competition Groups_Pump Equipment Upgrade
Industrial | Ind ¦ High Efficiency HVAC Fans | 2038 | Technical | GWh | After Competition Groups | 261.7239 | 0 | 0 | 6069.9202 | 0.043118 | 9 | Industrial_2038_Technical_GWh_After Competition Groups_9 | High Efficiency HVAC Fans | 4.312% | 0 | 261.7239 | Industrial_2038_Technical_GWh_After Competition Groups_High Efficiency HVAC Fans
Industrial | Ind ¦ Premium Efficient Motors | 2038 | Technical | GWh | After Competition Groups | 180.1072 | 0 | 0 | 6069.9202 | 0.029672 | 10 | Industrial_2038_Technical_GWh_After Competition Groups_10 | Premium Efficient Motors | 2.967% | 0 | 180.1072 | Industrial_2038_Technical_GWh_After Competition Groups_Premium Efficient Motors
Industrial | Ind ¦ Greenhouse Grow Lights | 2038 | Technical | GWh | After Competition Groups | 173.8583 | 0 | 0 | 6069.9202 | 0.028643 | 11 | Industrial_2038_Technical_GWh_After Competition Groups_11 | Greenhouse Grow Lights | 2.864% | 0 | 173.8583 | Industrial_2038_Technical_GWh_After Competition Groups_Greenhouse Grow Lights
Industrial | Ind ¦ Process Optimization (Elec) | 2038 | Technical | GWh | After Competition Groups | 170.9985 | 0 | 0 | 6069.9202 | 0.028171 | 12 | Industrial_2038_Technical_GWh_After Competition Groups_12 | Process Optimization (Elec) | 2.817% | 0 | 170.9985 | Industrial_2038_Technical_GWh_After Competition Groups_Process Optimization (Elec)
Industrial | Ind ¦ Material Handling Improvements | 2038 | Technical | GWh | After Competition Groups | 78.0921 | 0 | 0 | 6069.9202 | 0.012865 | 13 | Industrial_2038_Technical_GWh_After Competition Groups_13 | Material Handling Improvements | 1.287% | 0 | 78.0921 | Industrial_2038_Technical_GWh_After Competition Groups_Material Handling Improvements
Industrial | Ind ¦ HE HVAC Controls | 2038 | Technical | GWh | After Competition Groups | 77.1558 | 0 | 0 | 6069.9202 | 0.012711 | 14 | Industrial_2038_Technical_GWh_After Competition Groups_14 | HE HVAC Controls | 1.271% | 0 | 77.1558 | Industrial_2038_Technical_GWh_After Competition Groups_HE HVAC Controls
Industrial | Ind ¦ Fan System Optimization | 2038 | Technical | GWh | After Competition Groups | 68.9952 | 0 | 0 | 6069.9202 | 0.011367 | 15 | Industrial_2038_Technical_GWh_After Competition Groups_15 | Fan System Optimization | 1.137% | 0 | 68.9952 | Industrial_2038_Technical_GWh_After Competition Groups_Fan System Optimization
Industrial | Ind ¦ Pulp and Paper Process Improvements | 2038 | Technical | GWh | After Competition Groups | 65.4584 | 0 | 0 | 6069.9202 | 0.010784 | 16 | Industrial_2038_Technical_GWh_After Competition Groups_16 | Pulp and Paper Process Improvements | 1.078% | 0 | 65.4584 | Industrial_2038_Technical_GWh_After Competition Groups_Pulp and Paper Process Improvements
Industrial | Ind ¦ Refiner Plate Improvements | 2038 | Technical | GWh | After Competition Groups | 60.4101 | 0 | 0 | 6069.9202 | 0.0099524 | 17 | Industrial_2038_Technical_GWh_After Competition Groups_17 | Refiner Plate Improvements | 0.9952% | 0 | 60.4101 | Industrial_2038_Technical_GWh_After Competition Groups_Refiner Plate Improvements
Industrial | Ind ¦ HE HVAC Units | 2038 | Technical | GWh | After Competition Groups | 54.6829 | 0 | 0 | 6069.9202 | 0.0090088 | 18 | Industrial_2038_Technical_GWh_After Competition Groups_18 | HE HVAC Units | 0.9009% | 0 | 54.6829 | Industrial_2038_Technical_GWh_After Competition Groups_HE HVAC Units
Industrial | Ind ¦ Ventilation Optimization | 2038 | Technical | GWh | After Competition Groups | 37.5948 | 0 | 0 | 6069.9202 | 0.0061936 | 19 | Industrial_2038_Technical_GWh_After Competition Groups_19 | Ventilation Optimization | 0.6194% | 0 | 37.5948 | Industrial_2038_Technical_GWh_After Competition Groups_Ventilation Optimization
Industrial | Ind ¦ Process Heat Recovery | 2038 | Technical | GWh | After Competition Groups | 36.7157 | 0 | 0 | 6069.9202 | 0.0060488 | 20 | Industrial_2038_Technical_GWh_After Competition Groups_20 | Process Heat Recovery | 0.6049% | 0 | 36.7157 | Industrial_2038_Technical_GWh_After Competition Groups_Process Heat Recovery
Industrial | Ind ¦ High Efficiency Battery Charger | 2038 | Technical | GWh | After Competition Groups | 24.9477 | 0 | 0 | 6069.9202 | 0.0041101 | 21 | Industrial_2038_Technical_GWh_After Competition Groups_21 | High Efficiency Battery Charger | 0.411% | 0 | 24.9477 | Industrial_2038_Technical_GWh_After Competition Groups_High Efficiency Battery Charger
Industrial | Ind ¦ Cold Storage Retrofit | 2038 | Technical | GWh | After Competition Groups | 23.7406 | 0 | 0 | 6069.9202 | 0.0039112 | 22 | Industrial_2038_Technical_GWh_After Competition Groups_22 | Cold Storage Retrofit | 0.3911% | 0 | 23.7406 | Industrial_2038_Technical_GWh_After Competition Groups_Cold Storage Retrofit
Industrial | Ind ¦ VAV Conversion Project | 2038 | Technical | GWh | After Competition Groups | 23.2042 | 0 | 0 | 6069.9202 | 0.0038228 | 23 | Industrial_2038_Technical_GWh_After Competition Groups_23 | VAV Conversion Project | 0.3823% | 0 | 23.2042 | Industrial_2038_Technical_GWh_After Competition Groups_VAV Conversion Project
Industrial | Ind ¦ Synchronous Belts | 2038 | Technical | GWh | After Competition Groups | 21.3312 | 0 | 0 | 6069.9202 | 0.0035143 | 24 | Industrial_2038_Technical_GWh_After Competition Groups_24 | Synchronous Belts | 0.3514% | 0 | 21.3312 | Industrial_2038_Technical_GWh_After Competition Groups_Synchronous Belts
Industrial | Ind ¦ Improved Controls - Process Cooling | 2038 | Technical | GWh | After Competition Groups | 20.4418 | 0 | 0 | 6069.9202 | 0.0033677 | 25 | Industrial_2038_Technical_GWh_After Competition Groups_25 | Improved Controls - Process Cooling | 0.3368% | 0 | 20.4418 | Industrial_2038_Technical_GWh_After Competition Groups_Improved Controls - Process Cooling
Industrial | Ind ¦ HVLS Fans | 2038 | Technical | GWh | After Competition Groups | 20.4299 | 0 | 0 | 6069.9202 | 0.0033658 | 26 | Industrial_2038_Technical_GWh_After Competition Groups_26 | HVLS Fans | 0.3366% | 0 | 20.4299 | Industrial_2038_Technical_GWh_After Competition Groups_HVLS Fans
Industrial | Ind ¦ Efficient Irrigation | 2038 | Technical | GWh | After Competition Groups | 19.8861 | 0 | 0 | 6069.9202 | 0.0032762 | 27 | Industrial_2038_Technical_GWh_After Competition Groups_27 | Efficient Irrigation | 0.3276% | 0 | 19.8861 | Industrial_2038_Technical_GWh_After Competition Groups_Efficient Irrigation
Industrial | Ind ¦ Process Improvements | 2038 | Technical | GWh | After Competition Groups | 17.4084 | 0 | 0 | 6069.9202 | 0.002868 | 28 | Industrial_2038_Technical_GWh_After Competition Groups_28 | Process Improvements | 0.2868% | 0 | 17.4084 | Industrial_2038_Technical_GWh_After Competition Groups_Process Improvements
Industrial | Ind ¦ Refrigeration Compressor VFD | 2038 | Technical | GWh | After Competition Groups | 13.6442 | 0 | 0 | 6069.9202 | 0.0022478 | 29 | Industrial_2038_Technical_GWh_After Competition Groups_29 | Refrigeration Compressor VFD | 0.2248% | 0 | 13.6442 | Industrial_2038_Technical_GWh_After Competition Groups_Refrigeration Compressor VFD
Industrial | Ind ¦ Efficient Transformer | 2038 | Technical | GWh | After Competition Groups | 12.4738 | 0 | 0 | 6069.9202 | 0.002055 | 30 | Industrial_2038_Technical_GWh_After Competition Groups_30 | Efficient Transformer | 0.2055% | 0 | 12.4738 | Industrial_2038_Technical_GWh_After Competition Groups_Efficient Transformer
Industrial | Ind ¦ Chiller Optimization | 2038 | Technical | GWh | After Competition Groups | 11.0276 | 0 | 0 | 6069.9202 | 0.0018168 | 31 | Industrial_2038_Technical_GWh_After Competition Groups_31 | Chiller Optimization | 0.1817% | 0 | 11.0276 | Industrial_2038_Technical_GWh_After Competition Groups_Chiller Optimization
Industrial | Ind ¦ Improved Controls - Process Heating | 2038 | Technical | GWh | After Competition Groups | 10.7183 | 0 | 0 | 6069.9202 | 0.0017658 | 32 | Industrial_2038_Technical_GWh_After Competition Groups_32 | Improved Controls - Process Heating | 0.1766% | 0 | 10.7183 | Industrial_2038_Technical_GWh_After Competition Groups_Improved Controls - Process Heating
Industrial | Ind ¦ High Efficiency Welders | 2038 | Technical | GWh | After Competition Groups | 9.9685 | 0 | 0 | 6069.9202 | 0.0016423 | 33 | Industrial_2038_Technical_GWh_After Competition Groups_33 | High Efficiency Welders | 0.1642% | 0 | 9.9685 | Industrial_2038_Technical_GWh_After Competition Groups_High Efficiency Welders
Industrial | Ind ¦ Cooling Tower Optimization | 2038 | Technical | GWh | After Competition Groups | 8.689 | 0 | 0 | 6069.9202 | 0.0014315 | 34 | Industrial_2038_Technical_GWh_After Competition Groups_34 | Cooling Tower Optimization | 0.1431% | 0 | 8.689 | Industrial_2038_Technical_GWh_After Competition Groups_Cooling Tower Optimization
Industrial | Ind ¦ Low Energy Livestock Waterers | 2038 | Technical | GWh | After Competition Groups | 7.0881 | 0 | 0 | 6069.9202 | 0.0011677 | 35 | Industrial_2038_Technical_GWh_After Competition Groups_35 | Low Energy Livestock Waterers | 0.1168% | 0 | 7.0881 | Industrial_2038_Technical_GWh_After Competition Groups_Low Energy Livestock Waterers
Industrial | Ind ¦ Engine Block Heater Timer | 2038 | Technical | GWh | After Competition Groups | 6.6795 | 0 | 0 | 6069.9202 | 0.0011004 | 36 | Industrial_2038_Technical_GWh_After Competition Groups_36 | Engine Block Heater Timer | 0.11% | 0 | 6.6795 | Industrial_2038_Technical_GWh_After Competition Groups_Engine Block Heater Timer
Industrial | Ind ¦ Dairy Pre-Cooler | 2038 | Technical | GWh | After Competition Groups | 5.3332 | 0 | 0 | 6069.9202 | 0.00087862 | 37 | Industrial_2038_Technical_GWh_After Competition Groups_37 | Dairy Pre-Cooler | 0.08786% | 0 | 5.3332 | Industrial_2038_Technical_GWh_After Competition Groups_Dairy Pre-Cooler
Industrial | Ind ¦ Free Cooling | 2038 | Technical | GWh | After Competition Groups | 5.3331 | 0 | 0 | 6069.9202 | 0.00087861 | 38 | Industrial_2038_Technical_GWh_After Competition Groups_38 | Free Cooling | 0.08786% | 0 | 5.3331 | Industrial_2038_Technical_GWh_After Competition Groups_Free Cooling
Industrial | Ind ¦ Air Compressor Heat Recovery | 2038 | Technical | GWh | After Competition Groups | 2.8084 | 0 | 0 | 6069.9202 | 0.00046268 | 39 | Industrial_2038_Technical_GWh_After Competition Groups_39 | Air Compressor Heat Recovery | 0.04627% | 0 | 2.8084 | Industrial_2038_Technical_GWh_After Competition Groups_Air Compressor Heat Recovery
Industrial | Ind ¦ Optimize Compressed Air Dryer | 2038 | Technical | GWh | After Competition Groups | 2.099 | 0 | 0 | 6069.9202 | 0.0003458 | 40 | Industrial_2038_Technical_GWh_After Competition Groups_40 | Optimize Compressed Air Dryer | 0.03458% | 0 | 2.099 | Industrial_2038_Technical_GWh_After Competition Groups_Optimize Compressed Air Dryer
Industrial | Ind ¦ Heat Lamps/Heat Pad | 2038 | Technical | GWh | After Competition Groups | 1.4963 | 0 | 0 | 6069.9202 | 0.00024652 | 41 | Industrial_2038_Technical_GWh_After Competition Groups_41 | Heat Lamps/Heat Pad | 0.02465% | 0 | 1.4963 | Industrial_2038_Technical_GWh_After Competition Groups_Heat Lamps/Heat Pad
Industrial | Ind ¦ Efficient Refrigeration Compressor | 2038 | Technical | GWh | After Competition Groups | 1.113 | 0 | 0 | 6069.9202 | 0.00018336 | 42 | Industrial_2038_Technical_GWh_After Competition Groups_42 | Efficient Refrigeration Compressor | 0.01834% | 0 | 1.113 | Industrial_2038_Technical_GWh_After Competition Groups_Efficient Refrigeration Compressor
Industrial | Ind ¦ Creep Heat Controller | 2038 | Technical | GWh | After Competition Groups | 0.91743 | 0 | 0 | 6069.9202 | 0.00015114 | 43 | Industrial_2038_Technical_GWh_After Competition Groups_43 | Creep Heat Controller | 0.01511% | 0 | 0.91743 | Industrial_2038_Technical_GWh_After Competition Groups_Creep Heat Controller
Industrial | Ind ¦ Dual and Natural Exhaust Ventilation Systems | 2038 | Technical | GWh | After Competition Groups | 0.42264 | 0 | 0 | 6069.9202 | 6.9628e-05 | 44 | Industrial_2038_Technical_GWh_After Competition Groups_44 | Dual and Natural Exhaust Ventilation Systems | 0.006963% | 0 | 0.42264 | Industrial_2038_Technical_GWh_After Competition Groups_Dual and Natural Exhaust Ventilation Systems
Industrial | Ind ¦ Dairy Water Heater | 2038 | Technical | GWh | After Competition Groups | 0.29278 | 0 | 0 | 6069.9202 | 4.8235e-05 | 45 | Industrial_2038_Technical_GWh_After Competition Groups_45 | Dairy Water Heater | 0.004824% | 0 | 0.29278 | Industrial_2038_Technical_GWh_After Competition Groups_Dairy Water Heater
Industrial | Ind ¦ Process Heat Improvements | 2019 | Economic | million_m3 | After Competition Groups | 510.7948 | 0 | 0 | 1718.1884 | 0.29729 | 1 | Industrial_2019_Economic_million_m3_After Competition Groups_1 | Process Heat Improvements | 29.73% | 0 | 510.7948 | Industrial_2019_Economic_million_m3_After Competition Groups_Process Heat Improvements
Industrial | Ind ¦ Process Heat Recovery (Gas) | 2019 | Economic | million_m3 | After Competition Groups | 303.3321 | 0 | 0 | 1718.1884 | 0.17654 | 2 | Industrial_2019_Economic_million_m3_After Competition Groups_2 | Process Heat Recovery (Gas) | 17.65% | 0 | 303.3321 | Industrial_2019_Economic_million_m3_After Competition Groups_Process Heat Recovery (Gas)
Industrial | Ind ¦ Recommissioning | 2019 | Economic | million_m3 | After Competition Groups | 218.3228 | 0 | 0 | 1718.1884 | 0.12707 | 3 | Industrial_2019_Economic_million_m3_After Competition Groups_3 | Recommissioning | 12.71% | 0 | 218.3228 | Industrial_2019_Economic_million_m3_After Competition Groups_Recommissioning
Industrial | Ind ¦ Boiler Upgrade | 2019 | Economic | million_m3 | After Competition Groups | 188.2659 | 0 | 0 | 1718.1884 | 0.10957 | 4 | Industrial_2019_Economic_million_m3_After Competition Groups_4 | Boiler Upgrade | 10.96% | 0 | 188.2659 | Industrial_2019_Economic_million_m3_After Competition Groups_Boiler Upgrade
Industrial | Ind ¦ Improved Controls -Process Heating Gas | 2019 | Economic | million_m3 | After Competition Groups | 139.1832 | 0 | 0 | 1718.1884 | 0.081006 | 5 | Industrial_2019_Economic_million_m3_After Competition Groups_5 | Improved Controls -Process Heating Gas | 8.101% | 0 | 139.1832 | Industrial_2019_Economic_million_m3_After Competition Groups_Improved Controls -Process Heating Gas
Industrial | Ind ¦ High Efficiency Burners | 2019 | Economic | million_m3 | After Competition Groups | 96.4012 | 0 | 0 | 1718.1884 | 0.056106 | 6 | Industrial_2019_Economic_million_m3_After Competition Groups_6 | High Efficiency Burners | 5.611% | 0 | 96.4012 | Industrial_2019_Economic_million_m3_After Competition Groups_High Efficiency Burners
Industrial | Ind ¦ Insulation - Steam | 2019 | Economic | million_m3 | After Competition Groups | 41.7031 | 0 | 0 | 1718.1884 | 0.024272 | 7 | Industrial_2019_Economic_million_m3_After Competition Groups_7 | Insulation - Steam | 2.427% | 0 | 41.7031 | Industrial_2019_Economic_million_m3_After Competition Groups_Insulation - Steam
Industrial | Ind ¦ Greenhouse Envelope Improvements | 2019 | Economic | million_m3 | After Competition Groups | 38.741 | 0 | 0 | 1718.1884 | 0.022548 | 8 | Industrial_2019_Economic_million_m3_After Competition Groups_8 | Greenhouse Envelope Improvements | 2.255% | 0 | 38.741 | Industrial_2019_Economic_million_m3_After Competition Groups_Greenhouse Envelope Improvements
Industrial | Ind ¦ VAV Conversion Project (Gas) | 2019 | Economic | million_m3 | After Competition Groups | 34.2973 | 0 | 0 | 1718.1884 | 0.019961 | 9 | Industrial_2019_Economic_million_m3_After Competition Groups_9 | VAV Conversion Project (Gas) | 1.996% | 0 | 34.2973 | Industrial_2019_Economic_million_m3_After Competition Groups_VAV Conversion Project (Gas)
Industrial | Ind ¦ High Efficiency HVAC Fans (Gas) | 2019 | Economic | million_m3 | After Competition Groups | 27.8627 | 0 | 0 | 1718.1884 | 0.016216 | 10 | Industrial_2019_Economic_million_m3_After Competition Groups_10 | High Efficiency HVAC Fans (Gas) | 1.622% | 0 | 27.8627 | Industrial_2019_Economic_million_m3_After Competition Groups_High Efficiency HVAC Fans (Gas)
Industrial | Ind ¦ HE HVAC Controls | 2019 | Economic | million_m3 | After Competition Groups | 23.7319 | 0 | 0 | 1718.1884 | 0.013812 | 11 | Industrial_2019_Economic_million_m3_After Competition Groups_11 | HE HVAC Controls | 1.381% | 0 | 23.7319 | Industrial_2019_Economic_million_m3_After Competition Groups_HE HVAC Controls
Industrial | Ind ¦ Insulation - Steam (AG) | 2019 | Economic | million_m3 | After Competition Groups | 19.6519 | 0 | 0 | 1718.1884 | 0.011438 | 12 | Industrial_2019_Economic_million_m3_After Competition Groups_12 | Insulation - Steam (AG) | 1.144% | 0 | 19.6519 | Industrial_2019_Economic_million_m3_After Competition Groups_Insulation - Steam (AG)
Industrial | Ind ¦ Direct Contact Water Heaters | 2019 | Economic | million_m3 | After Competition Groups | 16.94 | 0 | 0 | 1718.1884 | 0.0098592 | 13 | Industrial_2019_Economic_million_m3_After Competition Groups_13 | Direct Contact Water Heaters | 0.9859% | 0 | 16.94 | Industrial_2019_Economic_million_m3_After Competition Groups_Direct Contact Water Heaters
Industrial | Ind ¦ Air Compressor Heat Recovery | 2019 | Economic | million_m3 | After Competition Groups | 15.2876 | 0 | 0 | 1718.1884 | 0.0088975 | 14 | Industrial_2019_Economic_million_m3_After Competition Groups_14 | Air Compressor Heat Recovery | 0.8898% | 0 | 15.2876 | Industrial_2019_Economic_million_m3_After Competition Groups_Air Compressor Heat Recovery
Industrial | Ind ¦ Steam Turbine Optimization | 2019 | Economic | million_m3 | After Competition Groups | 9.7191 | 0 | 0 | 1718.1884 | 0.0056566 | 15 | Industrial_2019_Economic_million_m3_After Competition Groups_15 | Steam Turbine Optimization | 0.5657% | 0 | 9.7191 | Industrial_2019_Economic_million_m3_After Competition Groups_Steam Turbine Optimization
Industrial | Ind ¦ Process Optimization (Gas) | 2019 | Economic | million_m3 | After Competition Groups | 8.9846 | 0 | 0 | 1718.1884 | 0.0052291 | 16 | Industrial_2019_Economic_million_m3_After Competition Groups_16 | Process Optimization (Gas) | 0.5229% | 0 | 8.9846 | Industrial_2019_Economic_million_m3_After Competition Groups_Process Optimization (Gas)
Industrial | Ind ¦ Gas Turbine Optimization | 2019 | Economic | million_m3 | After Competition Groups | 7.2894 | 0 | 0 | 1718.1884 | 0.0042425 | 17 | Industrial_2019_Economic_million_m3_After Competition Groups_17 | Gas Turbine Optimization | 0.4242% | 0 | 7.2894 | Industrial_2019_Economic_million_m3_After Competition Groups_Gas Turbine Optimization
Industrial | Ind ¦ HE Stock Tank | 2019 | Economic | million_m3 | After Competition Groups | 5.0853 | 0 | 0 | 1718.1884 | 0.0029597 | 18 | Industrial_2019_Economic_million_m3_After Competition Groups_18 | HE Stock Tank | 0.296% | 0 | 5.0853 | Industrial_2019_Economic_million_m3_After Competition Groups_HE Stock Tank
Industrial | Ind ¦ Ventilation Optimization (Gas) | 2019 | Economic | million_m3 | After Competition Groups | 4.7572 | 0 | 0 | 1718.1884 | 0.0027687 | 19 | Industrial_2019_Economic_million_m3_After Competition Groups_19 | Ventilation Optimization (Gas) | 0.2769% | 0 | 4.7572 | Industrial_2019_Economic_million_m3_After Competition Groups_Ventilation Optimization (Gas)
Industrial | Ind ¦ Solar Walls | 2019 | Economic | million_m3 | After Competition Groups | 4.6264 | 0 | 0 | 1718.1884 | 0.0026926 | 20 | Industrial_2019_Economic_million_m3_After Competition Groups_20 | Solar Walls | 0.2693% | 0 | 4.6264 | Industrial_2019_Economic_million_m3_After Competition Groups_Solar Walls
Industrial | Ind ¦ HE HVAC Units | 2019 | Economic | million_m3 | After Competition Groups | 1.3809 | 0 | 0 | 1718.1884 | 0.00080369 | 21 | Industrial_2019_Economic_million_m3_After Competition Groups_21 | HE HVAC Units | 0.08037% | 0 | 1.3809 | Industrial_2019_Economic_million_m3_After Competition Groups_HE HVAC Units
Industrial | Ind ¦ Process Heat Recovery (Gas) - HVAC | 2019 | Economic | million_m3 | After Competition Groups | 1.0137 | 0 | 0 | 1718.1884 | 0.00059001 | 22 | Industrial_2019_Economic_million_m3_After Competition Groups_22 | Process Heat Recovery (Gas) - HVAC | 0.059% | 0 | 1.0137 | Industrial_2019_Economic_million_m3_After Competition Groups_Process Heat Recovery (Gas) - HVAC
Industrial | Ind ¦ Insulation - Steam - Direct | 2019 | Economic | million_m3 | After Competition Groups | 0.67583 | 0 | 0 | 1718.1884 | 0.00039334 | 23 | Industrial_2019_Economic_million_m3_After Competition Groups_23 | Insulation - Steam - Direct | 0.03933% | 0 | 0.67583 | Industrial_2019_Economic_million_m3_After Competition Groups_Insulation - Steam - Direct
Industrial | Ind ¦ Insulation - Steam - HVAC | 2019 | Economic | million_m3 | After Competition Groups | 0.14055 | 0 | 0 | 1718.1884 | 8.18e-05 | 24 | Industrial_2019_Economic_million_m3_After Competition Groups_24 | Insulation - Steam - HVAC | 0.00818% | 0 | 0.14055 | Industrial_2019_Economic_million_m3_After Competition Groups_Insulation - Steam - HVAC
Industrial | Ind ¦ High Efficiency Furnaces | 2019 | Economic | million_m3 | After Competition Groups | 0 | 0 | 0 | 1718.1884 | 0 | 25 | Industrial_2019_Economic_million_m3_After Competition Groups_25 | High Efficiency Furnaces | 0% | 0 | 0 | Industrial_2019_Economic_million_m3_After Competition Groups_High Efficiency Furnaces
Industrial | Ind ¦ Steam Trap Repair | 2019 | Economic | million_m3 | After Competition Groups | 0 | 0 | 0 | 1718.1884 | 0 | 26 | Industrial_2019_Economic_million_m3_After Competition Groups_26 | Steam Trap Repair | 0% | 0 | 0 | Industrial_2019_Economic_million_m3_After Competition Groups_Steam Trap Repair
Industrial | Ind ¦ Boiler Upgrade | 2019 | SC A | million_m3 | After Competition Groups | 12.7559 | 11228775.9547 | 11.2288 | 38.291 | 0.33313 | 1 | Industrial_2019_SC A_million_m3_After Competition Groups_1 | Boiler Upgrade | 33.31% | 11.2288 | 12.7559 | Industrial_2019_SC A_million_m3_After Competition Groups_Boiler Upgrade
Industrial | Ind ¦ Process Heat Improvements | 2019 | SC A | million_m3 | After Competition Groups | 7.7027 | 6780594.9006 | 6.7806 | 38.291 | 0.20116 | 2 | Industrial_2019_SC A_million_m3_After Competition Groups_2 | Process Heat Improvements | 20.12% | 6.7806 | 7.7027 | Industrial_2019_SC A_million_m3_After Competition Groups_Process Heat Improvements
Industrial | Ind ¦ Process Heat Recovery (Gas) | 2019 | SC A | million_m3 | After Competition Groups | 4.1262 | 3632255.5327 | 3.6323 | 38.291 | 0.10776 | 3 | Industrial_2019_SC A_million_m3_After Competition Groups_3 | Process Heat Recovery (Gas) | 10.78% | 3.6323 | 4.1262 | Industrial_2019_SC A_million_m3_After Competition Groups_Process Heat Recovery (Gas)
Industrial | Ind ¦ Greenhouse Envelope Improvements | 2019 | SC A | million_m3 | After Competition Groups | 3.9803 | 305008.3069 | 0.30501 | 38.291 | 0.10395 | 4 | Industrial_2019_SC A_million_m3_After Competition Groups_4 | Greenhouse Envelope Improvements | 10.39% | 0.30501 | 3.9803 | Industrial_2019_SC A_million_m3_After Competition Groups_Greenhouse Envelope Improvements
Industrial | Ind ¦ Recommissioning | 2019 | SC A | million_m3 | After Competition Groups | 3.4157 | 1109020.6852 | 1.109 | 38.291 | 0.089204 | 5 | Industrial_2019_SC A_million_m3_After Competition Groups_5 | Recommissioning | 8.92% | 1.109 | 3.4157 | Industrial_2019_SC A_million_m3_After Competition Groups_Recommissioning
Industrial | Ind ¦ Improved Controls -Process Heating Gas | 2019 | SC A | million_m3 | After Competition Groups | 2.2503 | 1421047.2059 | 1.421 | 38.291 | 0.058767 | 6 | Industrial_2019_SC A_million_m3_After Competition Groups_6 | Improved Controls -Process Heating Gas | 5.877% | 1.421 | 2.2503 | Industrial_2019_SC A_million_m3_After Competition Groups_Improved Controls -Process Heating Gas
Industrial | Ind ¦ Insulation - Steam | 2019 | SC A | million_m3 | After Competition Groups | 0.6916 | 240488.4571 | 0.24049 | 38.291 | 0.018062 | 7 | Industrial_2019_SC A_million_m3_After Competition Groups_7 | Insulation - Steam | 1.806% | 0.24049 | 0.6916 | Industrial_2019_SC A_million_m3_After Competition Groups_Insulation - Steam
Industrial | Ind ¦ High Efficiency Burners | 2019 | SC A | million_m3 | After Competition Groups | 0.65887 | 579995.0616 | 0.58 | 38.291 | 0.017207 | 8 | Industrial_2019_SC A_million_m3_After Competition Groups_8 | High Efficiency Burners | 1.721% | 0.58 | 0.65887 | Industrial_2019_SC A_million_m3_After Competition Groups_High Efficiency Burners
Industrial | Ind ¦ Direct Contact Water Heaters | 2019 | SC A | million_m3 | After Competition Groups | 0.49218 | 0 | 0 | 38.291 | 0.012854 | 9 | Industrial_2019_SC A_million_m3_After Competition Groups_9 | Direct Contact Water Heaters | 1.285% | 0 | 0.49218 | Industrial_2019_SC A_million_m3_After Competition Groups_Direct Contact Water Heaters
Industrial | Ind ¦ High Efficiency HVAC Fans (Gas) | 2019 | SC A | million_m3 | After Competition Groups | 0.45119 | 336734.215 | 0.33673 | 38.291 | 0.011783 | 10 | Industrial_2019_SC A_million_m3_After Competition Groups_10 | High Efficiency HVAC Fans (Gas) | 1.178% | 0.33673 | 0.45119 | Industrial_2019_SC A_million_m3_After Competition Groups_High Efficiency HVAC Fans (Gas)
Industrial | Ind ¦ Steam Turbine Optimization | 2019 | SC A | million_m3 | After Competition Groups | 0.40644 | 357785.0928 | 0.35779 | 38.291 | 0.010615 | 11 | Industrial_2019_SC A_million_m3_After Competition Groups_11 | Steam Turbine Optimization | 1.061% | 0.35779 | 0.40644 | Industrial_2019_SC A_million_m3_After Competition Groups_Steam Turbine Optimization
Industrial | Ind ¦ Insulation - Steam (AG) | 2019 | SC A | million_m3 | After Competition Groups | 0.35079 | 121978.4176 | 0.12198 | 38.291 | 0.0091611 | 12 | Industrial_2019_SC A_million_m3_After Competition Groups_12 | Insulation - Steam (AG) | 0.9161% | 0.12198 | 0.35079 | Industrial_2019_SC A_million_m3_After Competition Groups_Insulation - Steam (AG)
Industrial | Ind ¦ Gas Turbine Optimization | 2019 | SC A | million_m3 | After Competition Groups | 0.30483 | 227505.2536 | 0.22751 | 38.291 | 0.0079609 | 13 | Industrial_2019_SC A_million_m3_After Competition Groups_13 | Gas Turbine Optimization | 0.7961% | 0.22751 | 0.30483 | Industrial_2019_SC A_million_m3_After Competition Groups_Gas Turbine Optimization
Industrial | Ind ¦ Air Compressor Heat Recovery | 2019 | SC A | million_m3 | After Competition Groups | 0.2509 | 187255.9615 | 0.18726 | 38.291 | 0.0065525 | 14 | Industrial_2019_SC A_million_m3_After Competition Groups_14 | Air Compressor Heat Recovery | 0.6553% | 0.18726 | 0.2509 | Industrial_2019_SC A_million_m3_After Competition Groups_Air Compressor Heat Recovery
Industrial | Ind ¦ Ventilation Optimization (Gas) | 2019 | SC A | million_m3 | After Competition Groups | 0.21444 | 0 | 0 | 38.291 | 0.0056004 | 15 | Industrial_2019_SC A_million_m3_After Competition Groups_15 | Ventilation Optimization (Gas) | 0.56% | 0 | 0.21444 | Industrial_2019_SC A_million_m3_After Competition Groups_Ventilation Optimization (Gas)
Industrial | Ind ¦ HE Stock Tank | 2019 | SC A | million_m3 | After Competition Groups | 0.076268 | 26168.9926 | 0.026169 | 38.291 | 0.0019918 | 16 | Industrial_2019_SC A_million_m3_After Competition Groups_16 | HE Stock Tank | 0.1992% | 0.026169 | 0.076268 | Industrial_2019_SC A_million_m3_After Competition Groups_HE Stock Tank
Industrial | Ind ¦ Process Optimization (Gas) | 2019 | SC A | million_m3 | After Competition Groups | 0.070066 | 36007.4376 | 0.036007 | 38.291 | 0.0018298 | 17 | Industrial_2019_SC A_million_m3_After Competition Groups_17 | Process Optimization (Gas) | 0.183% | 0.036007 | 0.070066 | Industrial_2019_SC A_million_m3_After Competition Groups_Process Optimization (Gas)
Industrial | Ind ¦ VAV Conversion Project (Gas) | 2019 | SC A | million_m3 | After Competition Groups | 0.039091 | 34411.1481 | 0.034411 | 38.291 | 0.0010209 | 18 | Industrial_2019_SC A_million_m3_After Competition Groups_18 | VAV Conversion Project (Gas) | 0.1021% | 0.034411 | 0.039091 | Industrial_2019_SC A_million_m3_After Competition Groups_VAV Conversion Project (Gas)
Industrial | Ind ¦ HE HVAC Controls | 2019 | SC A | million_m3 | After Competition Groups | 0.023103 | 17242.563 | 0.017243 | 38.291 | 0.00060336 | 19 | Industrial_2019_SC A_million_m3_After Competition Groups_19 | HE HVAC Controls | 0.06034% | 0.017243 | 0.023103 | Industrial_2019_SC A_million_m3_After Competition Groups_HE HVAC Controls
Industrial | Ind ¦ Process Heat Recovery (Gas) - HVAC | 2019 | SC A | million_m3 | After Competition Groups | 0.015579 | 13714.3825 | 0.013714 | 38.291 | 0.00040687 | 20 | Industrial_2019_SC A_million_m3_After Competition Groups_20 | Process Heat Recovery (Gas) - HVAC | 0.04069% | 0.013714 | 0.015579 | Industrial_2019_SC A_million_m3_After Competition Groups_Process Heat Recovery (Gas) - HVAC
Industrial | Ind ¦ Insulation - Steam - Direct | 2019 | SC A | million_m3 | After Competition Groups | 0.010644 | 3701.3551 | 0.0037014 | 38.291 | 0.00027799 | 21 | Industrial_2019_SC A_million_m3_After Competition Groups_21 | Insulation - Steam - Direct | 0.0278% | 0.0037014 | 0.010644 | Industrial_2019_SC A_million_m3_After Competition Groups_Insulation - Steam - Direct
Industrial | Ind ¦ Insulation - Steam - HVAC | 2019 | SC A | million_m3 | After Competition Groups | 0.0025088 | 872.376 | 0.00087238 | 38.291 | 6.5519e-05 | 22 | Industrial_2019_SC A_million_m3_After Competition Groups_22 | Insulation - Steam - HVAC | 0.006552% | 0.00087238 | 0.0025088 | Industrial_2019_SC A_million_m3_After Competition Groups_Insulation - Steam - HVAC
Industrial | Ind ¦ HE HVAC Units | 2019 | SC A | million_m3 | After Competition Groups | 0.0012231 | 912.8109 | 0.00091281 | 38.291 | 3.1941e-05 | 23 | Industrial_2019_SC A_million_m3_After Competition Groups_23 | HE HVAC Units | 0.003194% | 0.00091281 | 0.0012231 | Industrial_2019_SC A_million_m3_After Competition Groups_HE HVAC Units
Industrial | Ind ¦ Solar Walls | 2019 | SC A | million_m3 | After Competition Groups | 0.00025803 | 236.0922 | 0.00023609 | 38.291 | 6.7386e-06 | 24 | Industrial_2019_SC A_million_m3_After Competition Groups_24 | Solar Walls | 0.0006739% | 0.00023609 | 0.00025803 | Industrial_2019_SC A_million_m3_After Competition Groups_Solar Walls
Industrial | Ind ¦ High Efficiency Furnaces | 2019 | SC A | million_m3 | After Competition Groups | 0 | 0 | 0 | 38.291 | 0 | 25 | Industrial_2019_SC A_million_m3_After Competition Groups_25 | High Efficiency Furnaces | 0% | 0 | 0 | Industrial_2019_SC A_million_m3_After Competition Groups_High Efficiency Furnaces
Industrial | Ind ¦ Steam Trap Repair | 2019 | SC A | million_m3 | After Competition Groups | 0 | 0 | 0 | 38.291 | 0 | 26 | Industrial_2019_SC A_million_m3_After Competition Groups_26 | Steam Trap Repair | 0% | 0 | 0 | Industrial_2019_SC A_million_m3_After Competition Groups_Steam Trap Repair
Industrial | Ind ¦ Process Heat Improvements | 2019 | SC B | million_m3 | After Competition Groups | 20.3758 | 18641679.2823 | 18.6417 | 81.5017 | 0.25 | 1 | Industrial_2019_SC B_million_m3_After Competition Groups_1 | Process Heat Improvements | 25% | 18.6417 | 20.3758 | Industrial_2019_SC B_million_m3_After Competition Groups_Process Heat Improvements
Industrial | Ind ¦ Boiler Upgrade | 2019 | SC B | million_m3 | After Competition Groups | 14.2594 | 20532407.7698 | 20.5324 | 81.5017 | 0.17496 | 2 | Industrial_2019_SC B_million_m3_After Competition Groups_2 | Boiler Upgrade | 17.5% | 20.5324 | 14.2594 | Industrial_2019_SC B_million_m3_After Competition Groups_Boiler Upgrade
Industrial | Ind ¦ Process Heat Recovery (Gas) | 2019 | SC B | million_m3 | After Competition Groups | 12.8907 | 15473090.3892 | 15.4731 | 81.5017 | 0.15816 | 3 | Industrial_2019_SC B_million_m3_After Competition Groups_3 | Process Heat Recovery (Gas) | 15.82% | 15.4731 | 12.8907 | Industrial_2019_SC B_million_m3_After Competition Groups_Process Heat Recovery (Gas)
Industrial | Ind ¦ Recommissioning | 2019 | SC B | million_m3 | After Competition Groups | 9.3931 | 4344023.9859 | 4.344 | 81.5017 | 0.11525 | 4 | Industrial_2019_SC B_million_m3_After Competition Groups_4 | Recommissioning | 11.52% | 4.344 | 9.3931 | Industrial_2019_SC B_million_m3_After Competition Groups_Recommissioning
Industrial | Ind ¦ Improved Controls -Process Heating Gas | 2019 | SC B | million_m3 | After Competition Groups | 5.8934 | 3721351.6949 | 3.7214 | 81.5017 | 0.072311 | 5 | Industrial_2019_SC B_million_m3_After Competition Groups_5 | Improved Controls -Process Heating Gas | 7.231% | 3.7214 | 5.8934 | Industrial_2019_SC B_million_m3_After Competition Groups_Improved Controls -Process Heating Gas
Industrial | Ind ¦ Greenhouse Envelope Improvements | 2019 | SC B | million_m3 | After Competition Groups | 4.8804 | 373946.3901 | 0.37395 | 81.5017 | 0.059881 | 6 | Industrial_2019_SC B_million_m3_After Competition Groups_6 | Greenhouse Envelope Improvements | 5.988% | 0.37395 | 4.8804 | Industrial_2019_SC B_million_m3_After Competition Groups_Greenhouse Envelope Improvements
Industrial | Ind ¦ High Efficiency Burners | 2019 | SC B | million_m3 | After Competition Groups | 3.8766 | 5558893.5546 | 5.5589 | 81.5017 | 0.047565 | 7 | Industrial_2019_SC B_million_m3_After Competition Groups_7 | High Efficiency Burners | 4.756% | 5.5589 | 3.8766 | Industrial_2019_SC B_million_m3_After Competition Groups_High Efficiency Burners
Industrial | Ind ¦ Insulation - Steam | 2019 | SC B | million_m3 | After Competition Groups | 1.8113 | 629781.4676 | 0.62978 | 81.5017 | 0.022224 | 8 | Industrial_2019_SC B_million_m3_After Competition Groups_8 | Insulation - Steam | 2.222% | 0.62978 | 1.8113 | Industrial_2019_SC B_million_m3_After Competition Groups_Insulation - Steam
Industrial | Ind ¦ VAV Conversion Project (Gas) | 2019 | SC B | million_m3 | After Competition Groups | 1.5347 | 3316821.0712 | 3.3168 | 81.5017 | 0.018831 | 9 | Industrial_2019_SC B_million_m3_After Competition Groups_9 | VAV Conversion Project (Gas) | 1.883% | 3.3168 | 1.5347 | Industrial_2019_SC B_million_m3_After Competition Groups_VAV Conversion Project (Gas)
Industrial | Ind ¦ High Efficiency HVAC Fans (Gas) | 2019 | SC B | million_m3 | After Competition Groups | 1.4464 | 1553849.5496 | 1.5538 | 81.5017 | 0.017747 | 10 | Industrial_2019_SC B_million_m3_After Competition Groups_10 | High Efficiency HVAC Fans (Gas) | 1.775% | 1.5538 | 1.4464 | Industrial_2019_SC B_million_m3_After Competition Groups_High Efficiency HVAC Fans (Gas)
Industrial | Ind ¦ HE HVAC Controls | 2019 | SC B | million_m3 | After Competition Groups | 1.0817 | 2316127.9722 | 2.3161 | 81.5017 | 0.013272 | 11 | Industrial_2019_SC B_million_m3_After Competition Groups_11 | HE HVAC Controls | 1.327% | 2.3161 | 1.0817 | Industrial_2019_SC B_million_m3_After Competition Groups_HE HVAC Controls
Industrial | Ind ¦ Direct Contact Water Heaters | 2019 | SC B | million_m3 | After Competition Groups | 0.92163 | 0 | 0 | 81.5017 | 0.011308 | 12 | Industrial_2019_SC B_million_m3_After Competition Groups_12 | Direct Contact Water Heaters | 1.131% | 0 | 0.92163 | Industrial_2019_SC B_million_m3_After Competition Groups_Direct Contact Water Heaters
Industrial | Ind ¦ Insulation - Steam (AG) | 2019 | SC B | million_m3 | After Competition Groups | 0.91872 | 319432.1162 | 0.31943 | 81.5017 | 0.011272 | 13 | Industrial_2019_SC B_million_m3_After Competition Groups_13 | Insulation - Steam (AG) | 1.127% | 0.31943 | 0.91872 | Industrial_2019_SC B_million_m3_After Competition Groups_Insulation - Steam (AG)
Industrial | Ind ¦ Air Compressor Heat Recovery | 2019 | SC B | million_m3 | After Competition Groups | 0.67341 | 559683.5952 | 0.55968 | 81.5017 | 0.0082625 | 14 | Industrial_2019_SC B_million_m3_After Competition Groups_14 | Air Compressor Heat Recovery | 0.8263% | 0.55968 | 0.67341 | Industrial_2019_SC B_million_m3_After Competition Groups_Air Compressor Heat Recovery
Industrial | Ind ¦ Steam Turbine Optimization | 2019 | SC B | million_m3 | After Competition Groups | 0.40644 | 408626.8567 | 0.40863 | 81.5017 | 0.0049869 | 15 | Industrial_2019_SC B_million_m3_After Competition Groups_15 | Steam Turbine Optimization | 0.4987% | 0.40863 | 0.40644 | Industrial_2019_SC B_million_m3_After Competition Groups_Steam Turbine Optimization
Industrial | Ind ¦ Gas Turbine Optimization | 2019 | SC B | million_m3 | After Competition Groups | 0.30483 | 306470.1425 | 0.30647 | 81.5017 | 0.0037402 | 16 | Industrial_2019_SC B_million_m3_After Competition Groups_16 | Gas Turbine Optimization | 0.374% | 0.30647 | 0.30483 | Industrial_2019_SC B_million_m3_After Competition Groups_Gas Turbine Optimization
Industrial | Ind ¦ Ventilation Optimization (Gas) | 2019 | SC B | million_m3 | After Competition Groups | 0.21444 | 0 | 0 | 81.5017 | 0.0026312 | 17 | Industrial_2019_SC B_million_m3_After Competition Groups_17 | Ventilation Optimization (Gas) | 0.2631% | 0 | 0.21444 | Industrial_2019_SC B_million_m3_After Competition Groups_Ventilation Optimization (Gas)
Industrial | Ind ¦ Solar Walls | 2019 | SC B | million_m3 | After Competition Groups | 0.20701 | 757578.0339 | 0.75758 | 81.5017 | 0.00254 | 18 | Industrial_2019_SC B_million_m3_After Competition Groups_18 | Solar Walls | 0.254% | 0.75758 | 0.20701 | Industrial_2019_SC B_million_m3_After Competition Groups_Solar Walls
Industrial | Ind ¦ HE Stock Tank | 2019 | SC B | million_m3 | After Competition Groups | 0.19975 | 68530.3107 | 0.06853 | 81.5017 | 0.0024508 | 19 | Industrial_2019_SC B_million_m3_After Competition Groups_19 | HE Stock Tank | 0.2451% | 0.06853 | 0.19975 | Industrial_2019_SC B_million_m3_After Competition Groups_HE Stock Tank
Industrial | Ind ¦ Process Optimization (Gas) | 2019 | SC B | million_m3 | After Competition Groups | 0.070066 | 36003.8369 | 0.036004 | 81.5017 | 0.00085969 | 20 | Industrial_2019_SC B_million_m3_After Competition Groups_20 | Process Optimization (Gas) | 0.08597% | 0.036004 | 0.070066 | Industrial_2019_SC B_million_m3_After Competition Groups_Process Optimization (Gas)
Industrial | Ind ¦ HE HVAC Units | 2019 | SC B | million_m3 | After Competition Groups | 0.060033 | 128544.594 | 0.12854 | 81.5017 | 0.00073658 | 21 | Industrial_2019_SC B_million_m3_After Competition Groups_21 | HE HVAC Units | 0.07366% | 0.12854 | 0.060033 | Industrial_2019_SC B_million_m3_After Competition Groups_HE HVAC Units
Industrial | Ind ¦ Process Heat Recovery (Gas) - HVAC | 2019 | SC B | million_m3 | After Competition Groups | 0.047391 | 56884.5791 | 0.056885 | 81.5017 | 0.00058147 | 22 | Industrial_2019_SC B_million_m3_After Competition Groups_22 | Process Heat Recovery (Gas) - HVAC | 0.05815% | 0.056885 | 0.047391 | Industrial_2019_SC B_million_m3_After Competition Groups_Process Heat Recovery (Gas) - HVAC
Industrial | Ind ¦ Insulation - Steam - Direct | 2019 | SC B | million_m3 | After Competition Groups | 0.027878 | 9692.9631 | 0.009693 | 81.5017 | 0.00034205 | 23 | Industrial_2019_SC B_million_m3_After Competition Groups_23 | Insulation - Steam - Direct | 0.03421% | 0.009693 | 0.027878 | Industrial_2019_SC B_million_m3_After Competition Groups_Insulation - Steam - Direct
Industrial | Ind ¦ Insulation - Steam - HVAC | 2019 | SC B | million_m3 | After Competition Groups | 0.0065706 | 2284.5431 | 0.0022845 | 81.5017 | 8.0619e-05 | 24 | Industrial_2019_SC B_million_m3_After Competition Groups_24 | Insulation - Steam - HVAC | 0.008062% | 0.0022845 | 0.0065706 | Industrial_2019_SC B_million_m3_After Competition Groups_Insulation - Steam - HVAC
Industrial | Ind ¦ High Efficiency Furnaces | 2019 | SC B | million_m3 | After Competition Groups | 0 | 0 | 0 | 81.5017 | 0 | 25 | Industrial_2019_SC B_million_m3_After Competition Groups_25 | High Efficiency Furnaces | 0% | 0 | 0 | Industrial_2019_SC B_million_m3_After Competition Groups_High Efficiency Furnaces
Industrial | Ind ¦ Steam Trap Repair | 2019 | SC B | million_m3 | After Competition Groups | 0 | 0 | 0 | 81.5017 | 0 | 26 | Industrial_2019_SC B_million_m3_After Competition Groups_26 | Steam Trap Repair | 0% | 0 | 0 | Industrial_2019_SC B_million_m3_After Competition Groups_Steam Trap Repair
Industrial | Ind ¦ Boiler Upgrade | 2019 | SC C | million_m3 | After Competition Groups | 14.2594 | 16736457.6932 | 16.7365 | 41.5151 | 0.34348 | 1 | Industrial_2019_SC C_million_m3_After Competition Groups_1 | Boiler Upgrade | 34.35% | 16.7365 | 14.2594 | Industrial_2019_SC C_million_m3_After Competition Groups_Boiler Upgrade
Industrial | Ind ¦ Process Heat Improvements | 2019 | SC C | million_m3 | After Competition Groups | 7.78 | 7118630.4542 | 7.1186 | 41.5151 | 0.1874 | 2 | Industrial_2019_SC C_million_m3_After Competition Groups_2 | Process Heat Improvements | 18.74% | 7.1186 | 7.78 | Industrial_2019_SC C_million_m3_After Competition Groups_Process Heat Improvements
Industrial | Ind ¦ Process Heat Recovery (Gas) | 2019 | SC C | million_m3 | After Competition Groups | 4.8848 | 5733371.6362 | 5.7334 | 41.5151 | 0.11766 | 3 | Industrial_2019_SC C_million_m3_After Competition Groups_3 | Process Heat Recovery (Gas) | 11.77% | 5.7334 | 4.8848 | Industrial_2019_SC C_million_m3_After Competition Groups_Process Heat Recovery (Gas)
Industrial | Ind ¦ Greenhouse Envelope Improvements | 2019 | SC C | million_m3 | After Competition Groups | 3.9803 | 305008.3069 | 0.30501 | 41.5151 | 0.095875 | 4 | Industrial_2019_SC C_million_m3_After Competition Groups_4 | Greenhouse Envelope Improvements | 9.588% | 0.30501 | 3.9803 | Industrial_2019_SC C_million_m3_After Competition Groups_Greenhouse Envelope Improvements
Industrial | Ind ¦ Recommissioning | 2019 | SC C | million_m3 | After Competition Groups | 3.5563 | 1539558.0766 | 1.5396 | 41.5151 | 0.085663 | 5 | Industrial_2019_SC C_million_m3_After Competition Groups_5 | Recommissioning | 8.566% | 1.5396 | 3.5563 | Industrial_2019_SC C_million_m3_After Competition Groups_Recommissioning
Industrial | Ind ¦ Improved Controls -Process Heating Gas | 2019 | SC C | million_m3 | After Competition Groups | 2.2503 | 1421047.2059 | 1.421 | 41.5151 | 0.054203 | 6 | Industrial_2019_SC C_million_m3_After Competition Groups_6 | Improved Controls -Process Heating Gas | 5.42% | 1.421 | 2.2503 | Industrial_2019_SC C_million_m3_After Competition Groups_Improved Controls -Process Heating Gas
Industrial | Ind ¦ High Efficiency Burners | 2019 | SC C | million_m3 | After Competition Groups | 1.311 | 1538774.9561 | 1.5388 | 41.5151 | 0.03158 | 7 | Industrial_2019_SC C_million_m3_After Competition Groups_7 | High Efficiency Burners | 3.158% | 1.5388 | 1.311 | Industrial_2019_SC C_million_m3_After Competition Groups_High Efficiency Burners
Industrial | Ind ¦ Insulation - Steam | 2019 | SC C | million_m3 | After Competition Groups | 0.6916 | 240488.4571 | 0.24049 | 41.5151 | 0.016659 | 8 | Industrial_2019_SC C_million_m3_After Competition Groups_8 | Insulation - Steam | 1.666% | 0.24049 | 0.6916 | Industrial_2019_SC C_million_m3_After Competition Groups_Insulation - Steam
Industrial | Ind ¦ High Efficiency HVAC Fans (Gas) | 2019 | SC C | million_m3 | After Competition Groups | 0.49544 | 456474.6709 | 0.45647 | 41.5151 | 0.011934 | 9 | Industrial_2019_SC C_million_m3_After Competition Groups_9 | High Efficiency HVAC Fans (Gas) | 1.193% | 0.45647 | 0.49544 | Industrial_2019_SC C_million_m3_After Competition Groups_High Efficiency HVAC Fans (Gas)
Industrial | Ind ¦ Direct Contact Water Heaters | 2019 | SC C | million_m3 | After Competition Groups | 0.49218 | 0 | 0 | 41.5151 | 0.011855 | 10 | Industrial_2019_SC C_million_m3_After Competition Groups_10 | Direct Contact Water Heaters | 1.186% | 0 | 0.49218 | Industrial_2019_SC C_million_m3_After Competition Groups_Direct Contact Water Heaters
Industrial | Ind ¦ Steam Turbine Optimization | 2019 | SC C | million_m3 | After Competition Groups | 0.40644 | 408667.7235 | 0.40867 | 41.5151 | 0.0097902 | 11 | Industrial_2019_SC C_million_m3_After Competition Groups_11 | Steam Turbine Optimization | 0.979% | 0.40867 | 0.40644 | Industrial_2019_SC C_million_m3_After Competition Groups_Steam Turbine Optimization
Industrial | Ind ¦ Insulation - Steam (AG) | 2019 | SC C | million_m3 | After Competition Groups | 0.35079 | 121978.4176 | 0.12198 | 41.5151 | 0.0084496 | 12 | Industrial_2019_SC C_million_m3_After Competition Groups_12 | Insulation - Steam (AG) | 0.845% | 0.12198 | 0.35079 | Industrial_2019_SC C_million_m3_After Competition Groups_Insulation - Steam (AG)
Industrial | Ind ¦ Gas Turbine Optimization | 2019 | SC C | million_m3 | After Competition Groups | 0.30483 | 303340.3381 | 0.30334 | 41.5151 | 0.0073427 | 13 | Industrial_2019_SC C_million_m3_After Competition Groups_13 | Gas Turbine Optimization | 0.7343% | 0.30334 | 0.30483 | Industrial_2019_SC C_million_m3_After Competition Groups_Gas Turbine Optimization
Industrial | Ind ¦ Air Compressor Heat Recovery | 2019 | SC C | million_m3 | After Competition Groups | 0.25713 | 213723.8114 | 0.21372 | 41.5151 | 0.0061936 | 14 | Industrial_2019_SC C_million_m3_After Competition Groups_14 | Air Compressor Heat Recovery | 0.6194% | 0.21372 | 0.25713 | Industrial_2019_SC C_million_m3_After Competition Groups_Air Compressor Heat Recovery
Industrial | Ind ¦ Ventilation Optimization (Gas) | 2019 | SC C | million_m3 | After Competition Groups | 0.21444 | 0 | 0 | 41.5151 | 0.0051654 | 15 | Industrial_2019_SC C_million_m3_After Competition Groups_15 | Ventilation Optimization (Gas) | 0.5165% | 0 | 0.21444 | Industrial_2019_SC C_million_m3_After Competition Groups_Ventilation Optimization (Gas)
Industrial | Ind ¦ HE Stock Tank | 2019 | SC C | million_m3 | After Competition Groups | 0.076268 | 26168.9926 | 0.026169 | 41.5151 | 0.0018371 | 16 | Industrial_2019_SC C_million_m3_After Competition Groups_16 | HE Stock Tank | 0.1837% | 0.026169 | 0.076268 | Industrial_2019_SC C_million_m3_After Competition Groups_HE Stock Tank
Industrial | Ind ¦ Process Optimization (Gas) | 2019 | SC C | million_m3 | After Competition Groups | 0.070066 | 36007.4376 | 0.036007 | 41.5151 | 0.0016877 | 17 | Industrial_2019_SC C_million_m3_After Competition Groups_17 | Process Optimization (Gas) | 0.1688% | 0.036007 | 0.070066 | Industrial_2019_SC C_million_m3_After Competition Groups_Process Optimization (Gas)
Industrial | Ind ¦ VAV Conversion Project (Gas) | 2019 | SC C | million_m3 | After Competition Groups | 0.064714 | 75955.3666 | 0.075955 | 41.5151 | 0.0015588 | 18 | Industrial_2019_SC C_million_m3_After Competition Groups_18 | VAV Conversion Project (Gas) | 0.1559% | 0.075955 | 0.064714 | Industrial_2019_SC C_million_m3_After Competition Groups_VAV Conversion Project (Gas)
Industrial | Ind ¦ HE HVAC Controls | 2019 | SC C | million_m3 | After Competition Groups | 0.03562 | 35445.8216 | 0.035446 | 41.5151 | 0.000858 | 19 | Industrial_2019_SC C_million_m3_After Competition Groups_19 | HE HVAC Controls | 0.0858% | 0.035446 | 0.03562 | Industrial_2019_SC C_million_m3_After Competition Groups_HE HVAC Controls
Industrial | Ind ¦ Process Heat Recovery (Gas) - HVAC | 2019 | SC C | million_m3 | After Competition Groups | 0.017957 | 21076.6611 | 0.021077 | 41.5151 | 0.00043255 | 20 | Industrial_2019_SC C_million_m3_After Competition Groups_20 | Process Heat Recovery (Gas) - HVAC | 0.04325% | 0.021077 | 0.017957 | Industrial_2019_SC C_million_m3_After Competition Groups_Process Heat Recovery (Gas) - HVAC
Industrial | Ind ¦ Insulation - Steam - Direct | 2019 | SC C | million_m3 | After Competition Groups | 0.010644 | 3701.3551 | 0.0037014 | 41.5151 | 0.0002564 | 21 | Industrial_2019_SC C_million_m3_After Competition Groups_21 | Insulation - Steam - Direct | 0.02564% | 0.0037014 | 0.010644 | Industrial_2019_SC C_million_m3_After Competition Groups_Insulation - Steam - Direct
Industrial | Ind ¦ Insulation - Steam - HVAC | 2019 | SC C | million_m3 | After Competition Groups | 0.0025088 | 872.376 | 0.00087238 | 41.5151 | 6.0431e-05 | 22 | Industrial_2019_SC C_million_m3_After Competition Groups_22 | Insulation - Steam - HVAC | 0.006043% | 0.00087238 | 0.0025088 | Industrial_2019_SC C_million_m3_After Competition Groups_Insulation - Steam - HVAC
Industrial | Ind ¦ HE HVAC Units | 2019 | SC C | million_m3 | After Competition Groups | 0.0018885 | 1879.2715 | 0.0018793 | 41.5151 | 4.549e-05 | 23 | Industrial_2019_SC C_million_m3_After Competition Groups_23 | HE HVAC Units | 0.004549% | 0.0018793 | 0.0018885 | Industrial_2019_SC C_million_m3_After Competition Groups_HE HVAC Units
Industrial | Ind ¦ Solar Walls | 2019 | SC C | million_m3 | After Competition Groups | 0.00044397 | 521.0951 | 0.0005211 | 41.5151 | 1.0694e-05 | 24 | Industrial_2019_SC C_million_m3_After Competition Groups_24 | Solar Walls | 0.001069% | 0.0005211 | 0.00044397 | Industrial_2019_SC C_million_m3_After Competition Groups_Solar Walls
Industrial | Ind ¦ High Efficiency Furnaces | 2019 | SC C | million_m3 | After Competition Groups | 0 | 0 | 0 | 41.5151 | 0 | 25 | Industrial_2019_SC C_million_m3_After Competition Groups_25 | High Efficiency Furnaces | 0% | 0 | 0 | Industrial_2019_SC C_million_m3_After Competition Groups_High Efficiency Furnaces
Industrial | Ind ¦ Steam Trap Repair | 2019 | SC C | million_m3 | After Competition Groups | 0 | 0 | 0 | 41.5151 | 0 | 26 | Industrial_2019_SC C_million_m3_After Competition Groups_26 | Steam Trap Repair | 0% | 0 | 0 | Industrial_2019_SC C_million_m3_After Competition Groups_Steam Trap Repair
Industrial | Ind ¦ Process Heat Improvements | 2019 | Technical | million_m3 | After Competition Groups | 510.7948 | 0 | 0 | 1844.2 | 0.27697 | 1 | Industrial_2019_Technical_million_m3_After Competition Groups_1 | Process Heat Improvements | 27.7% | 0 | 510.7948 | Industrial_2019_Technical_million_m3_After Competition Groups_Process Heat Improvements
Industrial | Ind ¦ Process Heat Recovery (Gas) | 2019 | Technical | million_m3 | After Competition Groups | 303.3321 | 0 | 0 | 1844.2 | 0.16448 | 2 | Industrial_2019_Technical_million_m3_After Competition Groups_2 | Process Heat Recovery (Gas) | 16.45% | 0 | 303.3321 | Industrial_2019_Technical_million_m3_After Competition Groups_Process Heat Recovery (Gas)
Industrial | Ind ¦ Recommissioning | 2019 | Technical | million_m3 | After Competition Groups | 218.3228 | 0 | 0 | 1844.2 | 0.11838 | 3 | Industrial_2019_Technical_million_m3_After Competition Groups_3 | Recommissioning | 11.84% | 0 | 218.3228 | Industrial_2019_Technical_million_m3_After Competition Groups_Recommissioning
Industrial | Ind ¦ Boiler Upgrade | 2019 | Technical | million_m3 | After Competition Groups | 188.2659 | 0 | 0 | 1844.2 | 0.10209 | 4 | Industrial_2019_Technical_million_m3_After Competition Groups_4 | Boiler Upgrade | 10.21% | 0 | 188.2659 | Industrial_2019_Technical_million_m3_After Competition Groups_Boiler Upgrade
Industrial | Ind ¦ Improved Controls -Process Heating Gas | 2019 | Technical | million_m3 | After Competition Groups | 139.1832 | 0 | 0 | 1844.2 | 0.075471 | 5 | Industrial_2019_Technical_million_m3_After Competition Groups_5 | Improved Controls -Process Heating Gas | 7.547% | 0 | 139.1832 | Industrial_2019_Technical_million_m3_After Competition Groups_Improved Controls -Process Heating Gas
Industrial | Ind ¦ High Efficiency Burners | 2019 | Technical | million_m3 | After Competition Groups | 96.4012 | 0 | 0 | 1844.2 | 0.052273 | 6 | Industrial_2019_Technical_million_m3_After Competition Groups_6 | High Efficiency Burners | 5.227% | 0 | 96.4012 | Industrial_2019_Technical_million_m3_After Competition Groups_High Efficiency Burners
Industrial | Ind ¦ Boiler Tune Up | 2019 | Technical | million_m3 | After Competition Groups | 43.2632 | 0 | 0 | 1844.2 | 0.023459 | 7 | Industrial_2019_Technical_million_m3_After Competition Groups_7 | Boiler Tune Up | 2.346% | 0 | 43.2632 | Industrial_2019_Technical_million_m3_After Competition Groups_Boiler Tune Up
Industrial | Ind ¦ Insulation - Steam | 2019 | Technical | million_m3 | After Competition Groups | 41.7031 | 0 | 0 | 1844.2 | 0.022613 | 8 | Industrial_2019_Technical_million_m3_After Competition Groups_8 | Insulation - Steam | 2.261% | 0 | 41.7031 | Industrial_2019_Technical_million_m3_After Competition Groups_Insulation - Steam
Industrial | Ind ¦ Greenhouse Envelope Improvements | 2019 | Technical | million_m3 | After Competition Groups | 38.741 | 0 | 0 | 1844.2 | 0.021007 | 9 | Industrial_2019_Technical_million_m3_After Competition Groups_9 | Greenhouse Envelope Improvements | 2.101% | 0 | 38.741 | Industrial_2019_Technical_million_m3_After Competition Groups_Greenhouse Envelope Improvements
Industrial | Ind ¦ VAV Conversion Project (Gas) | 2019 | Technical | million_m3 | After Competition Groups | 34.2973 | 0 | 0 | 1844.2 | 0.018597 | 10 | Industrial_2019_Technical_million_m3_After Competition Groups_10 | VAV Conversion Project (Gas) | 1.86% | 0 | 34.2973 | Industrial_2019_Technical_million_m3_After Competition Groups_VAV Conversion Project (Gas)
Industrial | Ind ¦ High Efficiency HVAC Fans (Gas) | 2019 | Technical | million_m3 | After Competition Groups | 27.8627 | 0 | 0 | 1844.2 | 0.015108 | 11 | Industrial_2019_Technical_million_m3_After Competition Groups_11 | High Efficiency HVAC Fans (Gas) | 1.511% | 0 | 27.8627 | Industrial_2019_Technical_million_m3_After Competition Groups_High Efficiency HVAC Fans (Gas)
Industrial | Ind ¦ Steam Leak Repairs | 2019 | Technical | million_m3 | After Competition Groups | 26.2976 | 0 | 0 | 1844.2 | 0.01426 | 12 | Industrial_2019_Technical_million_m3_After Competition Groups_12 | Steam Leak Repairs | 1.426% | 0 | 26.2976 | Industrial_2019_Technical_million_m3_After Competition Groups_Steam Leak Repairs
Industrial | Ind ¦ HE HVAC Controls | 2019 | Technical | million_m3 | After Competition Groups | 23.7319 | 0 | 0 | 1844.2 | 0.012868 | 13 | Industrial_2019_Technical_million_m3_After Competition Groups_13 | HE HVAC Controls | 1.287% | 0 | 23.7319 | Industrial_2019_Technical_million_m3_After Competition Groups_HE HVAC Controls
Industrial | Ind ¦ Loading Dock Seals | 2019 | Technical | million_m3 | After Competition Groups | 23.7319 | 0 | 0 | 1844.2 | 0.012868 | 14 | Industrial_2019_Technical_million_m3_After Competition Groups_14 | Loading Dock Seals | 1.287% | 0 | 23.7319 | Industrial_2019_Technical_million_m3_After Competition Groups_Loading Dock Seals
Industrial | Ind ¦ Steam Trap Repair | 2019 | Technical | million_m3 | After Competition Groups | 19.9615 | 0 | 0 | 1844.2 | 0.010824 | 15 | Industrial_2019_Technical_million_m3_After Competition Groups_15 | Steam Trap Repair | 1.082% | 0 | 19.9615 | Industrial_2019_Technical_million_m3_After Competition Groups_Steam Trap Repair
Industrial | Ind ¦ Insulation - Steam (AG) | 2019 | Technical | million_m3 | After Competition Groups | 19.6519 | 0 | 0 | 1844.2 | 0.010656 | 16 | Industrial_2019_Technical_million_m3_After Competition Groups_16 | Insulation - Steam (AG) | 1.066% | 0 | 19.6519 | Industrial_2019_Technical_million_m3_After Competition Groups_Insulation - Steam (AG)
Industrial | Ind ¦ Direct Contact Water Heaters | 2019 | Technical | million_m3 | After Competition Groups | 16.94 | 0 | 0 | 1844.2 | 0.0091856 | 17 | Industrial_2019_Technical_million_m3_After Competition Groups_17 | Direct Contact Water Heaters | 0.9186% | 0 | 16.94 | Industrial_2019_Technical_million_m3_After Competition Groups_Direct Contact Water Heaters
Industrial | Ind ¦ Air Compressor Heat Recovery | 2019 | Technical | million_m3 | After Competition Groups | 15.2876 | 0 | 0 | 1844.2 | 0.0082896 | 18 | Industrial_2019_Technical_million_m3_After Competition Groups_18 | Air Compressor Heat Recovery | 0.829% | 0 | 15.2876 | Industrial_2019_Technical_million_m3_After Competition Groups_Air Compressor Heat Recovery
Industrial | Ind ¦ High Efficiency Furnaces | 2019 | Technical | million_m3 | After Competition Groups | 11.097 | 0 | 0 | 1844.2 | 0.0060172 | 19 | Industrial_2019_Technical_million_m3_After Competition Groups_19 | High Efficiency Furnaces | 0.6017% | 0 | 11.097 | Industrial_2019_Technical_million_m3_After Competition Groups_High Efficiency Furnaces
Industrial | Ind ¦ Steam Turbine Optimization | 2019 | Technical | million_m3 | After Competition Groups | 9.7191 | 0 | 0 | 1844.2 | 0.0052701 | 20 | Industrial_2019_Technical_million_m3_After Competition Groups_20 | Steam Turbine Optimization | 0.527% | 0 | 9.7191 | Industrial_2019_Technical_million_m3_After Competition Groups_Steam Turbine Optimization
Industrial | Ind ¦ Process Optimization (Gas) | 2019 | Technical | million_m3 | After Competition Groups | 8.9846 | 0 | 0 | 1844.2 | 0.0048718 | 21 | Industrial_2019_Technical_million_m3_After Competition Groups_21 | Process Optimization (Gas) | 0.4872% | 0 | 8.9846 | Industrial_2019_Technical_million_m3_After Competition Groups_Process Optimization (Gas)
Industrial | Ind ¦ Gas Turbine Optimization | 2019 | Technical | million_m3 | After Competition Groups | 7.2894 | 0 | 0 | 1844.2 | 0.0039526 | 22 | Industrial_2019_Technical_million_m3_After Competition Groups_22 | Gas Turbine Optimization | 0.3953% | 0 | 7.2894 | Industrial_2019_Technical_million_m3_After Competition Groups_Gas Turbine Optimization
Industrial | Ind ¦ HE Stock Tank | 2019 | Technical | million_m3 | After Competition Groups | 5.0853 | 0 | 0 | 1844.2 | 0.0027574 | 23 | Industrial_2019_Technical_million_m3_After Competition Groups_23 | HE Stock Tank | 0.2757% | 0 | 5.0853 | Industrial_2019_Technical_million_m3_After Competition Groups_HE Stock Tank
Industrial | Ind ¦ Ventilation Optimization (Gas) | 2019 | Technical | million_m3 | After Competition Groups | 4.7572 | 0 | 0 | 1844.2 | 0.0025795 | 24 | Industrial_2019_Technical_million_m3_After Competition Groups_24 | Ventilation Optimization (Gas) | 0.258% | 0 | 4.7572 | Industrial_2019_Technical_million_m3_After Competition Groups_Ventilation Optimization (Gas)
Industrial | Ind ¦ Solar Walls | 2019 | Technical | million_m3 | After Competition Groups | 4.6264 | 0 | 0 | 1844.2 | 0.0025086 | 25 | Industrial_2019_Technical_million_m3_After Competition Groups_25 | Solar Walls | 0.2509% | 0 | 4.6264 | Industrial_2019_Technical_million_m3_After Competition Groups_Solar Walls
Industrial | Ind ¦ Boiler Tune Up - Direct | 2019 | Technical | million_m3 | After Competition Groups | 1.4767 | 0 | 0 | 1844.2 | 0.00080075 | 26 | Industrial_2019_Technical_million_m3_After Competition Groups_26 | Boiler Tune Up - Direct | 0.08008% | 0 | 1.4767 | Industrial_2019_Technical_million_m3_After Competition Groups_Boiler Tune Up - Direct
Industrial | Ind ¦ HE HVAC Units | 2019 | Technical | million_m3 | After Competition Groups | 1.4368 | 0 | 0 | 1844.2 | 0.00077908 | 27 | Industrial_2019_Technical_million_m3_After Competition Groups_27 | HE HVAC Units | 0.07791% | 0 | 1.4368 | Industrial_2019_Technical_million_m3_After Competition Groups_HE HVAC Units
Industrial | Ind ¦ Process Heat Recovery (Gas) - HVAC | 2019 | Technical | million_m3 | After Competition Groups | 1.0137 | 0 | 0 | 1844.2 | 0.00054969 | 28 | Industrial_2019_Technical_million_m3_After Competition Groups_28 | Process Heat Recovery (Gas) - HVAC | 0.05497% | 0 | 1.0137 | Industrial_2019_Technical_million_m3_After Competition Groups_Process Heat Recovery (Gas) - HVAC
Industrial | Ind ¦ Insulation - Steam - Direct | 2019 | Technical | million_m3 | After Competition Groups | 0.67583 | 0 | 0 | 1844.2 | 0.00036646 | 29 | Industrial_2019_Technical_million_m3_After Competition Groups_29 | Insulation - Steam - Direct | 0.03665% | 0 | 0.67583 | Industrial_2019_Technical_million_m3_After Competition Groups_Insulation - Steam - Direct
Industrial | Ind ¦ Insulation - Steam - HVAC | 2019 | Technical | million_m3 | After Competition Groups | 0.14055 | 0 | 0 | 1844.2 | 7.6211e-05 | 30 | Industrial_2019_Technical_million_m3_After Competition Groups_30 | Insulation - Steam - HVAC | 0.007621% | 0 | 0.14055 | Industrial_2019_Technical_million_m3_After Competition Groups_Insulation - Steam - HVAC
Industrial | Ind ¦ Boiler Tune Up - HVAC | 2019 | Technical | million_m3 | After Competition Groups | 0.12778 | 0 | 0 | 1844.2 | 6.9287e-05 | 31 | Industrial_2019_Technical_million_m3_After Competition Groups_31 | Boiler Tune Up - HVAC | 0.006929% | 0 | 0.12778 | Industrial_2019_Technical_million_m3_After Competition Groups_Boiler Tune Up - HVAC
Industrial | Ind ¦ Process Heat Improvements | 2020 | Economic | million_m3 | After Competition Groups | 540.5344 | 0 | 0 | 1774.6231 | 0.30459 | 1 | Industrial_2020_Economic_million_m3_After Competition Groups_1 | Process Heat Improvements | 30.46% | 0 | 540.5344 | Industrial_2020_Economic_million_m3_After Competition Groups_Process Heat Improvements
Industrial | Ind ¦ Process Heat Recovery (Gas) | 2020 | Economic | million_m3 | After Competition Groups | 303.3321 | 0 | 0 | 1774.6231 | 0.17093 | 2 | Industrial_2020_Economic_million_m3_After Competition Groups_2 | Process Heat Recovery (Gas) | 17.09% | 0 | 303.3321 | Industrial_2020_Economic_million_m3_After Competition Groups_Process Heat Recovery (Gas)
Industrial | Ind ¦ Recommissioning | 2020 | Economic | million_m3 | After Competition Groups | 218.3228 | 0 | 0 | 1774.6231 | 0.12302 | 3 | Industrial_2020_Economic_million_m3_After Competition Groups_3 | Recommissioning | 12.3% | 0 | 218.3228 | Industrial_2020_Economic_million_m3_After Competition Groups_Recommissioning
Industrial | Ind ¦ Boiler Upgrade | 2020 | Economic | million_m3 | After Competition Groups | 200.0902 | 0 | 0 | 1774.6231 | 0.11275 | 4 | Industrial_2020_Economic_million_m3_After Competition Groups_4 | Boiler Upgrade | 11.28% | 0 | 200.0902 | Industrial_2020_Economic_million_m3_After Competition Groups_Boiler Upgrade
Industrial | Ind ¦ Improved Controls -Process Heating Gas | 2020 | Economic | million_m3 | After Competition Groups | 139.1832 | 0 | 0 | 1774.6231 | 0.07843 | 5 | Industrial_2020_Economic_million_m3_After Competition Groups_5 | Improved Controls -Process Heating Gas | 7.843% | 0 | 139.1832 | Industrial_2020_Economic_million_m3_After Competition Groups_Improved Controls -Process Heating Gas
Industrial | Ind ¦ High Efficiency Burners | 2020 | Economic | million_m3 | After Competition Groups | 102.0139 | 0 | 0 | 1774.6231 | 0.057485 | 6 | Industrial_2020_Economic_million_m3_After Competition Groups_6 | High Efficiency Burners | 5.748% | 0 | 102.0139 | Industrial_2020_Economic_million_m3_After Competition Groups_High Efficiency Burners
Industrial | Ind ¦ Greenhouse Envelope Improvements | 2020 | Economic | million_m3 | After Competition Groups | 45.6315 | 0 | 0 | 1774.6231 | 0.025713 | 7 | Industrial_2020_Economic_million_m3_After Competition Groups_7 | Greenhouse Envelope Improvements | 2.571% | 0 | 45.6315 | Industrial_2020_Economic_million_m3_After Competition Groups_Greenhouse Envelope Improvements
Industrial | Ind ¦ Insulation - Steam | 2020 | Economic | million_m3 | After Competition Groups | 41.7031 | 0 | 0 | 1774.6231 | 0.0235 | 8 | Industrial_2020_Economic_million_m3_After Competition Groups_8 | Insulation - Steam | 2.35% | 0 | 41.7031 | Industrial_2020_Economic_million_m3_After Competition Groups_Insulation - Steam
Industrial | Ind ¦ VAV Conversion Project (Gas) | 2020 | Economic | million_m3 | After Competition Groups | 34.4015 | 0 | 0 | 1774.6231 | 0.019385 | 9 | Industrial_2020_Economic_million_m3_After Competition Groups_9 | VAV Conversion Project (Gas) | 1.939% | 0 | 34.4015 | Industrial_2020_Economic_million_m3_After Competition Groups_VAV Conversion Project (Gas)
Industrial | Ind ¦ High Efficiency HVAC Fans (Gas) | 2020 | Economic | million_m3 | After Competition Groups | 29.0723 | 0 | 0 | 1774.6231 | 0.016382 | 10 | Industrial_2020_Economic_million_m3_After Competition Groups_10 | High Efficiency HVAC Fans (Gas) | 1.638% | 0 | 29.0723 | Industrial_2020_Economic_million_m3_After Competition Groups_High Efficiency HVAC Fans (Gas)
Industrial | Ind ¦ HE HVAC Controls | 2020 | Economic | million_m3 | After Competition Groups | 23.7319 | 0 | 0 | 1774.6231 | 0.013373 | 11 | Industrial_2020_Economic_million_m3_After Competition Groups_11 | HE HVAC Controls | 1.337% | 0 | 23.7319 | Industrial_2020_Economic_million_m3_After Competition Groups_HE HVAC Controls
Industrial | Ind ¦ Insulation - Steam (AG) | 2020 | Economic | million_m3 | After Competition Groups | 19.3174 | 0 | 0 | 1774.6231 | 0.010885 | 12 | Industrial_2020_Economic_million_m3_After Competition Groups_12 | Insulation - Steam (AG) | 1.089% | 0 | 19.3174 | Industrial_2020_Economic_million_m3_After Competition Groups_Insulation - Steam (AG)
Industrial | Ind ¦ Direct Contact Water Heaters | 2020 | Economic | million_m3 | After Competition Groups | 17.9401 | 0 | 0 | 1774.6231 | 0.010109 | 13 | Industrial_2020_Economic_million_m3_After Competition Groups_13 | Direct Contact Water Heaters | 1.011% | 0 | 17.9401 | Industrial_2020_Economic_million_m3_After Competition Groups_Direct Contact Water Heaters
Industrial | Ind ¦ Air Compressor Heat Recovery | 2020 | Economic | million_m3 | After Competition Groups | 15.2876 | 0 | 0 | 1774.6231 | 0.0086146 | 14 | Industrial_2020_Economic_million_m3_After Competition Groups_14 | Air Compressor Heat Recovery | 0.8615% | 0 | 15.2876 | Industrial_2020_Economic_million_m3_After Competition Groups_Air Compressor Heat Recovery
Industrial | Ind ¦ Steam Turbine Optimization | 2020 | Economic | million_m3 | After Competition Groups | 9.7267 | 0 | 0 | 1774.6231 | 0.005481 | 15 | Industrial_2020_Economic_million_m3_After Competition Groups_15 | Steam Turbine Optimization | 0.5481% | 0 | 9.7267 | Industrial_2020_Economic_million_m3_After Competition Groups_Steam Turbine Optimization
Industrial | Ind ¦ Process Optimization (Gas) | 2020 | Economic | million_m3 | After Competition Groups | 8.9846 | 0 | 0 | 1774.6231 | 0.0050628 | 16 | Industrial_2020_Economic_million_m3_After Competition Groups_16 | Process Optimization (Gas) | 0.5063% | 0 | 8.9846 | Industrial_2020_Economic_million_m3_After Competition Groups_Process Optimization (Gas)
Industrial | Ind ¦ Gas Turbine Optimization | 2020 | Economic | million_m3 | After Competition Groups | 7.2951 | 0 | 0 | 1774.6231 | 0.0041108 | 17 | Industrial_2020_Economic_million_m3_After Competition Groups_17 | Gas Turbine Optimization | 0.4111% | 0 | 7.2951 | Industrial_2020_Economic_million_m3_After Competition Groups_Gas Turbine Optimization
Industrial | Ind ¦ HE Stock Tank | 2020 | Economic | million_m3 | After Competition Groups | 5.4461 | 0 | 0 | 1774.6231 | 0.0030689 | 18 | Industrial_2020_Economic_million_m3_After Competition Groups_18 | HE Stock Tank | 0.3069% | 0 | 5.4461 | Industrial_2020_Economic_million_m3_After Competition Groups_HE Stock Tank
Industrial | Ind ¦ Ventilation Optimization (Gas) | 2020 | Economic | million_m3 | After Competition Groups | 4.7572 | 0 | 0 | 1774.6231 | 0.0026807 | 19 | Industrial_2020_Economic_million_m3_After Competition Groups_19 | Ventilation Optimization (Gas) | 0.2681% | 0 | 4.7572 | Industrial_2020_Economic_million_m3_After Competition Groups_Ventilation Optimization (Gas)
Industrial | Ind ¦ Solar Walls | 2020 | Economic | million_m3 | After Competition Groups | 4.6404 | 0 | 0 | 1774.6231 | 0.0026149 | 20 | Industrial_2020_Economic_million_m3_After Competition Groups_20 | Solar Walls | 0.2615% | 0 | 4.6404 | Industrial_2020_Economic_million_m3_After Competition Groups_Solar Walls
Industrial | Ind ¦ HE HVAC Units | 2020 | Economic | million_m3 | After Competition Groups | 1.3809 | 0 | 0 | 1774.6231 | 0.00077813 | 21 | Industrial_2020_Economic_million_m3_After Competition Groups_21 | HE HVAC Units | 0.07781% | 0 | 1.3809 | Industrial_2020_Economic_million_m3_After Competition Groups_HE HVAC Units
Industrial | Ind ¦ Process Heat Recovery (Gas) - HVAC | 2020 | Economic | million_m3 | After Competition Groups | 1.0137 | 0 | 0 | 1774.6231 | 0.00057124 | 22 | Industrial_2020_Economic_million_m3_After Competition Groups_22 | Process Heat Recovery (Gas) - HVAC | 0.05712% | 0 | 1.0137 | Industrial_2020_Economic_million_m3_After Competition Groups_Process Heat Recovery (Gas) - HVAC
Industrial | Ind ¦ Insulation - Steam - Direct | 2020 | Economic | million_m3 | After Competition Groups | 0.67583 | 0 | 0 | 1774.6231 | 0.00038083 | 23 | Industrial_2020_Economic_million_m3_After Competition Groups_23 | Insulation - Steam - Direct | 0.03808% | 0 | 0.67583 | Industrial_2020_Economic_million_m3_After Competition Groups_Insulation - Steam - Direct
Industrial | Ind ¦ Insulation - Steam - HVAC | 2020 | Economic | million_m3 | After Competition Groups | 0.14055 | 0 | 0 | 1774.6231 | 7.9199e-05 | 24 | Industrial_2020_Economic_million_m3_After Competition Groups_24 | Insulation - Steam - HVAC | 0.00792% | 0 | 0.14055 | Industrial_2020_Economic_million_m3_After Competition Groups_Insulation - Steam - HVAC
Industrial | Ind ¦ High Efficiency Furnaces | 2020 | Economic | million_m3 | After Competition Groups | 0 | 0 | 0 | 1774.6231 | 0 | 25 | Industrial_2020_Economic_million_m3_After Competition Groups_25 | High Efficiency Furnaces | 0% | 0 | 0 | Industrial_2020_Economic_million_m3_After Competition Groups_High Efficiency Furnaces
Industrial | Ind ¦ Steam Trap Repair | 2020 | Economic | million_m3 | After Competition Groups | 0 | 0 | 0 | 1774.6231 | 0 | 26 | Industrial_2020_Economic_million_m3_After Competition Groups_26 | Steam Trap Repair | 0% | 0 | 0 | Industrial_2020_Economic_million_m3_After Competition Groups_Steam Trap Repair
Industrial | Ind ¦ Boiler Upgrade | 2020 | SC A | million_m3 | After Competition Groups | 26.2631 | 10510933.1727 | 10.5109 | 78.9253 | 0.33276 | 1 | Industrial_2020_SC A_million_m3_After Competition Groups_1 | Boiler Upgrade | 33.28% | 10.5109 | 26.2631 | Industrial_2020_SC A_million_m3_After Competition Groups_Boiler Upgrade
Industrial | Ind ¦ Process Heat Improvements | 2020 | SC A | million_m3 | After Competition Groups | 16.3761 | 6749327.2385 | 6.7493 | 78.9253 | 0.20749 | 2 | Industrial_2020_SC A_million_m3_After Competition Groups_2 | Process Heat Improvements | 20.75% | 6.7493 | 16.3761 | Industrial_2020_SC A_million_m3_After Competition Groups_Process Heat Improvements
Industrial | Ind ¦ Process Heat Recovery (Gas) | 2020 | SC A | million_m3 | After Competition Groups | 7.9636 | 2986148.4479 | 2.9861 | 78.9253 | 0.1009 | 3 | Industrial_2020_SC A_million_m3_After Competition Groups_3 | Process Heat Recovery (Gas) | 10.09% | 2.9861 | 7.9636 | Industrial_2020_SC A_million_m3_After Competition Groups_Process Heat Recovery (Gas)
Industrial | Ind ¦ Greenhouse Envelope Improvements | 2020 | SC A | million_m3 | After Competition Groups | 7.9141 | 307480.827 | 0.30748 | 78.9253 | 0.10027 | 4 | Industrial_2020_SC A_million_m3_After Competition Groups_4 | Greenhouse Envelope Improvements | 10.03% | 0.30748 | 7.9141 | Industrial_2020_SC A_million_m3_After Competition Groups_Greenhouse Envelope Improvements
Industrial | Ind ¦ Recommissioning | 2020 | SC A | million_m3 | After Competition Groups | 7.1765 | 1079434.3513 | 1.0794 | 78.9253 | 0.090928 | 5 | Industrial_2020_SC A_million_m3_After Competition Groups_5 | Recommissioning | 9.093% | 1.0794 | 7.1765 | Industrial_2020_SC A_million_m3_After Competition Groups_Recommissioning
Industrial | Ind ¦ Improved Controls -Process Heating Gas | 2020 | SC A | million_m3 | After Competition Groups | 4.7747 | 1626046.5531 | 1.626 | 78.9253 | 0.060496 | 6 | Industrial_2020_SC A_million_m3_After Competition Groups_6 | Improved Controls -Process Heating Gas | 6.05% | 1.626 | 4.7747 | Industrial_2020_SC A_million_m3_After Competition Groups_Improved Controls -Process Heating Gas
Industrial | Ind ¦ Insulation - Steam | 2020 | SC A | million_m3 | After Competition Groups | 1.4696 | 275940.7591 | 0.27594 | 78.9253 | 0.01862 | 7 | Industrial_2020_SC A_million_m3_After Competition Groups_7 | Insulation - Steam | 1.862% | 0.27594 | 1.4696 | Industrial_2020_SC A_million_m3_After Competition Groups_Insulation - Steam
Industrial | Ind ¦ High Efficiency Burners | 2020 | SC A | million_m3 | After Competition Groups | 1.2438 | 455192.8939 | 0.45519 | 78.9253 | 0.01576 | 8 | Industrial_2020_SC A_million_m3_After Competition Groups_8 | High Efficiency Burners | 1.576% | 0.45519 | 1.2438 | Industrial_2020_SC A_million_m3_After Competition Groups_High Efficiency Burners
Industrial | Ind ¦ Direct Contact Water Heaters | 2020 | SC A | million_m3 | After Competition Groups | 1.0458 | 0 | 0 | 78.9253 | 0.013251 | 9 | Industrial_2020_SC A_million_m3_After Competition Groups_9 | Direct Contact Water Heaters | 1.325% | 0 | 1.0458 | Industrial_2020_SC A_million_m3_After Competition Groups_Direct Contact Water Heaters
Industrial | Ind ¦ High Efficiency HVAC Fans (Gas) | 2020 | SC A | million_m3 | After Competition Groups | 0.93806 | 321216.1441 | 0.32122 | 78.9253 | 0.011885 | 10 | Industrial_2020_SC A_million_m3_After Competition Groups_10 | High Efficiency HVAC Fans (Gas) | 1.189% | 0.32122 | 0.93806 | Industrial_2020_SC A_million_m3_After Competition Groups_High Efficiency HVAC Fans (Gas)
Industrial | Ind ¦ Steam Turbine Optimization | 2020 | SC A | million_m3 | After Competition Groups | 0.87262 | 362766.3464 | 0.36277 | 78.9253 | 0.011056 | 11 | Industrial_2020_SC A_million_m3_After Competition Groups_11 | Steam Turbine Optimization | 1.106% | 0.36277 | 0.87262 | Industrial_2020_SC A_million_m3_After Competition Groups_Steam Turbine Optimization
Industrial | Ind ¦ Insulation - Steam (AG) | 2020 | SC A | million_m3 | After Competition Groups | 0.74861 | 141101.0201 | 0.1411 | 78.9253 | 0.009485 | 12 | Industrial_2020_SC A_million_m3_After Competition Groups_12 | Insulation - Steam (AG) | 0.9485% | 0.1411 | 0.74861 | Industrial_2020_SC A_million_m3_After Competition Groups_Insulation - Steam (AG)
Industrial | Ind ¦ Gas Turbine Optimization | 2020 | SC A | million_m3 | After Competition Groups | 0.65287 | 229617.7902 | 0.22962 | 78.9253 | 0.008272 | 13 | Industrial_2020_SC A_million_m3_After Competition Groups_13 | Gas Turbine Optimization | 0.8272% | 0.22962 | 0.65287 | Industrial_2020_SC A_million_m3_After Competition Groups_Gas Turbine Optimization
Industrial | Ind ¦ Air Compressor Heat Recovery | 2020 | SC A | million_m3 | After Competition Groups | 0.52145 | 178493.1646 | 0.17849 | 78.9253 | 0.0066068 | 14 | Industrial_2020_SC A_million_m3_After Competition Groups_14 | Air Compressor Heat Recovery | 0.6607% | 0.17849 | 0.52145 | Industrial_2020_SC A_million_m3_After Competition Groups_Air Compressor Heat Recovery
Industrial | Ind ¦ Ventilation Optimization (Gas) | 2020 | SC A | million_m3 | After Competition Groups | 0.46273 | 0 | 0 | 78.9253 | 0.0058629 | 15 | Industrial_2020_SC A_million_m3_After Competition Groups_15 | Ventilation Optimization (Gas) | 0.5863% | 0 | 0.46273 | Industrial_2020_SC A_million_m3_After Competition Groups_Ventilation Optimization (Gas)
Industrial | Ind ¦ HE Stock Tank | 2020 | SC A | million_m3 | After Competition Groups | 0.16709 | 31785.7981 | 0.031786 | 78.9253 | 0.0021171 | 16 | Industrial_2020_SC A_million_m3_After Competition Groups_16 | HE Stock Tank | 0.2117% | 0.031786 | 0.16709 | Industrial_2020_SC A_million_m3_After Competition Groups_HE Stock Tank
Industrial | Ind ¦ Process Optimization (Gas) | 2020 | SC A | million_m3 | After Competition Groups | 0.14648 | 40057.0856 | 0.040057 | 78.9253 | 0.001856 | 17 | Industrial_2020_SC A_million_m3_After Competition Groups_17 | Process Optimization (Gas) | 0.1856% | 0.040057 | 0.14648 | Industrial_2020_SC A_million_m3_After Competition Groups_Process Optimization (Gas)
Industrial | Ind ¦ VAV Conversion Project (Gas) | 2020 | SC A | million_m3 | After Competition Groups | 0.07884 | 30931.6399 | 0.030932 | 78.9253 | 0.00099892 | 18 | Industrial_2020_SC A_million_m3_After Competition Groups_18 | VAV Conversion Project (Gas) | 0.09989% | 0.030932 | 0.07884 | Industrial_2020_SC A_million_m3_After Competition Groups_VAV Conversion Project (Gas)
Industrial | Ind ¦ HE HVAC Controls | 2020 | SC A | million_m3 | After Competition Groups | 0.047711 | 16234.8851 | 0.016235 | 78.9253 | 0.0006045 | 19 | Industrial_2020_SC A_million_m3_After Competition Groups_19 | HE HVAC Controls | 0.06045% | 0.016235 | 0.047711 | Industrial_2020_SC A_million_m3_After Competition Groups_HE HVAC Controls
Industrial | Ind ¦ Process Heat Recovery (Gas) - HVAC | 2020 | SC A | million_m3 | After Competition Groups | 0.030391 | 11525.9368 | 0.011526 | 78.9253 | 0.00038506 | 20 | Industrial_2020_SC A_million_m3_After Competition Groups_20 | Process Heat Recovery (Gas) - HVAC | 0.03851% | 0.011526 | 0.030391 | Industrial_2020_SC A_million_m3_After Competition Groups_Process Heat Recovery (Gas) - HVAC
Industrial | Ind ¦ Insulation - Steam - Direct | 2020 | SC A | million_m3 | After Competition Groups | 0.022551 | 4223.143 | 0.0042231 | 78.9253 | 0.00028573 | 21 | Industrial_2020_SC A_million_m3_After Competition Groups_21 | Insulation - Steam - Direct | 0.02857% | 0.0042231 | 0.022551 | Industrial_2020_SC A_million_m3_After Competition Groups_Insulation - Steam - Direct
Industrial | Ind ¦ Insulation - Steam - HVAC | 2020 | SC A | million_m3 | After Competition Groups | 0.005354 | 1009.1387 | 0.0010091 | 78.9253 | 6.7836e-05 | 22 | Industrial_2020_SC A_million_m3_After Competition Groups_22 | Insulation - Steam - HVAC | 0.006784% | 0.0010091 | 0.005354 | Industrial_2020_SC A_million_m3_After Competition Groups_Insulation - Steam - HVAC
Industrial | Ind ¦ HE HVAC Units | 2020 | SC A | million_m3 | After Competition Groups | 0.0025259 | 859.559 | 0.00085956 | 78.9253 | 3.2004e-05 | 23 | Industrial_2020_SC A_million_m3_After Competition Groups_23 | HE HVAC Units | 0.0032% | 0.00085956 | 0.0025259 | Industrial_2020_SC A_million_m3_After Competition Groups_HE HVAC Units
Industrial | Ind ¦ Solar Walls | 2020 | SC A | million_m3 | After Competition Groups | 0.000681 | 394.7516 | 0.00039475 | 78.9253 | 8.6284e-06 | 24 | Industrial_2020_SC A_million_m3_After Competition Groups_24 | Solar Walls | 0.0008628% | 0.00039475 | 0.000681 | Industrial_2020_SC A_million_m3_After Competition Groups_Solar Walls
Industrial | Ind ¦ High Efficiency Furnaces | 2020 | SC A | million_m3 | After Competition Groups | 0 | 0 | 0 | 78.9253 | 0 | 25 | Industrial_2020_SC A_million_m3_After Competition Groups_25 | High Efficiency Furnaces | 0% | 0 | 0 | Industrial_2020_SC A_million_m3_After Competition Groups_High Efficiency Furnaces
Industrial | Ind ¦ Steam Trap Repair | 2020 | SC A | million_m3 | After Competition Groups | 0 | 0 | 0 | 78.9253 | 0 | 26 | Industrial_2020_SC A_million_m3_After Competition Groups_26 | Steam Trap Repair | 0% | 0 | 0 | Industrial_2020_SC A_million_m3_After Competition Groups_Steam Trap Repair
Industrial | Ind ¦ Process Heat Improvements | 2020 | SC B | million_m3 | After Competition Groups | 44.8398 | 22829645.9785 | 22.8296 | 175.6641 | 0.25526 | 1 | Industrial_2020_SC B_million_m3_After Competition Groups_1 | Process Heat Improvements | 25.53% | 22.8296 | 44.8398 | Industrial_2020_SC B_million_m3_After Competition Groups_Process Heat Improvements
Industrial | Ind ¦ Boiler Upgrade | 2020 | SC B | million_m3 | After Competition Groups | 30.1767 | 23377925.4739 | 23.3779 | 175.6641 | 0.17179 | 2 | Industrial_2020_SC B_million_m3_After Competition Groups_2 | Boiler Upgrade | 17.18% | 23.3779 | 30.1767 | Industrial_2020_SC B_million_m3_After Competition Groups_Boiler Upgrade
Industrial | Ind ¦ Process Heat Recovery (Gas) | 2020 | SC B | million_m3 | After Competition Groups | 27.7067 | 18139726.7956 | 18.1397 | 175.6641 | 0.15773 | 3 | Industrial_2020_SC B_million_m3_After Competition Groups_3 | Process Heat Recovery (Gas) | 15.77% | 18.1397 | 27.7067 | Industrial_2020_SC B_million_m3_After Competition Groups_Process Heat Recovery (Gas)
Industrial | Ind ¦ Recommissioning | 2020 | SC B | million_m3 | After Competition Groups | 20.2062 | 5100776.6896 | 5.1008 | 175.6641 | 0.11503 | 4 | Industrial_2020_SC B_million_m3_After Competition Groups_4 | Recommissioning | 11.5% | 5.1008 | 20.2062 | Industrial_2020_SC B_million_m3_After Competition Groups_Recommissioning
Industrial | Ind ¦ Improved Controls -Process Heating Gas | 2020 | SC B | million_m3 | After Competition Groups | 12.6636 | 4360461.9186 | 4.3605 | 175.6641 | 0.07209 | 5 | Industrial_2020_SC B_million_m3_After Competition Groups_5 | Improved Controls -Process Heating Gas | 7.209% | 4.3605 | 12.6636 | Industrial_2020_SC B_million_m3_After Competition Groups_Improved Controls -Process Heating Gas
Industrial | Ind ¦ Greenhouse Envelope Improvements | 2020 | SC B | million_m3 | After Competition Groups | 10.0751 | 405995.5951 | 0.406 | 175.6641 | 0.057355 | 6 | Industrial_2020_SC B_million_m3_After Competition Groups_6 | Greenhouse Envelope Improvements | 5.735% | 0.406 | 10.0751 | Industrial_2020_SC B_million_m3_After Competition Groups_Greenhouse Envelope Improvements
Industrial | Ind ¦ High Efficiency Burners | 2020 | SC B | million_m3 | After Competition Groups | 8.5356 | 6814467.8199 | 6.8145 | 175.6641 | 0.048591 | 7 | Industrial_2020_SC B_million_m3_After Competition Groups_7 | High Efficiency Burners | 4.859% | 6.8145 | 8.5356 | Industrial_2020_SC B_million_m3_After Competition Groups_High Efficiency Burners
Industrial | Ind ¦ Insulation - Steam | 2020 | SC B | million_m3 | After Competition Groups | 3.8987 | 740272.5474 | 0.74027 | 175.6641 | 0.022194 | 8 | Industrial_2020_SC B_million_m3_After Competition Groups_8 | Insulation - Steam | 2.219% | 0.74027 | 3.8987 | Industrial_2020_SC B_million_m3_After Competition Groups_Insulation - Steam
Industrial | Ind ¦ VAV Conversion Project (Gas) | 2020 | SC B | million_m3 | After Competition Groups | 3.3102 | 3913803.9921 | 3.9138 | 175.6641 | 0.018844 | 9 | Industrial_2020_SC B_million_m3_After Competition Groups_9 | VAV Conversion Project (Gas) | 1.884% | 3.9138 | 3.3102 | Industrial_2020_SC B_million_m3_After Competition Groups_VAV Conversion Project (Gas)
Industrial | Ind ¦ High Efficiency HVAC Fans (Gas) | 2020 | SC B | million_m3 | After Competition Groups | 3.142 | 1875164.7923 | 1.8752 | 175.6641 | 0.017886 | 10 | Industrial_2020_SC B_million_m3_After Competition Groups_10 | High Efficiency HVAC Fans (Gas) | 1.789% | 1.8752 | 3.142 | Industrial_2020_SC B_million_m3_After Competition Groups_High Efficiency HVAC Fans (Gas)
Industrial | Ind ¦ HE HVAC Controls | 2020 | SC B | million_m3 | After Competition Groups | 2.3358 | 2739171.2442 | 2.7392 | 175.6641 | 0.013297 | 11 | Industrial_2020_SC B_million_m3_After Competition Groups_11 | HE HVAC Controls | 1.33% | 2.7392 | 2.3358 | Industrial_2020_SC B_million_m3_After Competition Groups_HE HVAC Controls
Industrial | Ind ¦ Direct Contact Water Heaters | 2020 | SC B | million_m3 | After Competition Groups | 2.0041 | 0 | 0 | 175.6641 | 0.011409 | 12 | Industrial_2020_SC B_million_m3_After Competition Groups_12 | Direct Contact Water Heaters | 1.141% | 0 | 2.0041 | Industrial_2020_SC B_million_m3_After Competition Groups_Direct Contact Water Heaters
Industrial | Ind ¦ Insulation - Steam (AG) | 2020 | SC B | million_m3 | After Competition Groups | 1.9873 | 378964.5629 | 0.37896 | 175.6641 | 0.011313 | 13 | Industrial_2020_SC B_million_m3_After Competition Groups_13 | Insulation - Steam (AG) | 1.131% | 0.37896 | 1.9873 | Industrial_2020_SC B_million_m3_After Competition Groups_Insulation - Steam (AG)
Industrial | Ind ¦ Air Compressor Heat Recovery | 2020 | SC B | million_m3 | After Competition Groups | 1.4509 | 659066.9916 | 0.65907 | 175.6641 | 0.0082592 | 14 | Industrial_2020_SC B_million_m3_After Competition Groups_14 | Air Compressor Heat Recovery | 0.8259% | 0.65907 | 1.4509 | Industrial_2020_SC B_million_m3_After Competition Groups_Air Compressor Heat Recovery
Industrial | Ind ¦ Steam Turbine Optimization | 2020 | SC B | million_m3 | After Competition Groups | 0.87262 | 478056.8694 | 0.47806 | 175.6641 | 0.0049676 | 15 | Industrial_2020_SC B_million_m3_After Competition Groups_15 | Steam Turbine Optimization | 0.4968% | 0.47806 | 0.87262 | Industrial_2020_SC B_million_m3_After Competition Groups_Steam Turbine Optimization
Industrial | Ind ¦ Gas Turbine Optimization | 2020 | SC B | million_m3 | After Competition Groups | 0.65447 | 358542.6521 | 0.35854 | 175.6641 | 0.0037257 | 16 | Industrial_2020_SC B_million_m3_After Competition Groups_16 | Gas Turbine Optimization | 0.3726% | 0.35854 | 0.65447 | Industrial_2020_SC B_million_m3_After Competition Groups_Gas Turbine Optimization
Industrial | Ind ¦ Ventilation Optimization (Gas) | 2020 | SC B | million_m3 | After Competition Groups | 0.46273 | 0 | 0 | 175.6641 | 0.0026342 | 17 | Industrial_2020_SC B_million_m3_After Competition Groups_17 | Ventilation Optimization (Gas) | 0.2634% | 0 | 0.46273 | Industrial_2020_SC B_million_m3_After Competition Groups_Ventilation Optimization (Gas)
Industrial | Ind ¦ Solar Walls | 2020 | SC B | million_m3 | After Competition Groups | 0.44649 | 893930.2948 | 0.89393 | 175.6641 | 0.0025418 | 18 | Industrial_2020_SC B_million_m3_After Competition Groups_18 | Solar Walls | 0.2542% | 0.89393 | 0.44649 | Industrial_2020_SC B_million_m3_After Competition Groups_Solar Walls
Industrial | Ind ¦ HE Stock Tank | 2020 | SC B | million_m3 | After Competition Groups | 0.44301 | 85127.4448 | 0.085127 | 175.6641 | 0.0025219 | 19 | Industrial_2020_SC B_million_m3_After Competition Groups_19 | HE Stock Tank | 0.2522% | 0.085127 | 0.44301 | Industrial_2020_SC B_million_m3_After Competition Groups_HE Stock Tank
Industrial | Ind ¦ Process Optimization (Gas) | 2020 | SC B | million_m3 | After Competition Groups | 0.14648 | 40053.0799 | 0.040053 | 175.6641 | 0.00083388 | 20 | Industrial_2020_SC B_million_m3_After Competition Groups_20 | Process Optimization (Gas) | 0.08339% | 0.040053 | 0.14648 | Industrial_2020_SC B_million_m3_After Competition Groups_Process Optimization (Gas)
Industrial | Ind ¦ HE HVAC Units | 2020 | SC B | million_m3 | After Competition Groups | 0.12922 | 151118.6383 | 0.15112 | 175.6641 | 0.00073563 | 21 | Industrial_2020_SC B_million_m3_After Competition Groups_21 | HE HVAC Units | 0.07356% | 0.15112 | 0.12922 | Industrial_2020_SC B_million_m3_After Competition Groups_HE HVAC Units
Industrial | Ind ¦ Process Heat Recovery (Gas) - HVAC | 2020 | SC B | million_m3 | After Competition Groups | 0.10251 | 67486.0635 | 0.067486 | 175.6641 | 0.00058356 | 22 | Industrial_2020_SC B_million_m3_After Competition Groups_22 | Process Heat Recovery (Gas) - HVAC | 0.05836% | 0.067486 | 0.10251 | Industrial_2020_SC B_million_m3_After Competition Groups_Process Heat Recovery (Gas) - HVAC
Industrial | Ind ¦ Insulation - Steam - Direct | 2020 | SC B | million_m3 | After Competition Groups | 0.059798 | 11320.281 | 0.01132 | 175.6641 | 0.00034041 | 23 | Industrial_2020_SC B_million_m3_After Competition Groups_23 | Insulation - Steam - Direct | 0.03404% | 0.01132 | 0.059798 | Industrial_2020_SC B_million_m3_After Competition Groups_Insulation - Steam - Direct
Industrial | Ind ¦ Insulation - Steam - HVAC | 2020 | SC B | million_m3 | After Competition Groups | 0.014213 | 2710.3125 | 0.0027103 | 175.6641 | 8.0909e-05 | 24 | Industrial_2020_SC B_million_m3_After Competition Groups_24 | Insulation - Steam - HVAC | 0.008091% | 0.0027103 | 0.014213 | Industrial_2020_SC B_million_m3_After Competition Groups_Insulation - Steam - HVAC
Industrial | Ind ¦ High Efficiency Furnaces | 2020 | SC B | million_m3 | After Competition Groups | 0 | 0 | 0 | 175.6641 | 0 | 25 | Industrial_2020_SC B_million_m3_After Competition Groups_25 | High Efficiency Furnaces | 0% | 0 | 0 | Industrial_2020_SC B_million_m3_After Competition Groups_High Efficiency Furnaces
Industrial | Ind ¦ Steam Trap Repair | 2020 | SC B | million_m3 | After Competition Groups | 0 | 0 | 0 | 175.6641 | 0 | 26 | Industrial_2020_SC B_million_m3_After Competition Groups_26 | Steam Trap Repair | 0% | 0 | 0 | Industrial_2020_SC B_million_m3_After Competition Groups_Steam Trap Repair
Industrial | Ind ¦ Boiler Upgrade | 2020 | SC C | million_m3 | After Competition Groups | 30.1767 | 19055907.3751 | 19.0559 | 88.0182 | 0.34285 | 1 | Industrial_2020_SC C_million_m3_After Competition Groups_1 | Boiler Upgrade | 34.28% | 19.0559 | 30.1767 | Industrial_2020_SC C_million_m3_After Competition Groups_Boiler Upgrade
Industrial | Ind ¦ Process Heat Improvements | 2020 | SC C | million_m3 | After Competition Groups | 16.911 | 8521789.4157 | 8.5218 | 88.0182 | 0.19213 | 2 | Industrial_2020_SC C_million_m3_After Competition Groups_2 | Process Heat Improvements | 19.21% | 8.5218 | 16.911 | Industrial_2020_SC C_million_m3_After Competition Groups_Process Heat Improvements
Industrial | Ind ¦ Process Heat Recovery (Gas) | 2020 | SC C | million_m3 | After Competition Groups | 10.3664 | 6562419.4019 | 6.5624 | 88.0182 | 0.11778 | 3 | Industrial_2020_SC C_million_m3_After Competition Groups_3 | Process Heat Recovery (Gas) | 11.78% | 6.5624 | 10.3664 | Industrial_2020_SC C_million_m3_After Competition Groups_Process Heat Recovery (Gas)
Industrial | Ind ¦ Greenhouse Envelope Improvements | 2020 | SC C | million_m3 | After Competition Groups | 7.9141 | 307480.827 | 0.30748 | 88.0182 | 0.089915 | 4 | Industrial_2020_SC C_million_m3_After Competition Groups_4 | Greenhouse Envelope Improvements | 8.991% | 0.30748 | 7.9141 | Industrial_2020_SC C_million_m3_After Competition Groups_Greenhouse Envelope Improvements
Industrial | Ind ¦ Recommissioning | 2020 | SC C | million_m3 | After Competition Groups | 7.5525 | 1764590.965 | 1.7646 | 88.0182 | 0.085806 | 5 | Industrial_2020_SC C_million_m3_After Competition Groups_5 | Recommissioning | 8.581% | 1.7646 | 7.5525 | Industrial_2020_SC C_million_m3_After Competition Groups_Recommissioning
Industrial | Ind ¦ Improved Controls -Process Heating Gas | 2020 | SC C | million_m3 | After Competition Groups | 4.7747 | 1626046.5531 | 1.626 | 88.0182 | 0.054246 | 6 | Industrial_2020_SC C_million_m3_After Competition Groups_6 | Improved Controls -Process Heating Gas | 5.425% | 1.626 | 4.7747 | Industrial_2020_SC C_million_m3_After Competition Groups_Improved Controls -Process Heating Gas
Industrial | Ind ¦ High Efficiency Burners | 2020 | SC C | million_m3 | After Competition Groups | 2.8541 | 1847279.8134 | 1.8473 | 88.0182 | 0.032426 | 7 | Industrial_2020_SC C_million_m3_After Competition Groups_7 | High Efficiency Burners | 3.243% | 1.8473 | 2.8541 | Industrial_2020_SC C_million_m3_After Competition Groups_High Efficiency Burners
Industrial | Ind ¦ Insulation - Steam | 2020 | SC C | million_m3 | After Competition Groups | 1.4696 | 275940.7591 | 0.27594 | 88.0182 | 0.016696 | 8 | Industrial_2020_SC C_million_m3_After Competition Groups_8 | Insulation - Steam | 1.67% | 0.27594 | 1.4696 | Industrial_2020_SC C_million_m3_After Competition Groups_Insulation - Steam
Industrial | Ind ¦ High Efficiency HVAC Fans (Gas) | 2020 | SC C | million_m3 | After Competition Groups | 1.0626 | 533637.9074 | 0.53364 | 88.0182 | 0.012073 | 9 | Industrial_2020_SC C_million_m3_After Competition Groups_9 | High Efficiency HVAC Fans (Gas) | 1.207% | 0.53364 | 1.0626 | Industrial_2020_SC C_million_m3_After Competition Groups_High Efficiency HVAC Fans (Gas)
Industrial | Ind ¦ Direct Contact Water Heaters | 2020 | SC C | million_m3 | After Competition Groups | 1.0458 | 0 | 0 | 88.0182 | 0.011882 | 10 | Industrial_2020_SC C_million_m3_After Competition Groups_10 | Direct Contact Water Heaters | 1.188% | 0 | 1.0458 | Industrial_2020_SC C_million_m3_After Competition Groups_Direct Contact Water Heaters
Industrial | Ind ¦ Steam Turbine Optimization | 2020 | SC C | million_m3 | After Competition Groups | 0.87262 | 478104.6799 | 0.4781 | 88.0182 | 0.0099141 | 11 | Industrial_2020_SC C_million_m3_After Competition Groups_11 | Steam Turbine Optimization | 0.9914% | 0.4781 | 0.87262 | Industrial_2020_SC C_million_m3_After Competition Groups_Steam Turbine Optimization
Industrial | Ind ¦ Insulation - Steam (AG) | 2020 | SC C | million_m3 | After Competition Groups | 0.74861 | 141101.0201 | 0.1411 | 88.0182 | 0.0085052 | 12 | Industrial_2020_SC C_million_m3_After Competition Groups_12 | Insulation - Steam (AG) | 0.8505% | 0.1411 | 0.74861 | Industrial_2020_SC C_million_m3_After Competition Groups_Insulation - Steam (AG)
Industrial | Ind ¦ Gas Turbine Optimization | 2020 | SC C | million_m3 | After Competition Groups | 0.65447 | 354881.0608 | 0.35488 | 88.0182 | 0.0074356 | 13 | Industrial_2020_SC C_million_m3_After Competition Groups_13 | Gas Turbine Optimization | 0.7436% | 0.35488 | 0.65447 | Industrial_2020_SC C_million_m3_After Competition Groups_Gas Turbine Optimization
Industrial | Ind ¦ Air Compressor Heat Recovery | 2020 | SC C | million_m3 | After Competition Groups | 0.54683 | 245619.5577 | 0.24562 | 88.0182 | 0.0062127 | 14 | Industrial_2020_SC C_million_m3_After Competition Groups_14 | Air Compressor Heat Recovery | 0.6213% | 0.24562 | 0.54683 | Industrial_2020_SC C_million_m3_After Competition Groups_Air Compressor Heat Recovery
Industrial | Ind ¦ Ventilation Optimization (Gas) | 2020 | SC C | million_m3 | After Competition Groups | 0.46273 | 0 | 0 | 88.0182 | 0.0052573 | 15 | Industrial_2020_SC C_million_m3_After Competition Groups_15 | Ventilation Optimization (Gas) | 0.5257% | 0 | 0.46273 | Industrial_2020_SC C_million_m3_After Competition Groups_Ventilation Optimization (Gas)
Industrial | Ind ¦ HE Stock Tank | 2020 | SC C | million_m3 | After Competition Groups | 0.16709 | 31785.7981 | 0.031786 | 88.0182 | 0.0018983 | 16 | Industrial_2020_SC C_million_m3_After Competition Groups_16 | HE Stock Tank | 0.1898% | 0.031786 | 0.16709 | Industrial_2020_SC C_million_m3_After Competition Groups_HE Stock Tank
Industrial | Ind ¦ Process Optimization (Gas) | 2020 | SC C | million_m3 | After Competition Groups | 0.14648 | 40057.0856 | 0.040057 | 88.0182 | 0.0016642 | 17 | Industrial_2020_SC C_million_m3_After Competition Groups_17 | Process Optimization (Gas) | 0.1664% | 0.040057 | 0.14648 | Industrial_2020_SC C_million_m3_After Competition Groups_Process Optimization (Gas)
Industrial | Ind ¦ VAV Conversion Project (Gas) | 2020 | SC C | million_m3 | After Competition Groups | 0.14233 | 92916.7025 | 0.092917 | 88.0182 | 0.001617 | 18 | Industrial_2020_SC C_million_m3_After Competition Groups_18 | VAV Conversion Project (Gas) | 0.1617% | 0.092917 | 0.14233 | Industrial_2020_SC C_million_m3_After Competition Groups_VAV Conversion Project (Gas)
Industrial | Ind ¦ HE HVAC Controls | 2020 | SC C | million_m3 | After Competition Groups | 0.07814 | 43158.0421 | 0.043158 | 88.0182 | 0.00088777 | 19 | Industrial_2020_SC C_million_m3_After Competition Groups_19 | HE HVAC Controls | 0.08878% | 0.043158 | 0.07814 | Industrial_2020_SC C_million_m3_After Competition Groups_HE HVAC Controls
Industrial | Ind ¦ Process Heat Recovery (Gas) - HVAC | 2020 | SC C | million_m3 | After Competition Groups | 0.038318 | 24375.5775 | 0.024376 | 88.0182 | 0.00043534 | 20 | Industrial_2020_SC C_million_m3_After Competition Groups_20 | Process Heat Recovery (Gas) - HVAC | 0.04353% | 0.024376 | 0.038318 | Industrial_2020_SC C_million_m3_After Competition Groups_Process Heat Recovery (Gas) - HVAC
Industrial | Ind ¦ Insulation - Steam - Direct | 2020 | SC C | million_m3 | After Competition Groups | 0.022551 | 4223.143 | 0.0042231 | 88.0182 | 0.00025621 | 21 | Industrial_2020_SC C_million_m3_After Competition Groups_21 | Insulation - Steam - Direct | 0.02562% | 0.0042231 | 0.022551 | Industrial_2020_SC C_million_m3_After Competition Groups_Insulation - Steam - Direct
Industrial | Ind ¦ Insulation - Steam - HVAC | 2020 | SC C | million_m3 | After Competition Groups | 0.005354 | 1009.1387 | 0.0010091 | 88.0182 | 6.0828e-05 | 22 | Industrial_2020_SC C_million_m3_After Competition Groups_22 | Insulation - Steam - HVAC | 0.006083% | 0.0010091 | 0.005354 | Industrial_2020_SC C_million_m3_After Competition Groups_Insulation - Steam - HVAC
Industrial | Ind ¦ HE HVAC Units | 2020 | SC C | million_m3 | After Competition Groups | 0.0041421 | 2287.3787 | 0.0022874 | 88.0182 | 4.7059e-05 | 23 | Industrial_2020_SC C_million_m3_After Competition Groups_23 | HE HVAC Units | 0.004706% | 0.0022874 | 0.0041421 | Industrial_2020_SC C_million_m3_After Competition Groups_HE HVAC Units
Industrial | Ind ¦ Solar Walls | 2020 | SC C | million_m3 | After Competition Groups | 0.0011364 | 829.0137 | 0.00082901 | 88.0182 | 1.2911e-05 | 24 | Industrial_2020_SC C_million_m3_After Competition Groups_24 | Solar Walls | 0.001291% | 0.00082901 | 0.0011364 | Industrial_2020_SC C_million_m3_After Competition Groups_Solar Walls
Industrial | Ind ¦ High Efficiency Furnaces | 2020 | SC C | million_m3 | After Competition Groups | 0 | 0 | 0 | 88.0182 | 0 | 25 | Industrial_2020_SC C_million_m3_After Competition Groups_25 | High Efficiency Furnaces | 0% | 0 | 0 | Industrial_2020_SC C_million_m3_After Competition Groups_High Efficiency Furnaces
Industrial | Ind ¦ Steam Trap Repair | 2020 | SC C | million_m3 | After Competition Groups | 0 | 0 | 0 | 88.0182 | 0 | 26 | Industrial_2020_SC C_million_m3_After Competition Groups_26 | Steam Trap Repair | 0% | 0 | 0 | Industrial_2020_SC C_million_m3_After Competition Groups_Steam Trap Repair
Industrial | Ind ¦ Process Heat Improvements | 2020 | Technical | million_m3 | After Competition Groups | 540.5344 | 0 | 0 | 1901.3337 | 0.28429 | 1 | Industrial_2020_Technical_million_m3_After Competition Groups_1 | Process Heat Improvements | 28.43% | 0 | 540.5344 | Industrial_2020_Technical_million_m3_After Competition Groups_Process Heat Improvements
Industrial | Ind ¦ Process Heat Recovery (Gas) | 2020 | Technical | million_m3 | After Competition Groups | 303.3321 | 0 | 0 | 1901.3337 | 0.15954 | 2 | Industrial_2020_Technical_million_m3_After Competition Groups_2 | Process Heat Recovery (Gas) | 15.95% | 0 | 303.3321 | Industrial_2020_Technical_million_m3_After Competition Groups_Process Heat Recovery (Gas)
Industrial | Ind ¦ Recommissioning | 2020 | Technical | million_m3 | After Competition Groups | 218.3228 | 0 | 0 | 1901.3337 | 0.11483 | 3 | Industrial_2020_Technical_million_m3_After Competition Groups_3 | Recommissioning | 11.48% | 0 | 218.3228 | Industrial_2020_Technical_million_m3_After Competition Groups_Recommissioning
Industrial | Ind ¦ Boiler Upgrade | 2020 | Technical | million_m3 | After Competition Groups | 200.0902 | 0 | 0 | 1901.3337 | 0.10524 | 4 | Industrial_2020_Technical_million_m3_After Competition Groups_4 | Boiler Upgrade | 10.52% | 0 | 200.0902 | Industrial_2020_Technical_million_m3_After Competition Groups_Boiler Upgrade
Industrial | Ind ¦ Improved Controls -Process Heating Gas | 2020 | Technical | million_m3 | After Competition Groups | 139.1832 | 0 | 0 | 1901.3337 | 0.073203 | 5 | Industrial_2020_Technical_million_m3_After Competition Groups_5 | Improved Controls -Process Heating Gas | 7.32% | 0 | 139.1832 | Industrial_2020_Technical_million_m3_After Competition Groups_Improved Controls -Process Heating Gas
Industrial | Ind ¦ High Efficiency Burners | 2020 | Technical | million_m3 | After Competition Groups | 102.0139 | 0 | 0 | 1901.3337 | 0.053654 | 6 | Industrial_2020_Technical_million_m3_After Competition Groups_6 | High Efficiency Burners | 5.365% | 0 | 102.0139 | Industrial_2020_Technical_million_m3_After Competition Groups_High Efficiency Burners
Industrial | Ind ¦ Greenhouse Envelope Improvements | 2020 | Technical | million_m3 | After Competition Groups | 45.6315 | 0 | 0 | 1901.3337 | 0.024 | 7 | Industrial_2020_Technical_million_m3_After Competition Groups_7 | Greenhouse Envelope Improvements | 2.4% | 0 | 45.6315 | Industrial_2020_Technical_million_m3_After Competition Groups_Greenhouse Envelope Improvements
Industrial | Ind ¦ Boiler Tune Up | 2020 | Technical | million_m3 | After Competition Groups | 43.2632 | 0 | 0 | 1901.3337 | 0.022754 | 8 | Industrial_2020_Technical_million_m3_After Competition Groups_8 | Boiler Tune Up | 2.275% | 0 | 43.2632 | Industrial_2020_Technical_million_m3_After Competition Groups_Boiler Tune Up
Industrial | Ind ¦ Insulation - Steam | 2020 | Technical | million_m3 | After Competition Groups | 41.7031 | 0 | 0 | 1901.3337 | 0.021934 | 9 | Industrial_2020_Technical_million_m3_After Competition Groups_9 | Insulation - Steam | 2.193% | 0 | 41.7031 | Industrial_2020_Technical_million_m3_After Competition Groups_Insulation - Steam
Industrial | Ind ¦ VAV Conversion Project (Gas) | 2020 | Technical | million_m3 | After Competition Groups | 34.4015 | 0 | 0 | 1901.3337 | 0.018093 | 10 | Industrial_2020_Technical_million_m3_After Competition Groups_10 | VAV Conversion Project (Gas) | 1.809% | 0 | 34.4015 | Industrial_2020_Technical_million_m3_After Competition Groups_VAV Conversion Project (Gas)
Industrial | Ind ¦ High Efficiency HVAC Fans (Gas) | 2020 | Technical | million_m3 | After Competition Groups | 29.0723 | 0 | 0 | 1901.3337 | 0.01529 | 11 | Industrial_2020_Technical_million_m3_After Competition Groups_11 | High Efficiency HVAC Fans (Gas) | 1.529% | 0 | 29.0723 | Industrial_2020_Technical_million_m3_After Competition Groups_High Efficiency HVAC Fans (Gas)
Industrial | Ind ¦ Steam Leak Repairs | 2020 | Technical | million_m3 | After Competition Groups | 26.2976 | 0 | 0 | 1901.3337 | 0.013831 | 12 | Industrial_2020_Technical_million_m3_After Competition Groups_12 | Steam Leak Repairs | 1.383% | 0 | 26.2976 | Industrial_2020_Technical_million_m3_After Competition Groups_Steam Leak Repairs
Industrial | Ind ¦ HE HVAC Controls | 2020 | Technical | million_m3 | After Competition Groups | 23.7319 | 0 | 0 | 1901.3337 | 0.012482 | 13 | Industrial_2020_Technical_million_m3_After Competition Groups_13 | HE HVAC Controls | 1.248% | 0 | 23.7319 | Industrial_2020_Technical_million_m3_After Competition Groups_HE HVAC Controls
Industrial | Ind ¦ Loading Dock Seals | 2020 | Technical | million_m3 | After Competition Groups | 23.7319 | 0 | 0 | 1901.3337 | 0.012482 | 14 | Industrial_2020_Technical_million_m3_After Competition Groups_14 | Loading Dock Seals | 1.248% | 0 | 23.7319 | Industrial_2020_Technical_million_m3_After Competition Groups_Loading Dock Seals
Industrial | Ind ¦ Steam Trap Repair | 2020 | Technical | million_m3 | After Competition Groups | 19.9615 | 0 | 0 | 1901.3337 | 0.010499 | 15 | Industrial_2020_Technical_million_m3_After Competition Groups_15 | Steam Trap Repair | 1.05% | 0 | 19.9615 | Industrial_2020_Technical_million_m3_After Competition Groups_Steam Trap Repair
Industrial | Ind ¦ Insulation - Steam (AG) | 2020 | Technical | million_m3 | After Competition Groups | 19.3174 | 0 | 0 | 1901.3337 | 0.01016 | 16 | Industrial_2020_Technical_million_m3_After Competition Groups_16 | Insulation - Steam (AG) | 1.016% | 0 | 19.3174 | Industrial_2020_Technical_million_m3_After Competition Groups_Insulation - Steam (AG)
Industrial | Ind ¦ Direct Contact Water Heaters | 2020 | Technical | million_m3 | After Competition Groups | 17.9401 | 0 | 0 | 1901.3337 | 0.0094356 | 17 | Industrial_2020_Technical_million_m3_After Competition Groups_17 | Direct Contact Water Heaters | 0.9436% | 0 | 17.9401 | Industrial_2020_Technical_million_m3_After Competition Groups_Direct Contact Water Heaters
Industrial | Ind ¦ Air Compressor Heat Recovery | 2020 | Technical | million_m3 | After Competition Groups | 15.2876 | 0 | 0 | 1901.3337 | 0.0080405 | 18 | Industrial_2020_Technical_million_m3_After Competition Groups_18 | Air Compressor Heat Recovery | 0.804% | 0 | 15.2876 | Industrial_2020_Technical_million_m3_After Competition Groups_Air Compressor Heat Recovery
Industrial | Ind ¦ High Efficiency Furnaces | 2020 | Technical | million_m3 | After Competition Groups | 11.743 | 0 | 0 | 1901.3337 | 0.0061762 | 19 | Industrial_2020_Technical_million_m3_After Competition Groups_19 | High Efficiency Furnaces | 0.6176% | 0 | 11.743 | Industrial_2020_Technical_million_m3_After Competition Groups_High Efficiency Furnaces
Industrial | Ind ¦ Steam Turbine Optimization | 2020 | Technical | million_m3 | After Competition Groups | 9.7267 | 0 | 0 | 1901.3337 | 0.0051157 | 20 | Industrial_2020_Technical_million_m3_After Competition Groups_20 | Steam Turbine Optimization | 0.5116% | 0 | 9.7267 | Industrial_2020_Technical_million_m3_After Competition Groups_Steam Turbine Optimization
Industrial | Ind ¦ Process Optimization (Gas) | 2020 | Technical | million_m3 | After Competition Groups | 8.9846 | 0 | 0 | 1901.3337 | 0.0047254 | 21 | Industrial_2020_Technical_million_m3_After Competition Groups_21 | Process Optimization (Gas) | 0.4725% | 0 | 8.9846 | Industrial_2020_Technical_million_m3_After Competition Groups_Process Optimization (Gas)
Industrial | Ind ¦ Gas Turbine Optimization | 2020 | Technical | million_m3 | After Competition Groups | 7.2951 | 0 | 0 | 1901.3337 | 0.0038368 | 22 | Industrial_2020_Technical_million_m3_After Competition Groups_22 | Gas Turbine Optimization | 0.3837% | 0 | 7.2951 | Industrial_2020_Technical_million_m3_After Competition Groups_Gas Turbine Optimization
Industrial | Ind ¦ HE Stock Tank | 2020 | Technical | million_m3 | After Competition Groups | 5.4461 | 0 | 0 | 1901.3337 | 0.0028643 | 23 | Industrial_2020_Technical_million_m3_After Competition Groups_23 | HE Stock Tank | 0.2864% | 0 | 5.4461 | Industrial_2020_Technical_million_m3_After Competition Groups_HE Stock Tank
Industrial | Ind ¦ Ventilation Optimization (Gas) | 2020 | Technical | million_m3 | After Competition Groups | 4.7572 | 0 | 0 | 1901.3337 | 0.002502 | 24 | Industrial_2020_Technical_million_m3_After Competition Groups_24 | Ventilation Optimization (Gas) | 0.2502% | 0 | 4.7572 | Industrial_2020_Technical_million_m3_After Competition Groups_Ventilation Optimization (Gas)
Industrial | Ind ¦ Solar Walls | 2020 | Technical | million_m3 | After Competition Groups | 4.6404 | 0 | 0 | 1901.3337 | 0.0024406 | 25 | Industrial_2020_Technical_million_m3_After Competition Groups_25 | Solar Walls | 0.2441% | 0 | 4.6404 | Industrial_2020_Technical_million_m3_After Competition Groups_Solar Walls
Industrial | Ind ¦ HE HVAC Units | 2020 | Technical | million_m3 | After Competition Groups | 1.4897 | 0 | 0 | 1901.3337 | 0.00078351 | 26 | Industrial_2020_Technical_million_m3_After Competition Groups_26 | HE HVAC Units | 0.07835% | 0 | 1.4897 | Industrial_2020_Technical_million_m3_After Competition Groups_HE HVAC Units
Industrial | Ind ¦ Boiler Tune Up - Direct | 2020 | Technical | million_m3 | After Competition Groups | 1.4767 | 0 | 0 | 1901.3337 | 0.00077669 | 27 | Industrial_2020_Technical_million_m3_After Competition Groups_27 | Boiler Tune Up - Direct | 0.07767% | 0 | 1.4767 | Industrial_2020_Technical_million_m3_After Competition Groups_Boiler Tune Up - Direct
Industrial | Ind ¦ Process Heat Recovery (Gas) - HVAC | 2020 | Technical | million_m3 | After Competition Groups | 1.0137 | 0 | 0 | 1901.3337 | 0.00053317 | 28 | Industrial_2020_Technical_million_m3_After Competition Groups_28 | Process Heat Recovery (Gas) - HVAC | 0.05332% | 0 | 1.0137 | Industrial_2020_Technical_million_m3_After Competition Groups_Process Heat Recovery (Gas) - HVAC
Industrial | Ind ¦ Insulation - Steam - Direct | 2020 | Technical | million_m3 | After Competition Groups | 0.67583 | 0 | 0 | 1901.3337 | 0.00035545 | 29 | Industrial_2020_Technical_million_m3_After Competition Groups_29 | Insulation - Steam - Direct | 0.03555% | 0 | 0.67583 | Industrial_2020_Technical_million_m3_After Competition Groups_Insulation - Steam - Direct
Industrial | Ind ¦ Insulation - Steam - HVAC | 2020 | Technical | million_m3 | After Competition Groups | 0.14055 | 0 | 0 | 1901.3337 | 7.3921e-05 | 30 | Industrial_2020_Technical_million_m3_After Competition Groups_30 | Insulation - Steam - HVAC | 0.007392% | 0 | 0.14055 | Industrial_2020_Technical_million_m3_After Competition Groups_Insulation - Steam - HVAC
Industrial | Ind ¦ Boiler Tune Up - HVAC | 2020 | Technical | million_m3 | After Competition Groups | 0.12778 | 0 | 0 | 1901.3337 | 6.7205e-05 | 31 | Industrial_2020_Technical_million_m3_After Competition Groups_31 | Boiler Tune Up - HVAC | 0.006721% | 0 | 0.12778 | Industrial_2020_Technical_million_m3_After Competition Groups_Boiler Tune Up - HVAC
Industrial | Ind ¦ Process Heat Improvements | 2021 | Economic | million_m3 | After Competition Groups | 600.8375 | 0 | 0 | 1881.422 | 0.31935 | 1 | Industrial_2021_Economic_million_m3_After Competition Groups_1 | Process Heat Improvements | 31.94% | 0 | 600.8375 | Industrial_2021_Economic_million_m3_After Competition Groups_Process Heat Improvements
Industrial | Ind ¦ Process Heat Recovery (Gas) | 2021 | Economic | million_m3 | After Competition Groups | 303.3321 | 0 | 0 | 1881.422 | 0.16122 | 2 | Industrial_2021_Economic_million_m3_After Competition Groups_2 | Process Heat Recovery (Gas) | 16.12% | 0 | 303.3321 | Industrial_2021_Economic_million_m3_After Competition Groups_Process Heat Recovery (Gas)
Industrial | Ind ¦ Boiler Upgrade | 2021 | Economic | million_m3 | After Competition Groups | 222.9906 | 0 | 0 | 1881.422 | 0.11852 | 3 | Industrial_2021_Economic_million_m3_After Competition Groups_3 | Boiler Upgrade | 11.85% | 0 | 222.9906 | Industrial_2021_Economic_million_m3_After Competition Groups_Boiler Upgrade
Industrial | Ind ¦ Recommissioning | 2021 | Economic | million_m3 | After Competition Groups | 218.3228 | 0 | 0 | 1881.422 | 0.11604 | 4 | Industrial_2021_Economic_million_m3_After Competition Groups_4 | Recommissioning | 11.6% | 0 | 218.3228 | Industrial_2021_Economic_million_m3_After Competition Groups_Recommissioning
Industrial | Ind ¦ Improved Controls -Process Heating Gas | 2021 | Economic | million_m3 | After Competition Groups | 139.1832 | 0 | 0 | 1881.422 | 0.073978 | 5 | Industrial_2021_Economic_million_m3_After Competition Groups_5 | Improved Controls -Process Heating Gas | 7.398% | 0 | 139.1832 | Industrial_2021_Economic_million_m3_After Competition Groups_Improved Controls -Process Heating Gas
Industrial | Ind ¦ High Efficiency Burners | 2021 | Economic | million_m3 | After Competition Groups | 113.3947 | 0 | 0 | 1881.422 | 0.060271 | 6 | Industrial_2021_Economic_million_m3_After Competition Groups_6 | High Efficiency Burners | 6.027% | 0 | 113.3947 | Industrial_2021_Economic_million_m3_After Competition Groups_High Efficiency Burners
Industrial | Ind ¦ Greenhouse Envelope Improvements | 2021 | Economic | million_m3 | After Competition Groups | 53.3033 | 0 | 0 | 1881.422 | 0.028331 | 7 | Industrial_2021_Economic_million_m3_After Competition Groups_7 | Greenhouse Envelope Improvements | 2.833% | 0 | 53.3033 | Industrial_2021_Economic_million_m3_After Competition Groups_Greenhouse Envelope Improvements
Industrial | Ind ¦ Insulation - Steam | 2021 | Economic | million_m3 | After Competition Groups | 41.7031 | 0 | 0 | 1881.422 | 0.022166 | 8 | Industrial_2021_Economic_million_m3_After Competition Groups_8 | Insulation - Steam | 2.217% | 0 | 41.7031 | Industrial_2021_Economic_million_m3_After Competition Groups_Insulation - Steam
Industrial | Ind ¦ VAV Conversion Project (Gas) | 2021 | Economic | million_m3 | After Competition Groups | 34.4595 | 0 | 0 | 1881.422 | 0.018316 | 9 | Industrial_2021_Economic_million_m3_After Competition Groups_9 | VAV Conversion Project (Gas) | 1.832% | 0 | 34.4595 | Industrial_2021_Economic_million_m3_After Competition Groups_VAV Conversion Project (Gas)
Industrial | Ind ¦ High Efficiency HVAC Fans (Gas) | 2021 | Economic | million_m3 | After Competition Groups | 31.0621 | 0 | 0 | 1881.422 | 0.01651 | 10 | Industrial_2021_Economic_million_m3_After Competition Groups_10 | High Efficiency HVAC Fans (Gas) | 1.651% | 0 | 31.0621 | Industrial_2021_Economic_million_m3_After Competition Groups_High Efficiency HVAC Fans (Gas)
Industrial | Ind ¦ HE HVAC Controls | 2021 | Economic | million_m3 | After Competition Groups | 23.7319 | 0 | 0 | 1881.422 | 0.012614 | 11 | Industrial_2021_Economic_million_m3_After Competition Groups_11 | HE HVAC Controls | 1.261% | 0 | 23.7319 | Industrial_2021_Economic_million_m3_After Competition Groups_HE HVAC Controls
Industrial | Ind ¦ Direct Contact Water Heaters | 2021 | Economic | million_m3 | After Competition Groups | 19.954 | 0 | 0 | 1881.422 | 0.010606 | 12 | Industrial_2021_Economic_million_m3_After Competition Groups_12 | Direct Contact Water Heaters | 1.061% | 0 | 19.954 | Industrial_2021_Economic_million_m3_After Competition Groups_Direct Contact Water Heaters
Industrial | Ind ¦ Insulation - Steam (AG) | 2021 | Economic | million_m3 | After Competition Groups | 19.1311 | 0 | 0 | 1881.422 | 0.010168 | 13 | Industrial_2021_Economic_million_m3_After Competition Groups_13 | Insulation - Steam (AG) | 1.017% | 0 | 19.1311 | Industrial_2021_Economic_million_m3_After Competition Groups_Insulation - Steam (AG)
Industrial | Ind ¦ Air Compressor Heat Recovery | 2021 | Economic | million_m3 | After Competition Groups | 15.2876 | 0 | 0 | 1881.422 | 0.0081256 | 14 | Industrial_2021_Economic_million_m3_After Competition Groups_14 | Air Compressor Heat Recovery | 0.8126% | 0 | 15.2876 | Industrial_2021_Economic_million_m3_After Competition Groups_Air Compressor Heat Recovery
Industrial | Ind ¦ Steam Turbine Optimization | 2021 | Economic | million_m3 | After Competition Groups | 9.731 | 0 | 0 | 1881.422 | 0.0051721 | 15 | Industrial_2021_Economic_million_m3_After Competition Groups_15 | Steam Turbine Optimization | 0.5172% | 0 | 9.731 | Industrial_2021_Economic_million_m3_After Competition Groups_Steam Turbine Optimization
Industrial | Ind ¦ Process Optimization (Gas) | 2021 | Economic | million_m3 | After Competition Groups | 8.9846 | 0 | 0 | 1881.422 | 0.0047754 | 16 | Industrial_2021_Economic_million_m3_After Competition Groups_16 | Process Optimization (Gas) | 0.4775% | 0 | 8.9846 | Industrial_2021_Economic_million_m3_After Competition Groups_Process Optimization (Gas)
Industrial | Ind ¦ Gas Turbine Optimization | 2021 | Economic | million_m3 | After Competition Groups | 7.2982 | 0 | 0 | 1881.422 | 0.0038791 | 17 | Industrial_2021_Economic_million_m3_After Competition Groups_17 | Gas Turbine Optimization | 0.3879% | 0 | 7.2982 | Industrial_2021_Economic_million_m3_After Competition Groups_Gas Turbine Optimization
Industrial | Ind ¦ HE Stock Tank | 2021 | Economic | million_m3 | After Competition Groups | 6.0981 | 0 | 0 | 1881.422 | 0.0032412 | 18 | Industrial_2021_Economic_million_m3_After Competition Groups_18 | HE Stock Tank | 0.3241% | 0 | 6.0981 | Industrial_2021_Economic_million_m3_After Competition Groups_HE Stock Tank
Industrial | Ind ¦ Ventilation Optimization (Gas) | 2021 | Economic | million_m3 | After Competition Groups | 4.7572 | 0 | 0 | 1881.422 | 0.0025285 | 19 | Industrial_2021_Economic_million_m3_After Competition Groups_19 | Ventilation Optimization (Gas) | 0.2528% | 0 | 4.7572 | Industrial_2021_Economic_million_m3_After Competition Groups_Ventilation Optimization (Gas)
Industrial | Ind ¦ Solar Walls | 2021 | Economic | million_m3 | After Competition Groups | 4.6482 | 0 | 0 | 1881.422 | 0.0024706 | 20 | Industrial_2021_Economic_million_m3_After Competition Groups_20 | Solar Walls | 0.2471% | 0 | 4.6482 | Industrial_2021_Economic_million_m3_After Competition Groups_Solar Walls
Industrial | Ind ¦ HE HVAC Units | 2021 | Economic | million_m3 | After Competition Groups | 1.3809 | 0 | 0 | 1881.422 | 0.00073396 | 21 | Industrial_2021_Economic_million_m3_After Competition Groups_21 | HE HVAC Units | 0.0734% | 0 | 1.3809 | Industrial_2021_Economic_million_m3_After Competition Groups_HE HVAC Units
Industrial | Ind ¦ Process Heat Recovery (Gas) - HVAC | 2021 | Economic | million_m3 | After Competition Groups | 1.0137 | 0 | 0 | 1881.422 | 0.00053882 | 22 | Industrial_2021_Economic_million_m3_After Competition Groups_22 | Process Heat Recovery (Gas) - HVAC | 0.05388% | 0 | 1.0137 | Industrial_2021_Economic_million_m3_After Competition Groups_Process Heat Recovery (Gas) - HVAC
Industrial | Ind ¦ Insulation - Steam - Direct | 2021 | Economic | million_m3 | After Competition Groups | 0.67583 | 0 | 0 | 1881.422 | 0.00035921 | 23 | Industrial_2021_Economic_million_m3_After Competition Groups_23 | Insulation - Steam - Direct | 0.03592% | 0 | 0.67583 | Industrial_2021_Economic_million_m3_After Competition Groups_Insulation - Steam - Direct
Industrial | Ind ¦ Insulation - Steam - HVAC | 2021 | Economic | million_m3 | After Competition Groups | 0.14055 | 0 | 0 | 1881.422 | 7.4703e-05 | 24 | Industrial_2021_Economic_million_m3_After Competition Groups_24 | Insulation - Steam - HVAC | 0.00747% | 0 | 0.14055 | Industrial_2021_Economic_million_m3_After Competition Groups_Insulation - Steam - HVAC
Industrial | Ind ¦ High Efficiency Furnaces | 2021 | Economic | million_m3 | After Competition Groups | 0 | 0 | 0 | 1881.422 | 0 | 25 | Industrial_2021_Economic_million_m3_After Competition Groups_25 | High Efficiency Furnaces | 0% | 0 | 0 | Industrial_2021_Economic_million_m3_After Competition Groups_High Efficiency Furnaces
Industrial | Ind ¦ Steam Trap Repair | 2021 | Economic | million_m3 | After Competition Groups | 0 | 0 | 0 | 1881.422 | 0 | 26 | Industrial_2021_Economic_million_m3_After Competition Groups_26 | Steam Trap Repair | 0% | 0 | 0 | Industrial_2021_Economic_million_m3_After Competition Groups_Steam Trap Repair
Industrial | Ind ¦ Boiler Upgrade | 2021 | SC A | million_m3 | After Competition Groups | 45.4148 | 12394945.7154 | 12.3949 | 128.4021 | 0.35369 | 1 | Industrial_2021_SC A_million_m3_After Competition Groups_1 | Boiler Upgrade | 35.37% | 12.3949 | 45.4148 | Industrial_2021_SC A_million_m3_After Competition Groups_Boiler Upgrade
Industrial | Ind ¦ Process Heat Improvements | 2021 | SC A | million_m3 | After Competition Groups | 26.4525 | 6521466.4036 | 6.5215 | 128.4021 | 0.20601 | 2 | Industrial_2021_SC A_million_m3_After Competition Groups_2 | Process Heat Improvements | 20.6% | 6.5215 | 26.4525 | Industrial_2021_SC A_million_m3_After Competition Groups_Process Heat Improvements
Industrial | Ind ¦ Greenhouse Envelope Improvements | 2021 | SC A | million_m3 | After Competition Groups | 12.9155 | 398736.2859 | 0.39874 | 128.4021 | 0.10059 | 3 | Industrial_2021_SC A_million_m3_After Competition Groups_3 | Greenhouse Envelope Improvements | 10.06% | 0.39874 | 12.9155 | Industrial_2021_SC A_million_m3_After Competition Groups_Greenhouse Envelope Improvements
Industrial | Ind ¦ Process Heat Recovery (Gas) | 2021 | SC A | million_m3 | After Competition Groups | 11.3031 | 2161335.8581 | 2.1613 | 128.4021 | 0.088029 | 4 | Industrial_2021_SC A_million_m3_After Competition Groups_4 | Process Heat Recovery (Gas) | 8.803% | 2.1613 | 11.3031 | Industrial_2021_SC A_million_m3_After Competition Groups_Process Heat Recovery (Gas)
Industrial | Ind ¦ Recommissioning | 2021 | SC A | million_m3 | After Competition Groups | 11.2916 | 982309.6385 | 0.98231 | 128.4021 | 0.087939 | 5 | Industrial_2021_SC A_million_m3_After Competition Groups_5 | Recommissioning | 8.794% | 0.98231 | 11.2916 | Industrial_2021_SC A_million_m3_After Competition Groups_Recommissioning
Industrial | Ind ¦ Improved Controls -Process Heating Gas | 2021 | SC A | million_m3 | After Competition Groups | 7.5254 | 1509354.3762 | 1.5094 | 128.4021 | 0.058608 | 6 | Industrial_2021_SC A_million_m3_After Competition Groups_6 | Improved Controls -Process Heating Gas | 5.861% | 1.5094 | 7.5254 | Industrial_2021_SC A_million_m3_After Competition Groups_Improved Controls -Process Heating Gas
Industrial | Ind ¦ Insulation - Steam | 2021 | SC A | million_m3 | After Competition Groups | 2.3408 | 315192.46 | 0.31519 | 128.4021 | 0.01823 | 7 | Industrial_2021_SC A_million_m3_After Competition Groups_7 | Insulation - Steam | 1.823% | 0.31519 | 2.3408 | Industrial_2021_SC A_million_m3_After Competition Groups_Insulation - Steam
Industrial | Ind ¦ Direct Contact Water Heaters | 2021 | SC A | million_m3 | After Competition Groups | 1.9418 | 0 | 0 | 128.4021 | 0.015123 | 8 | Industrial_2021_SC A_million_m3_After Competition Groups_8 | Direct Contact Water Heaters | 1.512% | 0 | 1.9418 | Industrial_2021_SC A_million_m3_After Competition Groups_Direct Contact Water Heaters
Industrial | Ind ¦ High Efficiency Burners | 2021 | SC A | million_m3 | After Competition Groups | 1.7633 | 336189.6695 | 0.33619 | 128.4021 | 0.013732 | 9 | Industrial_2021_SC A_million_m3_After Competition Groups_9 | High Efficiency Burners | 1.373% | 0.33619 | 1.7633 | Industrial_2021_SC A_million_m3_After Competition Groups_High Efficiency Burners
Industrial | Ind ¦ High Efficiency HVAC Fans (Gas) | 2021 | SC A | million_m3 | After Competition Groups | 1.4702 | 292001.5402 | 0.292 | 128.4021 | 0.01145 | 10 | Industrial_2021_SC A_million_m3_After Competition Groups_10 | High Efficiency HVAC Fans (Gas) | 1.145% | 0.292 | 1.4702 | Industrial_2021_SC A_million_m3_After Competition Groups_High Efficiency HVAC Fans (Gas)
Industrial | Ind ¦ Steam Turbine Optimization | 2021 | SC A | million_m3 | After Competition Groups | 1.3977 | 339810.8446 | 0.33981 | 128.4021 | 0.010885 | 11 | Industrial_2021_SC A_million_m3_After Competition Groups_11 | Steam Turbine Optimization | 1.089% | 0.33981 | 1.3977 | Industrial_2021_SC A_million_m3_After Competition Groups_Steam Turbine Optimization
Industrial | Ind ¦ Insulation - Steam (AG) | 2021 | SC A | million_m3 | After Competition Groups | 1.1974 | 162373.3329 | 0.16237 | 128.4021 | 0.0093256 | 12 | Industrial_2021_SC A_million_m3_After Competition Groups_12 | Insulation - Steam (AG) | 0.9326% | 0.16237 | 1.1974 | Industrial_2021_SC A_million_m3_After Competition Groups_Insulation - Steam (AG)
Industrial | Ind ¦ Gas Turbine Optimization | 2021 | SC A | million_m3 | After Competition Groups | 1.038 | 211323.9787 | 0.21132 | 128.4021 | 0.0080839 | 13 | Industrial_2021_SC A_million_m3_After Competition Groups_13 | Gas Turbine Optimization | 0.8084% | 0.21132 | 1.038 | Industrial_2021_SC A_million_m3_After Competition Groups_Gas Turbine Optimization
Industrial | Ind ¦ Air Compressor Heat Recovery | 2021 | SC A | million_m3 | After Competition Groups | 0.80869 | 157616.0681 | 0.15762 | 128.4021 | 0.0062981 | 14 | Industrial_2021_SC A_million_m3_After Competition Groups_14 | Air Compressor Heat Recovery | 0.6298% | 0.15762 | 0.80869 | Industrial_2021_SC A_million_m3_After Competition Groups_Air Compressor Heat Recovery
Industrial | Ind ¦ Ventilation Optimization (Gas) | 2021 | SC A | million_m3 | After Competition Groups | 0.74507 | 0 | 0 | 128.4021 | 0.0058026 | 15 | Industrial_2021_SC A_million_m3_After Competition Groups_15 | Ventilation Optimization (Gas) | 0.5803% | 0 | 0.74507 | Industrial_2021_SC A_million_m3_After Competition Groups_Ventilation Optimization (Gas)
Industrial | Ind ¦ HE Stock Tank | 2021 | SC A | million_m3 | After Competition Groups | 0.28067 | 40547.1218 | 0.040547 | 128.4021 | 0.0021859 | 16 | Industrial_2021_SC A_million_m3_After Competition Groups_16 | HE Stock Tank | 0.2186% | 0.040547 | 0.28067 | Industrial_2021_SC A_million_m3_After Competition Groups_HE Stock Tank
Industrial | Ind ¦ Process Optimization (Gas) | 2021 | SC A | million_m3 | After Competition Groups | 0.22971 | 44496.4048 | 0.044496 | 128.4021 | 0.001789 | 17 | Industrial_2021_SC A_million_m3_After Competition Groups_17 | Process Optimization (Gas) | 0.1789% | 0.044496 | 0.22971 | Industrial_2021_SC A_million_m3_After Competition Groups_Process Optimization (Gas)
Industrial | Ind ¦ VAV Conversion Project (Gas) | 2021 | SC A | million_m3 | After Competition Groups | 0.11879 | 25857.24 | 0.025857 | 128.4021 | 0.00092516 | 18 | Industrial_2021_SC A_million_m3_After Competition Groups_18 | VAV Conversion Project (Gas) | 0.09252% | 0.025857 | 0.11879 | Industrial_2021_SC A_million_m3_After Competition Groups_VAV Conversion Project (Gas)
Industrial | Ind ¦ HE HVAC Controls | 2021 | SC A | million_m3 | After Competition Groups | 0.07382 | 14542.791 | 0.014543 | 128.4021 | 0.00057491 | 19 | Industrial_2021_SC A_million_m3_After Competition Groups_19 | HE HVAC Controls | 0.05749% | 0.014543 | 0.07382 | Industrial_2021_SC A_million_m3_After Competition Groups_HE HVAC Controls
Industrial | Ind ¦ Process Heat Recovery (Gas) - HVAC | 2021 | SC A | million_m3 | After Competition Groups | 0.043649 | 8580.5955 | 0.0085806 | 128.4021 | 0.00033994 | 20 | Industrial_2021_SC A_million_m3_After Competition Groups_20 | Process Heat Recovery (Gas) - HVAC | 0.03399% | 0.0085806 | 0.043649 | Industrial_2021_SC A_million_m3_After Competition Groups_Process Heat Recovery (Gas) - HVAC
Industrial | Ind ¦ Insulation - Steam - Direct | 2021 | SC A | million_m3 | After Competition Groups | 0.035816 | 4798.8684 | 0.0047989 | 128.4021 | 0.00027894 | 21 | Industrial_2021_SC A_million_m3_After Competition Groups_21 | Insulation - Steam - Direct | 0.02789% | 0.0047989 | 0.035816 | Industrial_2021_SC A_million_m3_After Competition Groups_Insulation - Steam - Direct
Industrial | Ind ¦ Insulation - Steam - HVAC | 2021 | SC A | million_m3 | After Competition Groups | 0.0085639 | 1161.2759 | 0.0011613 | 128.4021 | 6.6696e-05 | 22 | Industrial_2021_SC A_million_m3_After Competition Groups_22 | Insulation - Steam - HVAC | 0.00667% | 0.0011613 | 0.0085639 | Industrial_2021_SC A_million_m3_After Competition Groups_Insulation - Steam - HVAC
Industrial | Ind ¦ HE HVAC Units | 2021 | SC A | million_m3 | After Competition Groups | 0.0039082 | 769.9448 | 0.00076994 | 128.4021 | 3.0437e-05 | 23 | Industrial_2021_SC A_million_m3_After Competition Groups_23 | HE HVAC Units | 0.003044% | 0.00076994 | 0.0039082 | Industrial_2021_SC A_million_m3_After Competition Groups_HE HVAC Units
Industrial | Ind ¦ Solar Walls | 2021 | SC A | million_m3 | After Competition Groups | 0.0013535 | 640.2336 | 0.00064023 | 128.4021 | 1.0541e-05 | 24 | Industrial_2021_SC A_million_m3_After Competition Groups_24 | Solar Walls | 0.001054% | 0.00064023 | 0.0013535 | Industrial_2021_SC A_million_m3_After Competition Groups_Solar Walls
Industrial | Ind ¦ High Efficiency Furnaces | 2021 | SC A | million_m3 | After Competition Groups | 0 | 0 | 0 | 128.4021 | 0 | 25 | Industrial_2021_SC A_million_m3_After Competition Groups_25 | High Efficiency Furnaces | 0% | 0 | 0 | Industrial_2021_SC A_million_m3_After Competition Groups_High Efficiency Furnaces
Industrial | Ind ¦ Steam Trap Repair | 2021 | SC A | million_m3 | After Competition Groups | 0 | 0 | 0 | 128.4021 | 0 | 26 | Industrial_2021_SC A_million_m3_After Competition Groups_26 | Steam Trap Repair | 0% | 0 | 0 | Industrial_2021_SC A_million_m3_After Competition Groups_Steam Trap Repair
Industrial | Ind ¦ Process Heat Improvements | 2021 | SC B | million_m3 | After Competition Groups | 75.3759 | 29065938.7444 | 29.0659 | 293.6317 | 0.2567 | 1 | Industrial_2021_SC B_million_m3_After Competition Groups_1 | Process Heat Improvements | 25.67% | 29.0659 | 75.3759 | Industrial_2021_SC B_million_m3_After Competition Groups_Process Heat Improvements
Industrial | Ind ¦ Boiler Upgrade | 2021 | SC B | million_m3 | After Competition Groups | 54.7183 | 36765571.1639 | 36.7656 | 293.6317 | 0.18635 | 2 | Industrial_2021_SC B_million_m3_After Competition Groups_2 | Boiler Upgrade | 18.64% | 36.7656 | 54.7183 | Industrial_2021_SC B_million_m3_After Competition Groups_Boiler Upgrade
Industrial | Ind ¦ Process Heat Recovery (Gas) | 2021 | SC B | million_m3 | After Competition Groups | 44.4634 | 20926261.3471 | 20.9263 | 293.6317 | 0.15143 | 3 | Industrial_2021_SC B_million_m3_After Competition Groups_3 | Process Heat Recovery (Gas) | 15.14% | 20.9263 | 44.4634 | Industrial_2021_SC B_million_m3_After Competition Groups_Process Heat Recovery (Gas)
Industrial | Ind ¦ Recommissioning | 2021 | SC B | million_m3 | After Competition Groups | 32.4501 | 5891223.0122 | 5.8912 | 293.6317 | 0.11051 | 4 | Industrial_2021_SC B_million_m3_After Competition Groups_4 | Recommissioning | 11.05% | 5.8912 | 32.4501 | Industrial_2021_SC B_million_m3_After Competition Groups_Recommissioning
Industrial | Ind ¦ Improved Controls -Process Heating Gas | 2021 | SC B | million_m3 | After Competition Groups | 20.3178 | 5028412.1241 | 5.0284 | 293.6317 | 0.069195 | 5 | Industrial_2021_SC B_million_m3_After Competition Groups_5 | Improved Controls -Process Heating Gas | 6.919% | 5.0284 | 20.3178 | Industrial_2021_SC B_million_m3_After Competition Groups_Improved Controls -Process Heating Gas
Industrial | Ind ¦ Greenhouse Envelope Improvements | 2021 | SC B | million_m3 | After Competition Groups | 16.7319 | 530660.6611 | 0.53066 | 293.6317 | 0.056983 | 6 | Industrial_2021_SC B_million_m3_After Competition Groups_6 | Greenhouse Envelope Improvements | 5.698% | 0.53066 | 16.7319 | Industrial_2021_SC B_million_m3_After Competition Groups_Greenhouse Envelope Improvements
Industrial | Ind ¦ High Efficiency Burners | 2021 | SC B | million_m3 | After Competition Groups | 14.3543 | 8680871.9003 | 8.6809 | 293.6317 | 0.048885 | 7 | Industrial_2021_SC B_million_m3_After Competition Groups_7 | High Efficiency Burners | 4.889% | 8.6809 | 14.3543 | Industrial_2021_SC B_million_m3_After Competition Groups_High Efficiency Burners
Industrial | Ind ¦ Insulation - Steam | 2021 | SC B | million_m3 | After Competition Groups | 6.2641 | 855663.4237 | 0.85566 | 293.6317 | 0.021333 | 8 | Industrial_2021_SC B_million_m3_After Competition Groups_8 | Insulation - Steam | 2.133% | 0.85566 | 6.2641 | Industrial_2021_SC B_million_m3_After Competition Groups_Insulation - Steam
Industrial | Ind ¦ High Efficiency HVAC Fans (Gas) | 2021 | SC B | million_m3 | After Competition Groups | 5.3712 | 2749282.3344 | 2.7493 | 293.6317 | 0.018292 | 9 | Industrial_2021_SC B_million_m3_After Competition Groups_9 | High Efficiency HVAC Fans (Gas) | 1.829% | 2.7493 | 5.3712 | Industrial_2021_SC B_million_m3_After Competition Groups_High Efficiency HVAC Fans (Gas)
Industrial | Ind ¦ VAV Conversion Project (Gas) | 2021 | SC B | million_m3 | After Competition Groups | 5.3279 | 4536614.4561 | 4.5366 | 293.6317 | 0.018145 | 10 | Industrial_2021_SC B_million_m3_After Competition Groups_10 | VAV Conversion Project (Gas) | 1.814% | 4.5366 | 5.3279 | Industrial_2021_SC B_million_m3_After Competition Groups_VAV Conversion Project (Gas)
Industrial | Ind ¦ HE HVAC Controls | 2021 | SC B | million_m3 | After Competition Groups | 3.7634 | 3180271.2264 | 3.1803 | 293.6317 | 0.012817 | 11 | Industrial_2021_SC B_million_m3_After Competition Groups_11 | HE HVAC Controls | 1.282% | 3.1803 | 3.7634 | Industrial_2021_SC B_million_m3_After Competition Groups_HE HVAC Controls
Industrial | Ind ¦ Direct Contact Water Heaters | 2021 | SC B | million_m3 | After Competition Groups | 3.5706 | 0 | 0 | 293.6317 | 0.01216 | 12 | Industrial_2021_SC B_million_m3_After Competition Groups_12 | Direct Contact Water Heaters | 1.216% | 0 | 3.5706 | Industrial_2021_SC B_million_m3_After Competition Groups_Direct Contact Water Heaters
Industrial | Ind ¦ Insulation - Steam (AG) | 2021 | SC B | million_m3 | After Competition Groups | 3.2064 | 440986.7192 | 0.44099 | 293.6317 | 0.01092 | 13 | Industrial_2021_SC B_million_m3_After Competition Groups_13 | Insulation - Steam (AG) | 1.092% | 0.44099 | 3.2064 | Industrial_2021_SC B_million_m3_After Competition Groups_Insulation - Steam (AG)
Industrial | Ind ¦ Air Compressor Heat Recovery | 2021 | SC B | million_m3 | After Competition Groups | 2.333 | 762808.1772 | 0.76281 | 293.6317 | 0.0079454 | 14 | Industrial_2021_SC B_million_m3_After Competition Groups_14 | Air Compressor Heat Recovery | 0.7945% | 0.76281 | 2.333 | Industrial_2021_SC B_million_m3_After Competition Groups_Air Compressor Heat Recovery
Industrial | Ind ¦ Steam Turbine Optimization | 2021 | SC B | million_m3 | After Competition Groups | 1.3991 | 550646.412 | 0.55065 | 293.6317 | 0.0047647 | 15 | Industrial_2021_SC B_million_m3_After Competition Groups_15 | Steam Turbine Optimization | 0.4765% | 0.55065 | 1.3991 | Industrial_2021_SC B_million_m3_After Competition Groups_Steam Turbine Optimization
Industrial | Ind ¦ Gas Turbine Optimization | 2021 | SC B | million_m3 | After Competition Groups | 1.0493 | 412984.809 | 0.41298 | 293.6317 | 0.0035735 | 16 | Industrial_2021_SC B_million_m3_After Competition Groups_16 | Gas Turbine Optimization | 0.3573% | 0.41298 | 1.0493 | Industrial_2021_SC B_million_m3_After Competition Groups_Gas Turbine Optimization
Industrial | Ind ¦ HE Stock Tank | 2021 | SC B | million_m3 | After Competition Groups | 0.75003 | 109592.2535 | 0.10959 | 293.6317 | 0.0025543 | 17 | Industrial_2021_SC B_million_m3_After Competition Groups_17 | HE Stock Tank | 0.2554% | 0.10959 | 0.75003 | Industrial_2021_SC B_million_m3_After Competition Groups_HE Stock Tank
Industrial | Ind ¦ Ventilation Optimization (Gas) | 2021 | SC B | million_m3 | After Competition Groups | 0.74507 | 0 | 0 | 293.6317 | 0.0025374 | 18 | Industrial_2021_SC B_million_m3_After Competition Groups_18 | Ventilation Optimization (Gas) | 0.2537% | 0 | 0.74507 | Industrial_2021_SC B_million_m3_After Competition Groups_Ventilation Optimization (Gas)
Industrial | Ind ¦ Solar Walls | 2021 | SC B | million_m3 | After Competition Groups | 0.71864 | 1036182.9549 | 1.0362 | 293.6317 | 0.0024474 | 19 | Industrial_2021_SC B_million_m3_After Competition Groups_19 | Solar Walls | 0.2447% | 1.0362 | 0.71864 | Industrial_2021_SC B_million_m3_After Competition Groups_Solar Walls
Industrial | Ind ¦ Process Optimization (Gas) | 2021 | SC B | million_m3 | After Competition Groups | 0.22971 | 44491.9552 | 0.044492 | 293.6317 | 0.00078229 | 20 | Industrial_2021_SC B_million_m3_After Competition Groups_20 | Process Optimization (Gas) | 0.07823% | 0.044492 | 0.22971 | Industrial_2021_SC B_million_m3_After Competition Groups_Process Optimization (Gas)
Industrial | Ind ¦ HE HVAC Units | 2021 | SC B | million_m3 | After Competition Groups | 0.20764 | 174692.7831 | 0.17469 | 293.6317 | 0.00070715 | 21 | Industrial_2021_SC B_million_m3_After Competition Groups_21 | HE HVAC Units | 0.07071% | 0.17469 | 0.20764 | Industrial_2021_SC B_million_m3_After Competition Groups_HE HVAC Units
Industrial | Ind ¦ Process Heat Recovery (Gas) - HVAC | 2021 | SC B | million_m3 | After Competition Groups | 0.1654 | 78530.973 | 0.078531 | 293.6317 | 0.00056327 | 22 | Industrial_2021_SC B_million_m3_After Competition Groups_22 | Process Heat Recovery (Gas) - HVAC | 0.05633% | 0.078531 | 0.1654 | Industrial_2021_SC B_million_m3_After Competition Groups_Process Heat Recovery (Gas) - HVAC
Industrial | Ind ¦ Insulation - Steam - Direct | 2021 | SC B | million_m3 | After Competition Groups | 0.095797 | 13022.3507 | 0.013022 | 293.6317 | 0.00032625 | 23 | Industrial_2021_SC B_million_m3_After Competition Groups_23 | Insulation - Steam - Direct | 0.03262% | 0.013022 | 0.095797 | Industrial_2021_SC B_million_m3_After Competition Groups_Insulation - Steam - Direct
Industrial | Ind ¦ Insulation - Steam - HVAC | 2021 | SC B | million_m3 | After Competition Groups | 0.022931 | 3153.888 | 0.0031539 | 293.6317 | 7.8096e-05 | 24 | Industrial_2021_SC B_million_m3_After Competition Groups_24 | Insulation - Steam - HVAC | 0.00781% | 0.0031539 | 0.022931 | Industrial_2021_SC B_million_m3_After Competition Groups_Insulation - Steam - HVAC
Industrial | Ind ¦ High Efficiency Furnaces | 2021 | SC B | million_m3 | After Competition Groups | 0 | 0 | 0 | 293.6317 | 0 | 25 | Industrial_2021_SC B_million_m3_After Competition Groups_25 | High Efficiency Furnaces | 0% | 0 | 0 | Industrial_2021_SC B_million_m3_After Competition Groups_High Efficiency Furnaces
Industrial | Ind ¦ Steam Trap Repair | 2021 | SC B | million_m3 | After Competition Groups | 0 | 0 | 0 | 293.6317 | 0 | 26 | Industrial_2021_SC B_million_m3_After Competition Groups_26 | Steam Trap Repair | 0% | 0 | 0 | Industrial_2021_SC B_million_m3_After Competition Groups_Steam Trap Repair
Industrial | Ind ¦ Boiler Upgrade | 2021 | SC C | million_m3 | After Competition Groups | 54.7183 | 29968498.2516 | 29.9685 | 149.0225 | 0.36718 | 1 | Industrial_2021_SC C_million_m3_After Competition Groups_1 | Boiler Upgrade | 36.72% | 29.9685 | 54.7183 | Industrial_2021_SC C_million_m3_After Competition Groups_Boiler Upgrade
Industrial | Ind ¦ Process Heat Improvements | 2021 | SC C | million_m3 | After Competition Groups | 28.2026 | 10749060.1204 | 10.7491 | 149.0225 | 0.18925 | 2 | Industrial_2021_SC C_million_m3_After Competition Groups_2 | Process Heat Improvements | 18.93% | 10.7491 | 28.2026 | Industrial_2021_SC C_million_m3_After Competition Groups_Process Heat Improvements
Industrial | Ind ¦ Process Heat Recovery (Gas) | 2021 | SC C | million_m3 | After Competition Groups | 16.4915 | 7479590.9997 | 7.4796 | 149.0225 | 0.11066 | 3 | Industrial_2021_SC C_million_m3_After Competition Groups_3 | Process Heat Recovery (Gas) | 11.07% | 7.4796 | 16.4915 | Industrial_2021_SC C_million_m3_After Competition Groups_Process Heat Recovery (Gas)
Industrial | Ind ¦ Greenhouse Envelope Improvements | 2021 | SC C | million_m3 | After Competition Groups | 12.9155 | 398736.2859 | 0.39874 | 149.0225 | 0.086668 | 4 | Industrial_2021_SC C_million_m3_After Competition Groups_4 | Greenhouse Envelope Improvements | 8.667% | 0.39874 | 12.9155 | Industrial_2021_SC C_million_m3_After Competition Groups_Greenhouse Envelope Improvements
Industrial | Ind ¦ Recommissioning | 2021 | SC C | million_m3 | After Competition Groups | 12.0236 | 2013774.7991 | 2.0138 | 149.0225 | 0.080683 | 5 | Industrial_2021_SC C_million_m3_After Competition Groups_5 | Recommissioning | 8.068% | 2.0138 | 12.0236 | Industrial_2021_SC C_million_m3_After Competition Groups_Recommissioning
Industrial | Ind ¦ Improved Controls -Process Heating Gas | 2021 | SC C | million_m3 | After Competition Groups | 7.5944 | 1852640.4755 | 1.8526 | 149.0225 | 0.050962 | 6 | Industrial_2021_SC C_million_m3_After Competition Groups_6 | Improved Controls -Process Heating Gas | 5.096% | 1.8526 | 7.5944 | Industrial_2021_SC C_million_m3_After Competition Groups_Improved Controls -Process Heating Gas
Industrial | Ind ¦ High Efficiency Burners | 2021 | SC C | million_m3 | After Competition Groups | 4.772 | 2342044.0989 | 2.342 | 149.0225 | 0.032022 | 7 | Industrial_2021_SC C_million_m3_After Competition Groups_7 | High Efficiency Burners | 3.202% | 2.342 | 4.772 | Industrial_2021_SC C_million_m3_After Competition Groups_High Efficiency Burners
Industrial | Ind ¦ Insulation - Steam | 2021 | SC C | million_m3 | After Competition Groups | 2.3408 | 315192.46 | 0.31519 | 149.0225 | 0.015708 | 8 | Industrial_2021_SC C_million_m3_After Competition Groups_8 | Insulation - Steam | 1.571% | 0.31519 | 2.3408 | Industrial_2021_SC C_million_m3_After Competition Groups_Insulation - Steam
Industrial | Ind ¦ Direct Contact Water Heaters | 2021 | SC C | million_m3 | After Competition Groups | 1.9418 | 0 | 0 | 149.0225 | 0.013031 | 9 | Industrial_2021_SC C_million_m3_After Competition Groups_9 | Direct Contact Water Heaters | 1.303% | 0 | 1.9418 | Industrial_2021_SC C_million_m3_After Competition Groups_Direct Contact Water Heaters
Industrial | Ind ¦ High Efficiency HVAC Fans (Gas) | 2021 | SC C | million_m3 | After Competition Groups | 1.7645 | 678487.9518 | 0.67849 | 149.0225 | 0.011841 | 10 | Industrial_2021_SC C_million_m3_After Competition Groups_10 | High Efficiency HVAC Fans (Gas) | 1.184% | 0.67849 | 1.7645 | Industrial_2021_SC C_million_m3_After Competition Groups_High Efficiency HVAC Fans (Gas)
Industrial | Ind ¦ Steam Turbine Optimization | 2021 | SC C | million_m3 | After Competition Groups | 1.3991 | 550701.4822 | 0.5507 | 149.0225 | 0.0093882 | 11 | Industrial_2021_SC C_million_m3_After Competition Groups_11 | Steam Turbine Optimization | 0.9388% | 0.5507 | 1.3991 | Industrial_2021_SC C_million_m3_After Competition Groups_Steam Turbine Optimization
Industrial | Ind ¦ Insulation - Steam (AG) | 2021 | SC C | million_m3 | After Competition Groups | 1.1974 | 162373.3329 | 0.16237 | 149.0225 | 0.0080352 | 12 | Industrial_2021_SC C_million_m3_After Competition Groups_12 | Insulation - Steam (AG) | 0.8035% | 0.16237 | 1.1974 | Industrial_2021_SC C_million_m3_After Competition Groups_Insulation - Steam (AG)
Industrial | Ind ¦ Gas Turbine Optimization | 2021 | SC C | million_m3 | After Competition Groups | 1.0493 | 408767.2311 | 0.40877 | 149.0225 | 0.0070412 | 13 | Industrial_2021_SC C_million_m3_After Competition Groups_13 | Gas Turbine Optimization | 0.7041% | 0.40877 | 1.0493 | Industrial_2021_SC C_million_m3_After Competition Groups_Gas Turbine Optimization
Industrial | Ind ¦ Air Compressor Heat Recovery | 2021 | SC C | million_m3 | After Competition Groups | 0.87173 | 280967.4528 | 0.28097 | 149.0225 | 0.0058497 | 14 | Industrial_2021_SC C_million_m3_After Competition Groups_14 | Air Compressor Heat Recovery | 0.585% | 0.28097 | 0.87173 | Industrial_2021_SC C_million_m3_After Competition Groups_Air Compressor Heat Recovery
Industrial | Ind ¦ Ventilation Optimization (Gas) | 2021 | SC C | million_m3 | After Competition Groups | 0.74507 | 0 | 0 | 149.0225 | 0.0049997 | 15 | Industrial_2021_SC C_million_m3_After Competition Groups_15 | Ventilation Optimization (Gas) | 0.5% | 0 | 0.74507 | Industrial_2021_SC C_million_m3_After Competition Groups_Ventilation Optimization (Gas)
Industrial | Ind ¦ HE Stock Tank | 2021 | SC C | million_m3 | After Competition Groups | 0.28067 | 40547.1218 | 0.040547 | 149.0225 | 0.0018834 | 16 | Industrial_2021_SC C_million_m3_After Competition Groups_16 | HE Stock Tank | 0.1883% | 0.040547 | 0.28067 | Industrial_2021_SC C_million_m3_After Competition Groups_HE Stock Tank
Industrial | Ind ¦ VAV Conversion Project (Gas) | 2021 | SC C | million_m3 | After Competition Groups | 0.24082 | 120267.7676 | 0.12027 | 149.0225 | 0.001616 | 17 | Industrial_2021_SC C_million_m3_After Competition Groups_17 | VAV Conversion Project (Gas) | 0.1616% | 0.12027 | 0.24082 | Industrial_2021_SC C_million_m3_After Competition Groups_VAV Conversion Project (Gas)
Industrial | Ind ¦ Process Optimization (Gas) | 2021 | SC C | million_m3 | After Competition Groups | 0.22971 | 44496.4048 | 0.044496 | 149.0225 | 0.0015414 | 18 | Industrial_2021_SC C_million_m3_After Competition Groups_18 | Process Optimization (Gas) | 0.1541% | 0.044496 | 0.22971 | Industrial_2021_SC C_million_m3_After Competition Groups_Process Optimization (Gas)
Industrial | Ind ¦ HE HVAC Controls | 2021 | SC C | million_m3 | After Competition Groups | 0.12901 | 52668.5226 | 0.052669 | 149.0225 | 0.00086572 | 19 | Industrial_2021_SC C_million_m3_After Competition Groups_19 | HE HVAC Controls | 0.08657% | 0.052669 | 0.12901 | Industrial_2021_SC C_million_m3_After Competition Groups_HE HVAC Controls
Industrial | Ind ¦ Process Heat Recovery (Gas) - HVAC | 2021 | SC C | million_m3 | After Competition Groups | 0.061286 | 28047.4755 | 0.028047 | 149.0225 | 0.00041126 | 20 | Industrial_2021_SC C_million_m3_After Competition Groups_20 | Process Heat Recovery (Gas) - HVAC | 0.04113% | 0.028047 | 0.061286 | Industrial_2021_SC C_million_m3_After Competition Groups_Process Heat Recovery (Gas) - HVAC
Industrial | Ind ¦ Insulation - Steam - Direct | 2021 | SC C | million_m3 | After Competition Groups | 0.035816 | 4798.8684 | 0.0047989 | 149.0225 | 0.00024034 | 21 | Industrial_2021_SC C_million_m3_After Competition Groups_21 | Insulation - Steam - Direct | 0.02403% | 0.0047989 | 0.035816 | Industrial_2021_SC C_million_m3_After Competition Groups_Insulation - Steam - Direct
Industrial | Ind ¦ Insulation - Steam - HVAC | 2021 | SC C | million_m3 | After Competition Groups | 0.0085639 | 1161.2759 | 0.0011613 | 149.0225 | 5.7467e-05 | 22 | Industrial_2021_SC C_million_m3_After Competition Groups_22 | Insulation - Steam - HVAC | 0.005747% | 0.0011613 | 0.0085639 | Industrial_2021_SC C_million_m3_After Competition Groups_Insulation - Steam - HVAC
Industrial | Ind ¦ HE HVAC Units | 2021 | SC C | million_m3 | After Competition Groups | 0.0068368 | 2789.9166 | 0.0027899 | 149.0225 | 4.5878e-05 | 23 | Industrial_2021_SC C_million_m3_After Competition Groups_23 | HE HVAC Units | 0.004588% | 0.0027899 | 0.0068368 | Industrial_2021_SC C_million_m3_After Competition Groups_HE HVAC Units
Industrial | Ind ¦ Solar Walls | 2021 | SC C | million_m3 | After Competition Groups | 0.0021918 | 1288.7371 | 0.0012887 | 149.0225 | 1.4708e-05 | 24 | Industrial_2021_SC C_million_m3_After Competition Groups_24 | Solar Walls | 0.001471% | 0.0012887 | 0.0021918 | Industrial_2021_SC C_million_m3_After Competition Groups_Solar Walls
Industrial | Ind ¦ High Efficiency Furnaces | 2021 | SC C | million_m3 | After Competition Groups | 0 | 0 | 0 | 149.0225 | 0 | 25 | Industrial_2021_SC C_million_m3_After Competition Groups_25 | High Efficiency Furnaces | 0% | 0 | 0 | Industrial_2021_SC C_million_m3_After Competition Groups_High Efficiency Furnaces
Industrial | Ind ¦ Steam Trap Repair | 2021 | SC C | million_m3 | After Competition Groups | 0 | 0 | 0 | 149.0225 | 0 | 26 | Industrial_2021_SC C_million_m3_After Competition Groups_26 | Steam Trap Repair | 0% | 0 | 0 | Industrial_2021_SC C_million_m3_After Competition Groups_Steam Trap Repair
Industrial | Ind ¦ Process Heat Improvements | 2021 | Technical | million_m3 | After Competition Groups | 600.8375 | 0 | 0 | 2009.5384 | 0.29899 | 1 | Industrial_2021_Technical_million_m3_After Competition Groups_1 | Process Heat Improvements | 29.9% | 0 | 600.8375 | Industrial_2021_Technical_million_m3_After Competition Groups_Process Heat Improvements
Industrial | Ind ¦ Process Heat Recovery (Gas) | 2021 | Technical | million_m3 | After Competition Groups | 303.3321 | 0 | 0 | 2009.5384 | 0.15095 | 2 | Industrial_2021_Technical_million_m3_After Competition Groups_2 | Process Heat Recovery (Gas) | 15.09% | 0 | 303.3321 | Industrial_2021_Technical_million_m3_After Competition Groups_Process Heat Recovery (Gas)
Industrial | Ind ¦ Boiler Upgrade | 2021 | Technical | million_m3 | After Competition Groups | 222.9906 | 0 | 0 | 2009.5384 | 0.11097 | 3 | Industrial_2021_Technical_million_m3_After Competition Groups_3 | Boiler Upgrade | 11.1% | 0 | 222.9906 | Industrial_2021_Technical_million_m3_After Competition Groups_Boiler Upgrade
Industrial | Ind ¦ Recommissioning | 2021 | Technical | million_m3 | After Competition Groups | 218.3228 | 0 | 0 | 2009.5384 | 0.10864 | 4 | Industrial_2021_Technical_million_m3_After Competition Groups_4 | Recommissioning | 10.86% | 0 | 218.3228 | Industrial_2021_Technical_million_m3_After Competition Groups_Recommissioning
Industrial | Ind ¦ Improved Controls -Process Heating Gas | 2021 | Technical | million_m3 | After Competition Groups | 139.1832 | 0 | 0 | 2009.5384 | 0.069261 | 5 | Industrial_2021_Technical_million_m3_After Competition Groups_5 | Improved Controls -Process Heating Gas | 6.926% | 0 | 139.1832 | Industrial_2021_Technical_million_m3_After Competition Groups_Improved Controls -Process Heating Gas
Industrial | Ind ¦ High Efficiency Burners | 2021 | Technical | million_m3 | After Competition Groups | 113.3947 | 0 | 0 | 2009.5384 | 0.056428 | 6 | Industrial_2021_Technical_million_m3_After Competition Groups_6 | High Efficiency Burners | 5.643% | 0 | 113.3947 | Industrial_2021_Technical_million_m3_After Competition Groups_High Efficiency Burners
Industrial | Ind ¦ Greenhouse Envelope Improvements | 2021 | Technical | million_m3 | After Competition Groups | 53.3033 | 0 | 0 | 2009.5384 | 0.026525 | 7 | Industrial_2021_Technical_million_m3_After Competition Groups_7 | Greenhouse Envelope Improvements | 2.653% | 0 | 53.3033 | Industrial_2021_Technical_million_m3_After Competition Groups_Greenhouse Envelope Improvements
Industrial | Ind ¦ Boiler Tune Up | 2021 | Technical | million_m3 | After Competition Groups | 43.2632 | 0 | 0 | 2009.5384 | 0.021529 | 8 | Industrial_2021_Technical_million_m3_After Competition Groups_8 | Boiler Tune Up | 2.153% | 0 | 43.2632 | Industrial_2021_Technical_million_m3_After Competition Groups_Boiler Tune Up
Industrial | Ind ¦ Insulation - Steam | 2021 | Technical | million_m3 | After Competition Groups | 41.7031 | 0 | 0 | 2009.5384 | 0.020753 | 9 | Industrial_2021_Technical_million_m3_After Competition Groups_9 | Insulation - Steam | 2.075% | 0 | 41.7031 | Industrial_2021_Technical_million_m3_After Competition Groups_Insulation - Steam
Industrial | Ind ¦ VAV Conversion Project (Gas) | 2021 | Technical | million_m3 | After Competition Groups | 34.4595 | 0 | 0 | 2009.5384 | 0.017148 | 10 | Industrial_2021_Technical_million_m3_After Competition Groups_10 | VAV Conversion Project (Gas) | 1.715% | 0 | 34.4595 | Industrial_2021_Technical_million_m3_After Competition Groups_VAV Conversion Project (Gas)
Industrial | Ind ¦ High Efficiency HVAC Fans (Gas) | 2021 | Technical | million_m3 | After Competition Groups | 31.0621 | 0 | 0 | 2009.5384 | 0.015457 | 11 | Industrial_2021_Technical_million_m3_After Competition Groups_11 | High Efficiency HVAC Fans (Gas) | 1.546% | 0 | 31.0621 | Industrial_2021_Technical_million_m3_After Competition Groups_High Efficiency HVAC Fans (Gas)
Industrial | Ind ¦ Steam Leak Repairs | 2021 | Technical | million_m3 | After Competition Groups | 26.2976 | 0 | 0 | 2009.5384 | 0.013086 | 12 | Industrial_2021_Technical_million_m3_After Competition Groups_12 | Steam Leak Repairs | 1.309% | 0 | 26.2976 | Industrial_2021_Technical_million_m3_After Competition Groups_Steam Leak Repairs
Industrial | Ind ¦ HE HVAC Controls | 2021 | Technical | million_m3 | After Competition Groups | 23.7319 | 0 | 0 | 2009.5384 | 0.01181 | 13 | Industrial_2021_Technical_million_m3_After Competition Groups_13 | HE HVAC Controls | 1.181% | 0 | 23.7319 | Industrial_2021_Technical_million_m3_After Competition Groups_HE HVAC Controls
Industrial | Ind ¦ Loading Dock Seals | 2021 | Technical | million_m3 | After Competition Groups | 23.7319 | 0 | 0 | 2009.5384 | 0.01181 | 14 | Industrial_2021_Technical_million_m3_After Competition Groups_14 | Loading Dock Seals | 1.181% | 0 | 23.7319 | Industrial_2021_Technical_million_m3_After Competition Groups_Loading Dock Seals
Industrial | Ind ¦ Steam Trap Repair | 2021 | Technical | million_m3 | After Competition Groups | 19.9615 | 0 | 0 | 2009.5384 | 0.0099334 | 15 | Industrial_2021_Technical_million_m3_After Competition Groups_15 | Steam Trap Repair | 0.9933% | 0 | 19.9615 | Industrial_2021_Technical_million_m3_After Competition Groups_Steam Trap Repair
Industrial | Ind ¦ Direct Contact Water Heaters | 2021 | Technical | million_m3 | After Competition Groups | 19.954 | 0 | 0 | 2009.5384 | 0.0099296 | 16 | Industrial_2021_Technical_million_m3_After Competition Groups_16 | Direct Contact Water Heaters | 0.993% | 0 | 19.954 | Industrial_2021_Technical_million_m3_After Competition Groups_Direct Contact Water Heaters
Industrial | Ind ¦ Insulation - Steam (AG) | 2021 | Technical | million_m3 | After Competition Groups | 19.1311 | 0 | 0 | 2009.5384 | 0.0095202 | 17 | Industrial_2021_Technical_million_m3_After Competition Groups_17 | Insulation - Steam (AG) | 0.952% | 0 | 19.1311 | Industrial_2021_Technical_million_m3_After Competition Groups_Insulation - Steam (AG)
Industrial | Ind ¦ Air Compressor Heat Recovery | 2021 | Technical | million_m3 | After Competition Groups | 15.2876 | 0 | 0 | 2009.5384 | 0.0076075 | 18 | Industrial_2021_Technical_million_m3_After Competition Groups_18 | Air Compressor Heat Recovery | 0.7608% | 0 | 15.2876 | Industrial_2021_Technical_million_m3_After Competition Groups_Air Compressor Heat Recovery
Industrial | Ind ¦ High Efficiency Furnaces | 2021 | Technical | million_m3 | After Competition Groups | 13.0531 | 0 | 0 | 2009.5384 | 0.0064956 | 19 | Industrial_2021_Technical_million_m3_After Competition Groups_19 | High Efficiency Furnaces | 0.6496% | 0 | 13.0531 | Industrial_2021_Technical_million_m3_After Competition Groups_High Efficiency Furnaces
Industrial | Ind ¦ Steam Turbine Optimization | 2021 | Technical | million_m3 | After Competition Groups | 9.731 | 0 | 0 | 2009.5384 | 0.0048424 | 20 | Industrial_2021_Technical_million_m3_After Competition Groups_20 | Steam Turbine Optimization | 0.4842% | 0 | 9.731 | Industrial_2021_Technical_million_m3_After Competition Groups_Steam Turbine Optimization
Industrial | Ind ¦ Process Optimization (Gas) | 2021 | Technical | million_m3 | After Competition Groups | 8.9846 | 0 | 0 | 2009.5384 | 0.004471 | 21 | Industrial_2021_Technical_million_m3_After Competition Groups_21 | Process Optimization (Gas) | 0.4471% | 0 | 8.9846 | Industrial_2021_Technical_million_m3_After Competition Groups_Process Optimization (Gas)
Industrial | Ind ¦ Gas Turbine Optimization | 2021 | Technical | million_m3 | After Competition Groups | 7.2982 | 0 | 0 | 2009.5384 | 0.0036318 | 22 | Industrial_2021_Technical_million_m3_After Competition Groups_22 | Gas Turbine Optimization | 0.3632% | 0 | 7.2982 | Industrial_2021_Technical_million_m3_After Competition Groups_Gas Turbine Optimization
Industrial | Ind ¦ HE Stock Tank | 2021 | Technical | million_m3 | After Competition Groups | 6.0981 | 0 | 0 | 2009.5384 | 0.0030346 | 23 | Industrial_2021_Technical_million_m3_After Competition Groups_23 | HE Stock Tank | 0.3035% | 0 | 6.0981 | Industrial_2021_Technical_million_m3_After Competition Groups_HE Stock Tank
Industrial | Ind ¦ Ventilation Optimization (Gas) | 2021 | Technical | million_m3 | After Competition Groups | 4.7572 | 0 | 0 | 2009.5384 | 0.0023673 | 24 | Industrial_2021_Technical_million_m3_After Competition Groups_24 | Ventilation Optimization (Gas) | 0.2367% | 0 | 4.7572 | Industrial_2021_Technical_million_m3_After Competition Groups_Ventilation Optimization (Gas)
Industrial | Ind ¦ Solar Walls | 2021 | Technical | million_m3 | After Competition Groups | 4.6482 | 0 | 0 | 2009.5384 | 0.0023131 | 25 | Industrial_2021_Technical_million_m3_After Competition Groups_25 | Solar Walls | 0.2313% | 0 | 4.6482 | Industrial_2021_Technical_million_m3_After Competition Groups_Solar Walls
Industrial | Ind ¦ HE HVAC Units | 2021 | Technical | million_m3 | After Competition Groups | 1.5854 | 0 | 0 | 2009.5384 | 0.00078894 | 26 | Industrial_2021_Technical_million_m3_After Competition Groups_26 | HE HVAC Units | 0.07889% | 0 | 1.5854 | Industrial_2021_Technical_million_m3_After Competition Groups_HE HVAC Units
Industrial | Ind ¦ Boiler Tune Up - Direct | 2021 | Technical | million_m3 | After Competition Groups | 1.4767 | 0 | 0 | 2009.5384 | 0.00073487 | 27 | Industrial_2021_Technical_million_m3_After Competition Groups_27 | Boiler Tune Up - Direct | 0.07349% | 0 | 1.4767 | Industrial_2021_Technical_million_m3_After Competition Groups_Boiler Tune Up - Direct
Industrial | Ind ¦ Process Heat Recovery (Gas) - HVAC | 2021 | Technical | million_m3 | After Competition Groups | 1.0137 | 0 | 0 | 2009.5384 | 0.00050446 | 28 | Industrial_2021_Technical_million_m3_After Competition Groups_28 | Process Heat Recovery (Gas) - HVAC | 0.05045% | 0 | 1.0137 | Industrial_2021_Technical_million_m3_After Competition Groups_Process Heat Recovery (Gas) - HVAC
Industrial | Ind ¦ Insulation - Steam - Direct | 2021 | Technical | million_m3 | After Competition Groups | 0.67583 | 0 | 0 | 2009.5384 | 0.00033631 | 29 | Industrial_2021_Technical_million_m3_After Competition Groups_29 | Insulation - Steam - Direct | 0.03363% | 0 | 0.67583 | Industrial_2021_Technical_million_m3_After Competition Groups_Insulation - Steam - Direct
Industrial | Ind ¦ Insulation - Steam - HVAC | 2021 | Technical | million_m3 | After Competition Groups | 0.14055 | 0 | 0 | 2009.5384 | 6.9941e-05 | 30 | Industrial_2021_Technical_million_m3_After Competition Groups_30 | Insulation - Steam - HVAC | 0.006994% | 0 | 0.14055 | Industrial_2021_Technical_million_m3_After Competition Groups_Insulation - Steam - HVAC
Industrial | Ind ¦ Boiler Tune Up - HVAC | 2021 | Technical | million_m3 | After Competition Groups | 0.12778 | 0 | 0 | 2009.5384 | 6.3586e-05 | 31 | Industrial_2021_Technical_million_m3_After Competition Groups_31 | Boiler Tune Up - HVAC | 0.006359% | 0 | 0.12778 | Industrial_2021_Technical_million_m3_After Competition Groups_Boiler Tune Up - HVAC
Industrial | Ind ¦ Process Heat Improvements | 2022 | Economic | million_m3 | After Competition Groups | 642.7889 | 0 | 0 | 1956.5994 | 0.32852 | 1 | Industrial_2022_Economic_million_m3_After Competition Groups_1 | Process Heat Improvements | 32.85% | 0 | 642.7889 | Industrial_2022_Economic_million_m3_After Competition Groups_Process Heat Improvements
Industrial | Ind ¦ Process Heat Recovery (Gas) | 2022 | Economic | million_m3 | After Competition Groups | 303.3321 | 0 | 0 | 1956.5994 | 0.15503 | 2 | Industrial_2022_Economic_million_m3_After Competition Groups_2 | Process Heat Recovery (Gas) | 15.5% | 0 | 303.3321 | Industrial_2022_Economic_million_m3_After Competition Groups_Process Heat Recovery (Gas)
Industrial | Ind ¦ Boiler Upgrade | 2022 | Economic | million_m3 | After Competition Groups | 239.2326 | 0 | 0 | 1956.5994 | 0.12227 | 3 | Industrial_2022_Economic_million_m3_After Competition Groups_3 | Boiler Upgrade | 12.23% | 0 | 239.2326 | Industrial_2022_Economic_million_m3_After Competition Groups_Boiler Upgrade
Industrial | Ind ¦ Recommissioning | 2022 | Economic | million_m3 | After Competition Groups | 218.3228 | 0 | 0 | 1956.5994 | 0.11158 | 4 | Industrial_2022_Economic_million_m3_After Competition Groups_4 | Recommissioning | 11.16% | 0 | 218.3228 | Industrial_2022_Economic_million_m3_After Competition Groups_Recommissioning
Industrial | Ind ¦ Improved Controls -Process Heating Gas | 2022 | Economic | million_m3 | After Competition Groups | 139.1832 | 0 | 0 | 1956.5994 | 0.071135 | 5 | Industrial_2022_Economic_million_m3_After Competition Groups_5 | Improved Controls -Process Heating Gas | 7.114% | 0 | 139.1832 | Industrial_2022_Economic_million_m3_After Competition Groups_Improved Controls -Process Heating Gas
Industrial | Ind ¦ High Efficiency Burners | 2022 | Economic | million_m3 | After Competition Groups | 121.3121 | 0 | 0 | 1956.5994 | 0.062002 | 6 | Industrial_2022_Economic_million_m3_After Competition Groups_6 | High Efficiency Burners | 6.2% | 0 | 121.3121 | Industrial_2022_Economic_million_m3_After Competition Groups_High Efficiency Burners
Industrial | Ind ¦ Greenhouse Envelope Improvements | 2022 | Economic | million_m3 | After Competition Groups | 59.1328 | 0 | 0 | 1956.5994 | 0.030222 | 7 | Industrial_2022_Economic_million_m3_After Competition Groups_7 | Greenhouse Envelope Improvements | 3.022% | 0 | 59.1328 | Industrial_2022_Economic_million_m3_After Competition Groups_Greenhouse Envelope Improvements
Industrial | Ind ¦ Insulation - Steam | 2022 | Economic | million_m3 | After Competition Groups | 41.7031 | 0 | 0 | 1956.5994 | 0.021314 | 8 | Industrial_2022_Economic_million_m3_After Competition Groups_8 | Insulation - Steam | 2.131% | 0 | 41.7031 | Industrial_2022_Economic_million_m3_After Competition Groups_Insulation - Steam
Industrial | Ind ¦ VAV Conversion Project (Gas) | 2022 | Economic | million_m3 | After Competition Groups | 34.5137 | 0 | 0 | 1956.5994 | 0.01764 | 9 | Industrial_2022_Economic_million_m3_After Competition Groups_9 | VAV Conversion Project (Gas) | 1.764% | 0 | 34.5137 | Industrial_2022_Economic_million_m3_After Competition Groups_VAV Conversion Project (Gas)
Industrial | Ind ¦ High Efficiency HVAC Fans (Gas) | 2022 | Economic | million_m3 | After Competition Groups | 32.5262 | 0 | 0 | 1956.5994 | 0.016624 | 10 | Industrial_2022_Economic_million_m3_After Competition Groups_10 | High Efficiency HVAC Fans (Gas) | 1.662% | 0 | 32.5262 | Industrial_2022_Economic_million_m3_After Competition Groups_High Efficiency HVAC Fans (Gas)
Industrial | Ind ¦ HE HVAC Controls | 2022 | Economic | million_m3 | After Competition Groups | 23.7319 | 0 | 0 | 1956.5994 | 0.012129 | 11 | Industrial_2022_Economic_million_m3_After Competition Groups_11 | HE HVAC Controls | 1.213% | 0 | 23.7319 | Industrial_2022_Economic_million_m3_After Competition Groups_HE HVAC Controls
Industrial | Ind ¦ Direct Contact Water Heaters | 2022 | Economic | million_m3 | After Competition Groups | 21.368 | 0 | 0 | 1956.5994 | 0.010921 | 12 | Industrial_2022_Economic_million_m3_After Competition Groups_12 | Direct Contact Water Heaters | 1.092% | 0 | 21.368 | Industrial_2022_Economic_million_m3_After Competition Groups_Direct Contact Water Heaters
Industrial | Ind ¦ Insulation - Steam (AG) | 2022 | Economic | million_m3 | After Competition Groups | 18.9572 | 0 | 0 | 1956.5994 | 0.0096888 | 13 | Industrial_2022_Economic_million_m3_After Competition Groups_13 | Insulation - Steam (AG) | 0.9689% | 0 | 18.9572 | Industrial_2022_Economic_million_m3_After Competition Groups_Insulation - Steam (AG)
Industrial | Ind ¦ Air Compressor Heat Recovery | 2022 | Economic | million_m3 | After Competition Groups | 15.2876 | 0 | 0 | 1956.5994 | 0.0078134 | 14 | Industrial_2022_Economic_million_m3_After Competition Groups_14 | Air Compressor Heat Recovery | 0.7813% | 0 | 15.2876 | Industrial_2022_Economic_million_m3_After Competition Groups_Air Compressor Heat Recovery
Industrial | Ind ¦ Steam Turbine Optimization | 2022 | Economic | million_m3 | After Competition Groups | 9.7349 | 0 | 0 | 1956.5994 | 0.0049754 | 15 | Industrial_2022_Economic_million_m3_After Competition Groups_15 | Steam Turbine Optimization | 0.4975% | 0 | 9.7349 | Industrial_2022_Economic_million_m3_After Competition Groups_Steam Turbine Optimization
Industrial | Ind ¦ Process Optimization (Gas) | 2022 | Economic | million_m3 | After Competition Groups | 8.9846 | 0 | 0 | 1956.5994 | 0.004592 | 16 | Industrial_2022_Economic_million_m3_After Competition Groups_16 | Process Optimization (Gas) | 0.4592% | 0 | 8.9846 | Industrial_2022_Economic_million_m3_After Competition Groups_Process Optimization (Gas)
Industrial | Ind ¦ Gas Turbine Optimization | 2022 | Economic | million_m3 | After Competition Groups | 7.3012 | 0 | 0 | 1956.5994 | 0.0037316 | 17 | Industrial_2022_Economic_million_m3_After Competition Groups_17 | Gas Turbine Optimization | 0.3732% | 0 | 7.3012 | Industrial_2022_Economic_million_m3_After Competition Groups_Gas Turbine Optimization
Industrial | Ind ¦ HE Stock Tank | 2022 | Economic | million_m3 | After Competition Groups | 6.5626 | 0 | 0 | 1956.5994 | 0.0033541 | 18 | Industrial_2022_Economic_million_m3_After Competition Groups_18 | HE Stock Tank | 0.3354% | 0 | 6.5626 | Industrial_2022_Economic_million_m3_After Competition Groups_HE Stock Tank
Industrial | Ind ¦ Ventilation Optimization (Gas) | 2022 | Economic | million_m3 | After Competition Groups | 4.7572 | 0 | 0 | 1956.5994 | 0.0024313 | 19 | Industrial_2022_Economic_million_m3_After Competition Groups_19 | Ventilation Optimization (Gas) | 0.2431% | 0 | 4.7572 | Industrial_2022_Economic_million_m3_After Competition Groups_Ventilation Optimization (Gas)
Industrial | Ind ¦ Solar Walls | 2022 | Economic | million_m3 | After Competition Groups | 4.6555 | 0 | 0 | 1956.5994 | 0.0023794 | 20 | Industrial_2022_Economic_million_m3_After Competition Groups_20 | Solar Walls | 0.2379% | 0 | 4.6555 | Industrial_2022_Economic_million_m3_After Competition Groups_Solar Walls
Industrial | Ind ¦ HE HVAC Units | 2022 | Economic | million_m3 | After Competition Groups | 1.3809 | 0 | 0 | 1956.5994 | 0.00070576 | 21 | Industrial_2022_Economic_million_m3_After Competition Groups_21 | HE HVAC Units | 0.07058% | 0 | 1.3809 | Industrial_2022_Economic_million_m3_After Competition Groups_HE HVAC Units
Industrial | Ind ¦ Process Heat Recovery (Gas) - HVAC | 2022 | Economic | million_m3 | After Competition Groups | 1.0137 | 0 | 0 | 1956.5994 | 0.00051811 | 22 | Industrial_2022_Economic_million_m3_After Competition Groups_22 | Process Heat Recovery (Gas) - HVAC | 0.05181% | 0 | 1.0137 | Industrial_2022_Economic_million_m3_After Competition Groups_Process Heat Recovery (Gas) - HVAC
Industrial | Ind ¦ Insulation - Steam - Direct | 2022 | Economic | million_m3 | After Competition Groups | 0.67583 | 0 | 0 | 1956.5994 | 0.00034541 | 23 | Industrial_2022_Economic_million_m3_After Competition Groups_23 | Insulation - Steam - Direct | 0.03454% | 0 | 0.67583 | Industrial_2022_Economic_million_m3_After Competition Groups_Insulation - Steam - Direct
Industrial | Ind ¦ Insulation - Steam - HVAC | 2022 | Economic | million_m3 | After Competition Groups | 0.14055 | 0 | 0 | 1956.5994 | 7.1833e-05 | 24 | Industrial_2022_Economic_million_m3_After Competition Groups_24 | Insulation - Steam - HVAC | 0.007183% | 0 | 0.14055 | Industrial_2022_Economic_million_m3_After Competition Groups_Insulation - Steam - HVAC
Industrial | Ind ¦ High Efficiency Furnaces | 2022 | Economic | million_m3 | After Competition Groups | 0 | 0 | 0 | 1956.5994 | 0 | 25 | Industrial_2022_Economic_million_m3_After Competition Groups_25 | High Efficiency Furnaces | 0% | 0 | 0 | Industrial_2022_Economic_million_m3_After Competition Groups_High Efficiency Furnaces
Industrial | Ind ¦ Steam Trap Repair | 2022 | Economic | million_m3 | After Competition Groups | 0 | 0 | 0 | 1956.5994 | 0 | 26 | Industrial_2022_Economic_million_m3_After Competition Groups_26 | Steam Trap Repair | 0% | 0 | 0 | Industrial_2022_Economic_million_m3_After Competition Groups_Steam Trap Repair
Industrial | Ind ¦ Boiler Upgrade | 2022 | SC A | million_m3 | After Competition Groups | 62.5408 | 10452359.7107 | 10.4524 | 178.1046 | 0.35115 | 1 | Industrial_2022_SC A_million_m3_After Competition Groups_1 | Boiler Upgrade | 35.11% | 10.4524 | 62.5408 | Industrial_2022_SC A_million_m3_After Competition Groups_Boiler Upgrade
Industrial | Ind ¦ Process Heat Improvements | 2022 | SC A | million_m3 | After Competition Groups | 37.8692 | 6967872.2051 | 6.9679 | 178.1046 | 0.21262 | 2 | Industrial_2022_SC A_million_m3_After Competition Groups_2 | Process Heat Improvements | 21.26% | 6.9679 | 37.8692 | Industrial_2022_SC A_million_m3_After Competition Groups_Process Heat Improvements
Industrial | Ind ¦ Greenhouse Envelope Improvements | 2022 | SC A | million_m3 | After Competition Groups | 17.5155 | 374075.9185 | 0.37408 | 178.1046 | 0.098344 | 3 | Industrial_2022_SC A_million_m3_After Competition Groups_3 | Greenhouse Envelope Improvements | 9.834% | 0.37408 | 17.5155 | Industrial_2022_SC A_million_m3_After Competition Groups_Greenhouse Envelope Improvements
Industrial | Ind ¦ Recommissioning | 2022 | SC A | million_m3 | After Competition Groups | 15.8402 | 1023938.3053 | 1.0239 | 178.1046 | 0.088938 | 4 | Industrial_2022_SC A_million_m3_After Competition Groups_4 | Recommissioning | 8.894% | 1.0239 | 15.8402 | Industrial_2022_SC A_million_m3_After Competition Groups_Recommissioning
Industrial | Ind ¦ Process Heat Recovery (Gas) | 2022 | SC A | million_m3 | After Competition Groups | 14.8269 | 2150601.7329 | 2.1506 | 178.1046 | 0.083248 | 5 | Industrial_2022_SC A_million_m3_After Competition Groups_5 | Process Heat Recovery (Gas) | 8.325% | 2.1506 | 14.8269 | Industrial_2022_SC A_million_m3_After Competition Groups_Process Heat Recovery (Gas)
Industrial | Ind ¦ Improved Controls -Process Heating Gas | 2022 | SC A | million_m3 | After Competition Groups | 10.5472 | 1563654.4508 | 1.5637 | 178.1046 | 0.059219 | 6 | Industrial_2022_SC A_million_m3_After Competition Groups_6 | Improved Controls -Process Heating Gas | 5.922% | 1.5637 | 10.5472 | Industrial_2022_SC A_million_m3_After Competition Groups_Improved Controls -Process Heating Gas
Industrial | Ind ¦ Insulation - Steam | 2022 | SC A | million_m3 | After Competition Groups | 3.3115 | 358195.8118 | 0.3582 | 178.1046 | 0.018593 | 7 | Industrial_2022_SC A_million_m3_After Competition Groups_7 | Insulation - Steam | 1.859% | 0.3582 | 3.3115 | Industrial_2022_SC A_million_m3_After Competition Groups_Insulation - Steam
Industrial | Ind ¦ Direct Contact Water Heaters | 2022 | SC A | million_m3 | After Competition Groups | 2.8046 | 0 | 0 | 178.1046 | 0.015747 | 8 | Industrial_2022_SC A_million_m3_After Competition Groups_8 | Direct Contact Water Heaters | 1.575% | 0 | 2.8046 | Industrial_2022_SC A_million_m3_After Competition Groups_Direct Contact Water Heaters
Industrial | Ind ¦ High Efficiency Burners | 2022 | SC A | million_m3 | After Competition Groups | 2.3526 | 359698.5924 | 0.3597 | 178.1046 | 0.013209 | 9 | Industrial_2022_SC A_million_m3_After Competition Groups_9 | High Efficiency Burners | 1.321% | 0.3597 | 2.3526 | Industrial_2022_SC A_million_m3_After Competition Groups_High Efficiency Burners
Industrial | Ind ¦ High Efficiency HVAC Fans (Gas) | 2022 | SC A | million_m3 | After Competition Groups | 2.0411 | 295380.4866 | 0.29538 | 178.1046 | 0.01146 | 10 | Industrial_2022_SC A_million_m3_After Competition Groups_10 | High Efficiency HVAC Fans (Gas) | 1.146% | 0.29538 | 2.0411 | Industrial_2022_SC A_million_m3_After Competition Groups_High Efficiency HVAC Fans (Gas)
Industrial | Ind ¦ Steam Turbine Optimization | 2022 | SC A | million_m3 | After Competition Groups | 1.9779 | 354129.6882 | 0.35413 | 178.1046 | 0.011105 | 11 | Industrial_2022_SC A_million_m3_After Competition Groups_11 | Steam Turbine Optimization | 1.111% | 0.35413 | 1.9779 | Industrial_2022_SC A_million_m3_After Competition Groups_Steam Turbine Optimization
Industrial | Ind ¦ Insulation - Steam (AG) | 2022 | SC A | million_m3 | After Competition Groups | 1.7008 | 185748.8186 | 0.18575 | 178.1046 | 0.0095494 | 12 | Industrial_2022_SC A_million_m3_After Competition Groups_12 | Insulation - Steam (AG) | 0.9549% | 0.18575 | 1.7008 | Industrial_2022_SC A_million_m3_After Competition Groups_Insulation - Steam (AG)
Industrial | Ind ¦ Gas Turbine Optimization | 2022 | SC A | million_m3 | After Competition Groups | 1.4637 | 220306.2403 | 0.22031 | 178.1046 | 0.0082185 | 13 | Industrial_2022_SC A_million_m3_After Competition Groups_13 | Gas Turbine Optimization | 0.8218% | 0.22031 | 1.4637 | Industrial_2022_SC A_million_m3_After Competition Groups_Gas Turbine Optimization
Industrial | Ind ¦ Air Compressor Heat Recovery | 2022 | SC A | million_m3 | After Competition Groups | 1.1233 | 162811.3713 | 0.16281 | 178.1046 | 0.0063072 | 14 | Industrial_2022_SC A_million_m3_After Competition Groups_14 | Air Compressor Heat Recovery | 0.6307% | 0.16281 | 1.1233 | Industrial_2022_SC A_million_m3_After Competition Groups_Air Compressor Heat Recovery
Industrial | Ind ¦ Ventilation Optimization (Gas) | 2022 | SC A | million_m3 | After Competition Groups | 1.0594 | 0 | 0 | 178.1046 | 0.0059482 | 15 | Industrial_2022_SC A_million_m3_After Competition Groups_15 | Ventilation Optimization (Gas) | 0.5948% | 0 | 1.0594 | Industrial_2022_SC A_million_m3_After Competition Groups_Ventilation Optimization (Gas)
Industrial | Ind ¦ HE Stock Tank | 2022 | SC A | million_m3 | After Competition Groups | 0.41362 | 48407.3368 | 0.048407 | 178.1046 | 0.0023223 | 16 | Industrial_2022_SC A_million_m3_After Competition Groups_16 | HE Stock Tank | 0.2322% | 0.048407 | 0.41362 | Industrial_2022_SC A_million_m3_After Competition Groups_HE Stock Tank
Industrial | Ind ¦ Process Optimization (Gas) | 2022 | SC A | million_m3 | After Competition Groups | 0.32019 | 49347.9035 | 0.049348 | 178.1046 | 0.0017978 | 17 | Industrial_2022_SC A_million_m3_After Competition Groups_17 | Process Optimization (Gas) | 0.1798% | 0.049348 | 0.32019 | Industrial_2022_SC A_million_m3_After Competition Groups_Process Optimization (Gas)
Industrial | Ind ¦ VAV Conversion Project (Gas) | 2022 | SC A | million_m3 | After Competition Groups | 0.16294 | 26943.1914 | 0.026943 | 178.1046 | 0.00091485 | 18 | Industrial_2022_SC A_million_m3_After Competition Groups_18 | VAV Conversion Project (Gas) | 0.09148% | 0.026943 | 0.16294 | Industrial_2022_SC A_million_m3_After Competition Groups_VAV Conversion Project (Gas)
Industrial | Ind ¦ HE HVAC Controls | 2022 | SC A | million_m3 | After Competition Groups | 0.10479 | 17592.7605 | 0.017593 | 178.1046 | 0.00058834 | 19 | Industrial_2022_SC A_million_m3_After Competition Groups_19 | HE HVAC Controls | 0.05883% | 0.017593 | 0.10479 | Industrial_2022_SC A_million_m3_After Competition Groups_HE HVAC Controls
Industrial | Ind ¦ Process Heat Recovery (Gas) - HVAC | 2022 | SC A | million_m3 | After Competition Groups | 0.057782 | 8625.5681 | 0.0086256 | 178.1046 | 0.00032443 | 20 | Industrial_2022_SC A_million_m3_After Competition Groups_20 | Process Heat Recovery (Gas) - HVAC | 0.03244% | 0.0086256 | 0.057782 | Industrial_2022_SC A_million_m3_After Competition Groups_Process Heat Recovery (Gas) - HVAC
Industrial | Ind ¦ Insulation - Steam - Direct | 2022 | SC A | million_m3 | After Competition Groups | 0.050526 | 5428.1952 | 0.0054282 | 178.1046 | 0.00028369 | 21 | Industrial_2022_SC A_million_m3_After Competition Groups_21 | Insulation - Steam - Direct | 0.02837% | 0.0054282 | 0.050526 | Industrial_2022_SC A_million_m3_After Competition Groups_Insulation - Steam - Direct
Industrial | Ind ¦ Insulation - Steam - HVAC | 2022 | SC A | million_m3 | After Competition Groups | 0.012164 | 1328.4547 | 0.0013285 | 178.1046 | 6.8297e-05 | 22 | Industrial_2022_SC A_million_m3_After Competition Groups_22 | Insulation - Steam - HVAC | 0.00683% | 0.0013285 | 0.012164 | Industrial_2022_SC A_million_m3_After Competition Groups_Insulation - Steam - HVAC
Industrial | Ind ¦ HE HVAC Units | 2022 | SC A | million_m3 | After Competition Groups | 0.005548 | 931.6028 | 0.0009316 | 178.1046 | 3.115e-05 | 23 | Industrial_2022_SC A_million_m3_After Competition Groups_23 | HE HVAC Units | 0.003115% | 0.0009316 | 0.005548 | Industrial_2022_SC A_million_m3_After Competition Groups_HE HVAC Units
Industrial | Ind ¦ Solar Walls | 2022 | SC A | million_m3 | After Competition Groups | 0.0022839 | 903.3958 | 0.0009034 | 178.1046 | 1.2824e-05 | 24 | Industrial_2022_SC A_million_m3_After Competition Groups_24 | Solar Walls | 0.001282% | 0.0009034 | 0.0022839 | Industrial_2022_SC A_million_m3_After Competition Groups_Solar Walls
Industrial | Ind ¦ High Efficiency Furnaces | 2022 | SC A | million_m3 | After Competition Groups | 0 | 0 | 0 | 178.1046 | 0 | 25 | Industrial_2022_SC A_million_m3_After Competition Groups_25 | High Efficiency Furnaces | 0% | 0 | 0 | Industrial_2022_SC A_million_m3_After Competition Groups_High Efficiency Furnaces
Industrial | Ind ¦ Steam Trap Repair | 2022 | SC A | million_m3 | After Competition Groups | 0 | 0 | 0 | 178.1046 | 0 | 26 | Industrial_2022_SC A_million_m3_After Competition Groups_26 | Steam Trap Repair | 0% | 0 | 0 | Industrial_2022_SC A_million_m3_After Competition Groups_Steam Trap Repair
Industrial | Ind ¦ Process Heat Improvements | 2022 | SC B | million_m3 | After Competition Groups | 110.7499 | 34344416.9841 | 34.3444 | 420.7646 | 0.26321 | 1 | Industrial_2022_SC B_million_m3_After Competition Groups_1 | Process Heat Improvements | 26.32% | 34.3444 | 110.7499 | Industrial_2022_SC B_million_m3_After Competition Groups_Process Heat Improvements
Industrial | Ind ¦ Boiler Upgrade | 2022 | SC B | million_m3 | After Competition Groups | 77.4373 | 34715821.1332 | 34.7158 | 420.7646 | 0.18404 | 2 | Industrial_2022_SC B_million_m3_After Competition Groups_2 | Boiler Upgrade | 18.4% | 34.7158 | 77.4373 | Industrial_2022_SC B_million_m3_After Competition Groups_Boiler Upgrade
Industrial | Ind ¦ Process Heat Recovery (Gas) | 2022 | SC B | million_m3 | After Competition Groups | 63.0641 | 23693555.5046 | 23.6936 | 420.7646 | 0.14988 | 3 | Industrial_2022_SC B_million_m3_After Competition Groups_3 | Process Heat Recovery (Gas) | 14.99% | 23.6936 | 63.0641 | Industrial_2022_SC B_million_m3_After Competition Groups_Process Heat Recovery (Gas)
Industrial | Ind ¦ Recommissioning | 2022 | SC B | million_m3 | After Competition Groups | 46.0499 | 6674528.8036 | 6.6745 | 420.7646 | 0.10944 | 4 | Industrial_2022_SC B_million_m3_After Competition Groups_4 | Recommissioning | 10.94% | 6.6745 | 46.0499 | Industrial_2022_SC B_million_m3_After Competition Groups_Recommissioning
Industrial | Ind ¦ Improved Controls -Process Heating Gas | 2022 | SC B | million_m3 | After Competition Groups | 28.8126 | 5692269.8394 | 5.6923 | 420.7646 | 0.068477 | 5 | Industrial_2022_SC B_million_m3_After Competition Groups_5 | Improved Controls -Process Heating Gas | 6.848% | 5.6923 | 28.8126 | Industrial_2022_SC B_million_m3_After Competition Groups_Improved Controls -Process Heating Gas
Industrial | Ind ¦ Greenhouse Envelope Improvements | 2022 | SC B | million_m3 | After Competition Groups | 23.2118 | 526894.9241 | 0.52689 | 420.7646 | 0.055166 | 6 | Industrial_2022_SC B_million_m3_After Competition Groups_6 | Greenhouse Envelope Improvements | 5.517% | 0.52689 | 23.2118 | Industrial_2022_SC B_million_m3_After Competition Groups_Greenhouse Envelope Improvements
Industrial | Ind ¦ High Efficiency Burners | 2022 | SC B | million_m3 | After Competition Groups | 21.0968 | 10260220.9902 | 10.2602 | 420.7646 | 0.050139 | 7 | Industrial_2022_SC B_million_m3_After Competition Groups_7 | High Efficiency Burners | 5.014% | 10.2602 | 21.0968 | Industrial_2022_SC B_million_m3_After Competition Groups_High Efficiency Burners
Industrial | Ind ¦ Insulation - Steam | 2022 | SC B | million_m3 | After Competition Groups | 8.8927 | 969894.6522 | 0.96989 | 420.7646 | 0.021135 | 8 | Industrial_2022_SC B_million_m3_After Competition Groups_8 | Insulation - Steam | 2.113% | 0.96989 | 8.8927 | Industrial_2022_SC B_million_m3_After Competition Groups_Insulation - Steam
Industrial | Ind ¦ High Efficiency HVAC Fans (Gas) | 2022 | SC B | million_m3 | After Competition Groups | 7.7643 | 2950087.6163 | 2.9501 | 420.7646 | 0.018453 | 9 | Industrial_2022_SC B_million_m3_After Competition Groups_9 | High Efficiency HVAC Fans (Gas) | 1.845% | 2.9501 | 7.7643 | Industrial_2022_SC B_million_m3_After Competition Groups_High Efficiency HVAC Fans (Gas)
Industrial | Ind ¦ VAV Conversion Project (Gas) | 2022 | SC B | million_m3 | After Competition Groups | 7.5734 | 5149903.8879 | 5.1499 | 420.7646 | 0.017999 | 10 | Industrial_2022_SC B_million_m3_After Competition Groups_10 | VAV Conversion Project (Gas) | 1.8% | 5.1499 | 7.5734 | Industrial_2022_SC B_million_m3_After Competition Groups_VAV Conversion Project (Gas)
Industrial | Ind ¦ HE HVAC Controls | 2022 | SC B | million_m3 | After Competition Groups | 5.3536 | 3613378.222 | 3.6134 | 420.7646 | 0.012723 | 11 | Industrial_2022_SC B_million_m3_After Competition Groups_11 | HE HVAC Controls | 1.272% | 3.6134 | 5.3536 | Industrial_2022_SC B_million_m3_After Competition Groups_HE HVAC Controls
Industrial | Ind ¦ Direct Contact Water Heaters | 2022 | SC B | million_m3 | After Competition Groups | 5.1993 | 0 | 0 | 420.7646 | 0.012357 | 12 | Industrial_2022_SC B_million_m3_After Competition Groups_12 | Direct Contact Water Heaters | 1.236% | 0 | 5.1993 | Industrial_2022_SC B_million_m3_After Competition Groups_Direct Contact Water Heaters
Industrial | Ind ¦ Insulation - Steam (AG) | 2022 | SC B | million_m3 | After Competition Groups | 4.5659 | 501632.2912 | 0.50163 | 420.7646 | 0.010851 | 13 | Industrial_2022_SC B_million_m3_After Competition Groups_13 | Insulation - Steam (AG) | 1.085% | 0.50163 | 4.5659 | Industrial_2022_SC B_million_m3_After Competition Groups_Insulation - Steam (AG)
Industrial | Ind ¦ Air Compressor Heat Recovery | 2022 | SC B | million_m3 | After Competition Groups | 3.3141 | 865255.7209 | 0.86526 | 420.7646 | 0.0078763 | 14 | Industrial_2022_SC B_million_m3_After Competition Groups_14 | Air Compressor Heat Recovery | 0.7876% | 0.86526 | 3.3141 | Industrial_2022_SC B_million_m3_After Competition Groups_Air Compressor Heat Recovery
Industrial | Ind ¦ Steam Turbine Optimization | 2022 | SC B | million_m3 | After Competition Groups | 1.9829 | 622933.1795 | 0.62293 | 420.7646 | 0.0047127 | 15 | Industrial_2022_SC B_million_m3_After Competition Groups_15 | Steam Turbine Optimization | 0.4713% | 0.62293 | 1.9829 | Industrial_2022_SC B_million_m3_After Competition Groups_Steam Turbine Optimization
Industrial | Ind ¦ Gas Turbine Optimization | 2022 | SC B | million_m3 | After Competition Groups | 1.4872 | 467199.8846 | 0.4672 | 420.7646 | 0.0035345 | 16 | Industrial_2022_SC B_million_m3_After Competition Groups_16 | Gas Turbine Optimization | 0.3534% | 0.4672 | 1.4872 | Industrial_2022_SC B_million_m3_After Competition Groups_Gas Turbine Optimization
Industrial | Ind ¦ HE Stock Tank | 2022 | SC B | million_m3 | After Competition Groups | 1.1091 | 130745.5084 | 0.13075 | 420.7646 | 0.002636 | 17 | Industrial_2022_SC B_million_m3_After Competition Groups_17 | HE Stock Tank | 0.2636% | 0.13075 | 1.1091 | Industrial_2022_SC B_million_m3_After Competition Groups_HE Stock Tank
Industrial | Ind ¦ Ventilation Optimization (Gas) | 2022 | SC B | million_m3 | After Competition Groups | 1.0594 | 0 | 0 | 420.7646 | 0.0025178 | 18 | Industrial_2022_SC B_million_m3_After Competition Groups_18 | Ventilation Optimization (Gas) | 0.2518% | 0 | 1.0594 | Industrial_2022_SC B_million_m3_After Competition Groups_Ventilation Optimization (Gas)
Industrial | Ind ¦ Solar Walls | 2022 | SC B | million_m3 | After Competition Groups | 1.0215 | 1176262.1335 | 1.1763 | 420.7646 | 0.0024278 | 19 | Industrial_2022_SC B_million_m3_After Competition Groups_19 | Solar Walls | 0.2428% | 1.1763 | 1.0215 | Industrial_2022_SC B_million_m3_After Competition Groups_Solar Walls
Industrial | Ind ¦ Process Optimization (Gas) | 2022 | SC B | million_m3 | After Competition Groups | 0.32019 | 49342.9687 | 0.049343 | 420.7646 | 0.00076098 | 20 | Industrial_2022_SC B_million_m3_After Competition Groups_20 | Process Optimization (Gas) | 0.0761% | 0.049343 | 0.32019 | Industrial_2022_SC B_million_m3_After Competition Groups_Process Optimization (Gas)
Industrial | Ind ¦ HE HVAC Units | 2022 | SC B | million_m3 | After Competition Groups | 0.29479 | 198024.4931 | 0.19802 | 420.7646 | 0.0007006 | 21 | Industrial_2022_SC B_million_m3_After Competition Groups_21 | HE HVAC Units | 0.07006% | 0.19802 | 0.29479 | Industrial_2022_SC B_million_m3_After Competition Groups_HE HVAC Units
Industrial | Ind ¦ Process Heat Recovery (Gas) - HVAC | 2022 | SC B | million_m3 | After Competition Groups | 0.23552 | 89330.7979 | 0.089331 | 420.7646 | 0.00055975 | 22 | Industrial_2022_SC B_million_m3_After Competition Groups_22 | Process Heat Recovery (Gas) - HVAC | 0.05598% | 0.089331 | 0.23552 | Industrial_2022_SC B_million_m3_After Competition Groups_Process Heat Recovery (Gas) - HVAC
Industrial | Ind ¦ Insulation - Steam - Direct | 2022 | SC B | million_m3 | After Competition Groups | 0.13569 | 14721.0368 | 0.014721 | 420.7646 | 0.00032249 | 23 | Industrial_2022_SC B_million_m3_After Competition Groups_23 | Insulation - Steam - Direct | 0.03225% | 0.014721 | 0.13569 | Industrial_2022_SC B_million_m3_After Competition Groups_Insulation - Steam - Direct
Industrial | Ind ¦ Insulation - Steam - HVAC | 2022 | SC B | million_m3 | After Competition Groups | 0.032655 | 3587.6184 | 0.0035876 | 420.7646 | 7.7608e-05 | 24 | Industrial_2022_SC B_million_m3_After Competition Groups_24 | Insulation - Steam - HVAC | 0.007761% | 0.0035876 | 0.032655 | Industrial_2022_SC B_million_m3_After Competition Groups_Insulation - Steam - HVAC
Industrial | Ind ¦ High Efficiency Furnaces | 2022 | SC B | million_m3 | After Competition Groups | 0 | 0 | 0 | 420.7646 | 0 | 25 | Industrial_2022_SC B_million_m3_After Competition Groups_25 | High Efficiency Furnaces | 0% | 0 | 0 | Industrial_2022_SC B_million_m3_After Competition Groups_High Efficiency Furnaces
Industrial | Ind ¦ Steam Trap Repair | 2022 | SC B | million_m3 | After Competition Groups | 0 | 0 | 0 | 420.7646 | 0 | 26 | Industrial_2022_SC B_million_m3_After Competition Groups_26 | Steam Trap Repair | 0% | 0 | 0 | Industrial_2022_SC B_million_m3_After Competition Groups_Steam Trap Repair
Industrial | Ind ¦ Boiler Upgrade | 2022 | SC C | million_m3 | After Competition Groups | 77.4373 | 28297697.8733 | 28.2977 | 211.869 | 0.3655 | 1 | Industrial_2022_SC C_million_m3_After Competition Groups_1 | Boiler Upgrade | 36.55% | 28.2977 | 77.4373 | Industrial_2022_SC C_million_m3_After Competition Groups_Boiler Upgrade
Industrial | Ind ¦ Process Heat Improvements | 2022 | SC C | million_m3 | After Competition Groups | 41.2931 | 12710707.8356 | 12.7107 | 211.869 | 0.1949 | 2 | Industrial_2022_SC C_million_m3_After Competition Groups_2 | Process Heat Improvements | 19.49% | 12.7107 | 41.2931 | Industrial_2022_SC C_million_m3_After Competition Groups_Process Heat Improvements
Industrial | Ind ¦ Process Heat Recovery (Gas) | 2022 | SC C | million_m3 | After Competition Groups | 23.3021 | 8482984.0199 | 8.483 | 211.869 | 0.10998 | 3 | Industrial_2022_SC C_million_m3_After Competition Groups_3 | Process Heat Recovery (Gas) | 11% | 8.483 | 23.3021 | Industrial_2022_SC C_million_m3_After Competition Groups_Process Heat Recovery (Gas)
Industrial | Ind ¦ Greenhouse Envelope Improvements | 2022 | SC C | million_m3 | After Competition Groups | 17.5155 | 374075.9185 | 0.37408 | 211.869 | 0.082671 | 4 | Industrial_2022_SC C_million_m3_After Competition Groups_4 | Greenhouse Envelope Improvements | 8.267% | 0.37408 | 17.5155 | Industrial_2022_SC C_million_m3_After Competition Groups_Greenhouse Envelope Improvements
Industrial | Ind ¦ Recommissioning | 2022 | SC C | million_m3 | After Competition Groups | 17.0007 | 2286522.5405 | 2.2865 | 211.869 | 0.080241 | 5 | Industrial_2022_SC C_million_m3_After Competition Groups_5 | Recommissioning | 8.024% | 2.2865 | 17.0007 | Industrial_2022_SC C_million_m3_After Competition Groups_Recommissioning
Industrial | Ind ¦ Improved Controls -Process Heating Gas | 2022 | SC C | million_m3 | After Competition Groups | 10.729 | 2100623.0937 | 2.1006 | 211.869 | 0.05064 | 6 | Industrial_2022_SC C_million_m3_After Competition Groups_6 | Improved Controls -Process Heating Gas | 5.064% | 2.1006 | 10.729 | Industrial_2022_SC C_million_m3_After Competition Groups_Improved Controls -Process Heating Gas
Industrial | Ind ¦ High Efficiency Burners | 2022 | SC C | million_m3 | After Competition Groups | 7.0041 | 2780170.6033 | 2.7802 | 211.869 | 0.033058 | 7 | Industrial_2022_SC C_million_m3_After Competition Groups_7 | High Efficiency Burners | 3.306% | 2.7802 | 7.0041 | Industrial_2022_SC C_million_m3_After Competition Groups_High Efficiency Burners
Industrial | Ind ¦ Insulation - Steam | 2022 | SC C | million_m3 | After Competition Groups | 3.3115 | 358195.8118 | 0.3582 | 211.869 | 0.01563 | 8 | Industrial_2022_SC C_million_m3_After Competition Groups_8 | Insulation - Steam | 1.563% | 0.3582 | 3.3115 | Industrial_2022_SC C_million_m3_After Competition Groups_Insulation - Steam
Industrial | Ind ¦ Direct Contact Water Heaters | 2022 | SC C | million_m3 | After Competition Groups | 2.8046 | 0 | 0 | 211.869 | 0.013237 | 9 | Industrial_2022_SC C_million_m3_After Competition Groups_9 | Direct Contact Water Heaters | 1.324% | 0 | 2.8046 | Industrial_2022_SC C_million_m3_After Competition Groups_Direct Contact Water Heaters
Industrial | Ind ¦ High Efficiency HVAC Fans (Gas) | 2022 | SC C | million_m3 | After Competition Groups | 2.5641 | 789423.1423 | 0.78942 | 211.869 | 0.012102 | 10 | Industrial_2022_SC C_million_m3_After Competition Groups_10 | High Efficiency HVAC Fans (Gas) | 1.21% | 0.78942 | 2.5641 | Industrial_2022_SC C_million_m3_After Competition Groups_High Efficiency HVAC Fans (Gas)
Industrial | Ind ¦ Steam Turbine Optimization | 2022 | SC C | million_m3 | After Competition Groups | 1.9829 | 622995.4791 | 0.623 | 211.869 | 0.0093592 | 11 | Industrial_2022_SC C_million_m3_After Competition Groups_11 | Steam Turbine Optimization | 0.9359% | 0.623 | 1.9829 | Industrial_2022_SC C_million_m3_After Competition Groups_Steam Turbine Optimization
Industrial | Ind ¦ Insulation - Steam (AG) | 2022 | SC C | million_m3 | After Competition Groups | 1.7008 | 185748.8186 | 0.18575 | 211.869 | 0.0080276 | 12 | Industrial_2022_SC C_million_m3_After Competition Groups_12 | Insulation - Steam (AG) | 0.8028% | 0.18575 | 1.7008 | Industrial_2022_SC C_million_m3_After Competition Groups_Insulation - Steam (AG)
Industrial | Ind ¦ Gas Turbine Optimization | 2022 | SC C | million_m3 | After Competition Groups | 1.4872 | 462428.6392 | 0.46243 | 211.869 | 0.0070194 | 13 | Industrial_2022_SC C_million_m3_After Competition Groups_13 | Gas Turbine Optimization | 0.7019% | 0.46243 | 1.4872 | Industrial_2022_SC C_million_m3_After Competition Groups_Gas Turbine Optimization
Industrial | Ind ¦ Air Compressor Heat Recovery | 2022 | SC C | million_m3 | After Competition Groups | 1.2342 | 319717.638 | 0.31972 | 211.869 | 0.0058253 | 14 | Industrial_2022_SC C_million_m3_After Competition Groups_14 | Air Compressor Heat Recovery | 0.5825% | 0.31972 | 1.2342 | Industrial_2022_SC C_million_m3_After Competition Groups_Air Compressor Heat Recovery
Industrial | Ind ¦ Ventilation Optimization (Gas) | 2022 | SC C | million_m3 | After Competition Groups | 1.0594 | 0 | 0 | 211.869 | 0.0050002 | 15 | Industrial_2022_SC C_million_m3_After Competition Groups_15 | Ventilation Optimization (Gas) | 0.5% | 0 | 1.0594 | Industrial_2022_SC C_million_m3_After Competition Groups_Ventilation Optimization (Gas)
Industrial | Ind ¦ HE Stock Tank | 2022 | SC C | million_m3 | After Competition Groups | 0.41362 | 48407.3368 | 0.048407 | 211.869 | 0.0019522 | 16 | Industrial_2022_SC C_million_m3_After Competition Groups_16 | HE Stock Tank | 0.1952% | 0.048407 | 0.41362 | Industrial_2022_SC C_million_m3_After Competition Groups_HE Stock Tank
Industrial | Ind ¦ VAV Conversion Project (Gas) | 2022 | SC C | million_m3 | After Competition Groups | 0.35655 | 144155.0383 | 0.14416 | 211.869 | 0.0016829 | 17 | Industrial_2022_SC C_million_m3_After Competition Groups_17 | VAV Conversion Project (Gas) | 0.1683% | 0.14416 | 0.35655 | Industrial_2022_SC C_million_m3_After Competition Groups_VAV Conversion Project (Gas)
Industrial | Ind ¦ Process Optimization (Gas) | 2022 | SC C | million_m3 | After Competition Groups | 0.32019 | 49347.9035 | 0.049348 | 211.869 | 0.0015113 | 18 | Industrial_2022_SC C_million_m3_After Competition Groups_18 | Process Optimization (Gas) | 0.1511% | 0.049348 | 0.32019 | Industrial_2022_SC C_million_m3_After Competition Groups_Process Optimization (Gas)
Industrial | Ind ¦ HE HVAC Controls | 2022 | SC C | million_m3 | After Competition Groups | 0.18899 | 63337.3189 | 0.063337 | 211.869 | 0.00089201 | 19 | Industrial_2022_SC C_million_m3_After Competition Groups_19 | HE HVAC Controls | 0.0892% | 0.063337 | 0.18899 | Industrial_2022_SC C_million_m3_After Competition Groups_HE HVAC Controls
Industrial | Ind ¦ Process Heat Recovery (Gas) - HVAC | 2022 | SC C | million_m3 | After Competition Groups | 0.087043 | 32080.688 | 0.032081 | 211.869 | 0.00041083 | 20 | Industrial_2022_SC C_million_m3_After Competition Groups_20 | Process Heat Recovery (Gas) - HVAC | 0.04108% | 0.032081 | 0.087043 | Industrial_2022_SC C_million_m3_After Competition Groups_Process Heat Recovery (Gas) - HVAC
Industrial | Ind ¦ Insulation - Steam - Direct | 2022 | SC C | million_m3 | After Competition Groups | 0.050526 | 5428.1952 | 0.0054282 | 211.869 | 0.00023848 | 21 | Industrial_2022_SC C_million_m3_After Competition Groups_21 | Insulation - Steam - Direct | 0.02385% | 0.0054282 | 0.050526 | Industrial_2022_SC C_million_m3_After Competition Groups_Insulation - Steam - Direct
Industrial | Ind ¦ Insulation - Steam - HVAC | 2022 | SC C | million_m3 | After Competition Groups | 0.012164 | 1328.4547 | 0.0013285 | 211.869 | 5.7412e-05 | 22 | Industrial_2022_SC C_million_m3_After Competition Groups_22 | Insulation - Steam - HVAC | 0.005741% | 0.0013285 | 0.012164 | Industrial_2022_SC C_million_m3_After Competition Groups_Insulation - Steam - HVAC
Industrial | Ind ¦ HE HVAC Units | 2022 | SC C | million_m3 | After Competition Groups | 0.010006 | 3346.2277 | 0.0033462 | 211.869 | 4.7225e-05 | 23 | Industrial_2022_SC C_million_m3_After Competition Groups_23 | HE HVAC Units | 0.004723% | 0.0033462 | 0.010006 | Industrial_2022_SC C_million_m3_After Competition Groups_HE HVAC Units
Industrial | Ind ¦ Solar Walls | 2022 | SC C | million_m3 | After Competition Groups | 0.003608 | 1763.9874 | 0.001764 | 211.869 | 1.703e-05 | 24 | Industrial_2022_SC C_million_m3_After Competition Groups_24 | Solar Walls | 0.001703% | 0.001764 | 0.003608 | Industrial_2022_SC C_million_m3_After Competition Groups_Solar Walls
Industrial | Ind ¦ High Efficiency Furnaces | 2022 | SC C | million_m3 | After Competition Groups | 0 | 0 | 0 | 211.869 | 0 | 25 | Industrial_2022_SC C_million_m3_After Competition Groups_25 | High Efficiency Furnaces | 0% | 0 | 0 | Industrial_2022_SC C_million_m3_After Competition Groups_High Efficiency Furnaces
Industrial | Ind ¦ Steam Trap Repair | 2022 | SC C | million_m3 | After Competition Groups | 0 | 0 | 0 | 211.869 | 0 | 26 | Industrial_2022_SC C_million_m3_After Competition Groups_26 | Steam Trap Repair | 0% | 0 | 0 | Industrial_2022_SC C_million_m3_After Competition Groups_Steam Trap Repair
Industrial | Ind ¦ Process Heat Improvements | 2022 | Technical | million_m3 | After Competition Groups | 642.7889 | 0 | 0 | 2085.6953 | 0.30819 | 1 | Industrial_2022_Technical_million_m3_After Competition Groups_1 | Process Heat Improvements | 30.82% | 0 | 642.7889 | Industrial_2022_Technical_million_m3_After Competition Groups_Process Heat Improvements
Industrial | Ind ¦ Process Heat Recovery (Gas) | 2022 | Technical | million_m3 | After Competition Groups | 303.3321 | 0 | 0 | 2085.6953 | 0.14543 | 2 | Industrial_2022_Technical_million_m3_After Competition Groups_2 | Process Heat Recovery (Gas) | 14.54% | 0 | 303.3321 | Industrial_2022_Technical_million_m3_After Competition Groups_Process Heat Recovery (Gas)
Industrial | Ind ¦ Boiler Upgrade | 2022 | Technical | million_m3 | After Competition Groups | 239.2326 | 0 | 0 | 2085.6953 | 0.1147 | 3 | Industrial_2022_Technical_million_m3_After Competition Groups_3 | Boiler Upgrade | 11.47% | 0 | 239.2326 | Industrial_2022_Technical_million_m3_After Competition Groups_Boiler Upgrade
Industrial | Ind ¦ Recommissioning | 2022 | Technical | million_m3 | After Competition Groups | 218.3228 | 0 | 0 | 2085.6953 | 0.10468 | 4 | Industrial_2022_Technical_million_m3_After Competition Groups_4 | Recommissioning | 10.47% | 0 | 218.3228 | Industrial_2022_Technical_million_m3_After Competition Groups_Recommissioning
Industrial | Ind ¦ Improved Controls -Process Heating Gas | 2022 | Technical | million_m3 | After Competition Groups | 139.1832 | 0 | 0 | 2085.6953 | 0.066732 | 5 | Industrial_2022_Technical_million_m3_After Competition Groups_5 | Improved Controls -Process Heating Gas | 6.673% | 0 | 139.1832 | Industrial_2022_Technical_million_m3_After Competition Groups_Improved Controls -Process Heating Gas
Industrial | Ind ¦ High Efficiency Burners | 2022 | Technical | million_m3 | After Competition Groups | 121.3121 | 0 | 0 | 2085.6953 | 0.058164 | 6 | Industrial_2022_Technical_million_m3_After Competition Groups_6 | High Efficiency Burners | 5.816% | 0 | 121.3121 | Industrial_2022_Technical_million_m3_After Competition Groups_High Efficiency Burners
Industrial | Ind ¦ Greenhouse Envelope Improvements | 2022 | Technical | million_m3 | After Competition Groups | 59.1328 | 0 | 0 | 2085.6953 | 0.028352 | 7 | Industrial_2022_Technical_million_m3_After Competition Groups_7 | Greenhouse Envelope Improvements | 2.835% | 0 | 59.1328 | Industrial_2022_Technical_million_m3_After Competition Groups_Greenhouse Envelope Improvements
Industrial | Ind ¦ Boiler Tune Up | 2022 | Technical | million_m3 | After Competition Groups | 43.2632 | 0 | 0 | 2085.6953 | 0.020743 | 8 | Industrial_2022_Technical_million_m3_After Competition Groups_8 | Boiler Tune Up | 2.074% | 0 | 43.2632 | Industrial_2022_Technical_million_m3_After Competition Groups_Boiler Tune Up
Industrial | Ind ¦ Insulation - Steam | 2022 | Technical | million_m3 | After Competition Groups | 41.7031 | 0 | 0 | 2085.6953 | 0.019995 | 9 | Industrial_2022_Technical_million_m3_After Competition Groups_9 | Insulation - Steam | 1.999% | 0 | 41.7031 | Industrial_2022_Technical_million_m3_After Competition Groups_Insulation - Steam
Industrial | Ind ¦ VAV Conversion Project (Gas) | 2022 | Technical | million_m3 | After Competition Groups | 34.5137 | 0 | 0 | 2085.6953 | 0.016548 | 10 | Industrial_2022_Technical_million_m3_After Competition Groups_10 | VAV Conversion Project (Gas) | 1.655% | 0 | 34.5137 | Industrial_2022_Technical_million_m3_After Competition Groups_VAV Conversion Project (Gas)
Industrial | Ind ¦ High Efficiency HVAC Fans (Gas) | 2022 | Technical | million_m3 | After Competition Groups | 32.5262 | 0 | 0 | 2085.6953 | 0.015595 | 11 | Industrial_2022_Technical_million_m3_After Competition Groups_11 | High Efficiency HVAC Fans (Gas) | 1.559% | 0 | 32.5262 | Industrial_2022_Technical_million_m3_After Competition Groups_High Efficiency HVAC Fans (Gas)
Industrial | Ind ¦ Steam Leak Repairs | 2022 | Technical | million_m3 | After Competition Groups | 26.2976 | 0 | 0 | 2085.6953 | 0.012609 | 12 | Industrial_2022_Technical_million_m3_After Competition Groups_12 | Steam Leak Repairs | 1.261% | 0 | 26.2976 | Industrial_2022_Technical_million_m3_After Competition Groups_Steam Leak Repairs
Industrial | Ind ¦ HE HVAC Controls | 2022 | Technical | million_m3 | After Competition Groups | 23.7319 | 0 | 0 | 2085.6953 | 0.011378 | 13 | Industrial_2022_Technical_million_m3_After Competition Groups_13 | HE HVAC Controls | 1.138% | 0 | 23.7319 | Industrial_2022_Technical_million_m3_After Competition Groups_HE HVAC Controls
Industrial | Ind ¦ Loading Dock Seals | 2022 | Technical | million_m3 | After Competition Groups | 23.7319 | 0 | 0 | 2085.6953 | 0.011378 | 14 | Industrial_2022_Technical_million_m3_After Competition Groups_14 | Loading Dock Seals | 1.138% | 0 | 23.7319 | Industrial_2022_Technical_million_m3_After Competition Groups_Loading Dock Seals
Industrial | Ind ¦ Direct Contact Water Heaters | 2022 | Technical | million_m3 | After Competition Groups | 21.368 | 0 | 0 | 2085.6953 | 0.010245 | 15 | Industrial_2022_Technical_million_m3_After Competition Groups_15 | Direct Contact Water Heaters | 1.025% | 0 | 21.368 | Industrial_2022_Technical_million_m3_After Competition Groups_Direct Contact Water Heaters
Industrial | Ind ¦ Steam Trap Repair | 2022 | Technical | million_m3 | After Competition Groups | 19.9615 | 0 | 0 | 2085.6953 | 0.0095707 | 16 | Industrial_2022_Technical_million_m3_After Competition Groups_16 | Steam Trap Repair | 0.9571% | 0 | 19.9615 | Industrial_2022_Technical_million_m3_After Competition Groups_Steam Trap Repair
Industrial | Ind ¦ Insulation - Steam (AG) | 2022 | Technical | million_m3 | After Competition Groups | 18.9572 | 0 | 0 | 2085.6953 | 0.0090891 | 17 | Industrial_2022_Technical_million_m3_After Competition Groups_17 | Insulation - Steam (AG) | 0.9089% | 0 | 18.9572 | Industrial_2022_Technical_million_m3_After Competition Groups_Insulation - Steam (AG)
Industrial | Ind ¦ Air Compressor Heat Recovery | 2022 | Technical | million_m3 | After Competition Groups | 15.2876 | 0 | 0 | 2085.6953 | 0.0073297 | 18 | Industrial_2022_Technical_million_m3_After Competition Groups_18 | Air Compressor Heat Recovery | 0.733% | 0 | 15.2876 | Industrial_2022_Technical_million_m3_After Competition Groups_Air Compressor Heat Recovery
Industrial | Ind ¦ High Efficiency Furnaces | 2022 | Technical | million_m3 | After Competition Groups | 13.9645 | 0 | 0 | 2085.6953 | 0.0066954 | 19 | Industrial_2022_Technical_million_m3_After Competition Groups_19 | High Efficiency Furnaces | 0.6695% | 0 | 13.9645 | Industrial_2022_Technical_million_m3_After Competition Groups_High Efficiency Furnaces
Industrial | Ind ¦ Steam Turbine Optimization | 2022 | Technical | million_m3 | After Competition Groups | 9.7349 | 0 | 0 | 2085.6953 | 0.0046675 | 20 | Industrial_2022_Technical_million_m3_After Competition Groups_20 | Steam Turbine Optimization | 0.4667% | 0 | 9.7349 | Industrial_2022_Technical_million_m3_After Competition Groups_Steam Turbine Optimization
Industrial | Ind ¦ Process Optimization (Gas) | 2022 | Technical | million_m3 | After Competition Groups | 8.9846 | 0 | 0 | 2085.6953 | 0.0043077 | 21 | Industrial_2022_Technical_million_m3_After Competition Groups_21 | Process Optimization (Gas) | 0.4308% | 0 | 8.9846 | Industrial_2022_Technical_million_m3_After Competition Groups_Process Optimization (Gas)
Industrial | Ind ¦ Gas Turbine Optimization | 2022 | Technical | million_m3 | After Competition Groups | 7.3012 | 0 | 0 | 2085.6953 | 0.0035006 | 22 | Industrial_2022_Technical_million_m3_After Competition Groups_22 | Gas Turbine Optimization | 0.3501% | 0 | 7.3012 | Industrial_2022_Technical_million_m3_After Competition Groups_Gas Turbine Optimization
Industrial | Ind ¦ HE Stock Tank | 2022 | Technical | million_m3 | After Competition Groups | 6.5626 | 0 | 0 | 2085.6953 | 0.0031465 | 23 | Industrial_2022_Technical_million_m3_After Competition Groups_23 | HE Stock Tank | 0.3146% | 0 | 6.5626 | Industrial_2022_Technical_million_m3_After Competition Groups_HE Stock Tank
Industrial | Ind ¦ Ventilation Optimization (Gas) | 2022 | Technical | million_m3 | After Competition Groups | 4.7572 | 0 | 0 | 2085.6953 | 0.0022809 | 24 | Industrial_2022_Technical_million_m3_After Competition Groups_24 | Ventilation Optimization (Gas) | 0.2281% | 0 | 4.7572 | Industrial_2022_Technical_million_m3_After Competition Groups_Ventilation Optimization (Gas)
Industrial | Ind ¦ Solar Walls | 2022 | Technical | million_m3 | After Competition Groups | 4.6555 | 0 | 0 | 2085.6953 | 0.0022321 | 25 | Industrial_2022_Technical_million_m3_After Competition Groups_25 | Solar Walls | 0.2232% | 0 | 4.6555 | Industrial_2022_Technical_million_m3_After Competition Groups_Solar Walls
Industrial | Ind ¦ HE HVAC Units | 2022 | Technical | million_m3 | After Competition Groups | 1.6536 | 0 | 0 | 2085.6953 | 0.00079282 | 26 | Industrial_2022_Technical_million_m3_After Competition Groups_26 | HE HVAC Units | 0.07928% | 0 | 1.6536 | Industrial_2022_Technical_million_m3_After Competition Groups_HE HVAC Units
Industrial | Ind ¦ Boiler Tune Up - Direct | 2022 | Technical | million_m3 | After Competition Groups | 1.4767 | 0 | 0 | 2085.6953 | 0.00070804 | 27 | Industrial_2022_Technical_million_m3_After Competition Groups_27 | Boiler Tune Up - Direct | 0.0708% | 0 | 1.4767 | Industrial_2022_Technical_million_m3_After Competition Groups_Boiler Tune Up - Direct
Industrial | Ind ¦ Process Heat Recovery (Gas) - HVAC | 2022 | Technical | million_m3 | After Competition Groups | 1.0137 | 0 | 0 | 2085.6953 | 0.00048604 | 28 | Industrial_2022_Technical_million_m3_After Competition Groups_28 | Process Heat Recovery (Gas) - HVAC | 0.0486% | 0 | 1.0137 | Industrial_2022_Technical_million_m3_After Competition Groups_Process Heat Recovery (Gas) - HVAC
Industrial | Ind ¦ Insulation - Steam - Direct | 2022 | Technical | million_m3 | After Competition Groups | 0.67583 | 0 | 0 | 2085.6953 | 0.00032403 | 29 | Industrial_2022_Technical_million_m3_After Competition Groups_29 | Insulation - Steam - Direct | 0.0324% | 0 | 0.67583 | Industrial_2022_Technical_million_m3_After Competition Groups_Insulation - Steam - Direct
Industrial | Ind ¦ Insulation - Steam - HVAC | 2022 | Technical | million_m3 | After Competition Groups | 0.14055 | 0 | 0 | 2085.6953 | 6.7387e-05 | 30 | Industrial_2022_Technical_million_m3_After Competition Groups_30 | Insulation - Steam - HVAC | 0.006739% | 0 | 0.14055 | Industrial_2022_Technical_million_m3_After Competition Groups_Insulation - Steam - HVAC
Industrial | Ind ¦ Boiler Tune Up - HVAC | 2022 | Technical | million_m3 | After Competition Groups | 0.12778 | 0 | 0 | 2085.6953 | 6.1265e-05 | 31 | Industrial_2022_Technical_million_m3_After Competition Groups_31 | Boiler Tune Up - HVAC | 0.006126% | 0 | 0.12778 | Industrial_2022_Technical_million_m3_After Competition Groups_Boiler Tune Up - HVAC
Industrial | Ind ¦ Process Heat Improvements | 2023 | Economic | million_m3 | After Competition Groups | 663.9137 | 0 | 0 | 1996.1497 | 0.3326 | 1 | Industrial_2023_Economic_million_m3_After Competition Groups_1 | Process Heat Improvements | 33.26% | 0 | 663.9137 | Industrial_2023_Economic_million_m3_After Competition Groups_Process Heat Improvements
Industrial | Ind ¦ Process Heat Recovery (Gas) | 2023 | Economic | million_m3 | After Competition Groups | 303.3321 | 0 | 0 | 1996.1497 | 0.15196 | 2 | Industrial_2023_Economic_million_m3_After Competition Groups_2 | Process Heat Recovery (Gas) | 15.2% | 0 | 303.3321 | Industrial_2023_Economic_million_m3_After Competition Groups_Process Heat Recovery (Gas)
Industrial | Ind ¦ Boiler Upgrade | 2023 | Economic | million_m3 | After Competition Groups | 247.9191 | 0 | 0 | 1996.1497 | 0.1242 | 3 | Industrial_2023_Economic_million_m3_After Competition Groups_3 | Boiler Upgrade | 12.42% | 0 | 247.9191 | Industrial_2023_Economic_million_m3_After Competition Groups_Boiler Upgrade
Industrial | Ind ¦ Recommissioning | 2023 | Economic | million_m3 | After Competition Groups | 218.3228 | 0 | 0 | 1996.1497 | 0.10937 | 4 | Industrial_2023_Economic_million_m3_After Competition Groups_4 | Recommissioning | 10.94% | 0 | 218.3228 | Industrial_2023_Economic_million_m3_After Competition Groups_Recommissioning
Industrial | Ind ¦ Improved Controls -Process Heating Gas | 2023 | Economic | million_m3 | After Competition Groups | 139.1832 | 0 | 0 | 1996.1497 | 0.069726 | 5 | Industrial_2023_Economic_million_m3_After Competition Groups_5 | Improved Controls -Process Heating Gas | 6.973% | 0 | 139.1832 | Industrial_2023_Economic_million_m3_After Competition Groups_Improved Controls -Process Heating Gas
Industrial | Ind ¦ High Efficiency Burners | 2023 | Economic | million_m3 | After Competition Groups | 125.2989 | 0 | 0 | 1996.1497 | 0.06277 | 6 | Industrial_2023_Economic_million_m3_After Competition Groups_6 | High Efficiency Burners | 6.277% | 0 | 125.2989 | Industrial_2023_Economic_million_m3_After Competition Groups_High Efficiency Burners
Industrial | Ind ¦ Greenhouse Envelope Improvements | 2023 | Economic | million_m3 | After Competition Groups | 63.1325 | 0 | 0 | 1996.1497 | 0.031627 | 7 | Industrial_2023_Economic_million_m3_After Competition Groups_7 | Greenhouse Envelope Improvements | 3.163% | 0 | 63.1325 | Industrial_2023_Economic_million_m3_After Competition Groups_Greenhouse Envelope Improvements
Industrial | Ind ¦ Insulation - Steam | 2023 | Economic | million_m3 | After Competition Groups | 41.7031 | 0 | 0 | 1996.1497 | 0.020892 | 8 | Industrial_2023_Economic_million_m3_After Competition Groups_8 | Insulation - Steam | 2.089% | 0 | 41.7031 | Industrial_2023_Economic_million_m3_After Competition Groups_Insulation - Steam
Industrial | Ind ¦ VAV Conversion Project (Gas) | 2023 | Economic | million_m3 | After Competition Groups | 34.5696 | 0 | 0 | 1996.1497 | 0.017318 | 9 | Industrial_2023_Economic_million_m3_After Competition Groups_9 | VAV Conversion Project (Gas) | 1.732% | 0 | 34.5696 | Industrial_2023_Economic_million_m3_After Competition Groups_VAV Conversion Project (Gas)
Industrial | Ind ¦ High Efficiency HVAC Fans (Gas) | 2023 | Economic | million_m3 | After Competition Groups | 33.4016 | 0 | 0 | 1996.1497 | 0.016733 | 10 | Industrial_2023_Economic_million_m3_After Competition Groups_10 | High Efficiency HVAC Fans (Gas) | 1.673% | 0 | 33.4016 | Industrial_2023_Economic_million_m3_After Competition Groups_High Efficiency HVAC Fans (Gas)
Industrial | Ind ¦ HE HVAC Controls | 2023 | Economic | million_m3 | After Competition Groups | 23.7319 | 0 | 0 | 1996.1497 | 0.011889 | 11 | Industrial_2023_Economic_million_m3_After Competition Groups_11 | HE HVAC Controls | 1.189% | 0 | 23.7319 | Industrial_2023_Economic_million_m3_After Competition Groups_HE HVAC Controls
Industrial | Ind ¦ Direct Contact Water Heaters | 2023 | Economic | million_m3 | After Competition Groups | 22.1006 | 0 | 0 | 1996.1497 | 0.011072 | 12 | Industrial_2023_Economic_million_m3_After Competition Groups_12 | Direct Contact Water Heaters | 1.107% | 0 | 22.1006 | Industrial_2023_Economic_million_m3_After Competition Groups_Direct Contact Water Heaters
Industrial | Ind ¦ Insulation - Steam (AG) | 2023 | Economic | million_m3 | After Competition Groups | 18.7778 | 0 | 0 | 1996.1497 | 0.009407 | 13 | Industrial_2023_Economic_million_m3_After Competition Groups_13 | Insulation - Steam (AG) | 0.9407% | 0 | 18.7778 | Industrial_2023_Economic_million_m3_After Competition Groups_Insulation - Steam (AG)
Industrial | Ind ¦ Air Compressor Heat Recovery | 2023 | Economic | million_m3 | After Competition Groups | 15.2876 | 0 | 0 | 1996.1497 | 0.0076585 | 14 | Industrial_2023_Economic_million_m3_After Competition Groups_14 | Air Compressor Heat Recovery | 0.7659% | 0 | 15.2876 | Industrial_2023_Economic_million_m3_After Competition Groups_Air Compressor Heat Recovery
Industrial | Ind ¦ Steam Turbine Optimization | 2023 | Economic | million_m3 | After Competition Groups | 9.739 | 0 | 0 | 1996.1497 | 0.0048789 | 15 | Industrial_2023_Economic_million_m3_After Competition Groups_15 | Steam Turbine Optimization | 0.4879% | 0 | 9.739 | Industrial_2023_Economic_million_m3_After Competition Groups_Steam Turbine Optimization
Industrial | Ind ¦ Process Optimization (Gas) | 2023 | Economic | million_m3 | After Competition Groups | 8.9846 | 0 | 0 | 1996.1497 | 0.004501 | 16 | Industrial_2023_Economic_million_m3_After Competition Groups_16 | Process Optimization (Gas) | 0.4501% | 0 | 8.9846 | Industrial_2023_Economic_million_m3_After Competition Groups_Process Optimization (Gas)
Industrial | Ind ¦ Gas Turbine Optimization | 2023 | Economic | million_m3 | After Competition Groups | 7.3043 | 0 | 0 | 1996.1497 | 0.0036592 | 17 | Industrial_2023_Economic_million_m3_After Competition Groups_17 | Gas Turbine Optimization | 0.3659% | 0 | 7.3043 | Industrial_2023_Economic_million_m3_After Competition Groups_Gas Turbine Optimization
Industrial | Ind ¦ HE Stock Tank | 2023 | Economic | million_m3 | After Competition Groups | 6.8161 | 0 | 0 | 1996.1497 | 0.0034146 | 18 | Industrial_2023_Economic_million_m3_After Competition Groups_18 | HE Stock Tank | 0.3415% | 0 | 6.8161 | Industrial_2023_Economic_million_m3_After Competition Groups_HE Stock Tank
Industrial | Ind ¦ Ventilation Optimization (Gas) | 2023 | Economic | million_m3 | After Competition Groups | 4.7572 | 0 | 0 | 1996.1497 | 0.0023832 | 19 | Industrial_2023_Economic_million_m3_After Competition Groups_19 | Ventilation Optimization (Gas) | 0.2383% | 0 | 4.7572 | Industrial_2023_Economic_million_m3_After Competition Groups_Ventilation Optimization (Gas)
Industrial | Ind ¦ Solar Walls | 2023 | Economic | million_m3 | After Competition Groups | 4.6631 | 0 | 0 | 1996.1497 | 0.002336 | 20 | Industrial_2023_Economic_million_m3_After Competition Groups_20 | Solar Walls | 0.2336% | 0 | 4.6631 | Industrial_2023_Economic_million_m3_After Competition Groups_Solar Walls
Industrial | Ind ¦ HE HVAC Units | 2023 | Economic | million_m3 | After Competition Groups | 1.3809 | 0 | 0 | 1996.1497 | 0.00069178 | 21 | Industrial_2023_Economic_million_m3_After Competition Groups_21 | HE HVAC Units | 0.06918% | 0 | 1.3809 | Industrial_2023_Economic_million_m3_After Competition Groups_HE HVAC Units
Industrial | Ind ¦ Process Heat Recovery (Gas) - HVAC | 2023 | Economic | million_m3 | After Competition Groups | 1.0137 | 0 | 0 | 1996.1497 | 0.00050785 | 22 | Industrial_2023_Economic_million_m3_After Competition Groups_22 | Process Heat Recovery (Gas) - HVAC | 0.05078% | 0 | 1.0137 | Industrial_2023_Economic_million_m3_After Competition Groups_Process Heat Recovery (Gas) - HVAC
Industrial | Ind ¦ Insulation - Steam - Direct | 2023 | Economic | million_m3 | After Competition Groups | 0.67583 | 0 | 0 | 1996.1497 | 0.00033857 | 23 | Industrial_2023_Economic_million_m3_After Competition Groups_23 | Insulation - Steam - Direct | 0.03386% | 0 | 0.67583 | Industrial_2023_Economic_million_m3_After Competition Groups_Insulation - Steam - Direct
Industrial | Ind ¦ Insulation - Steam - HVAC | 2023 | Economic | million_m3 | After Competition Groups | 0.14055 | 0 | 0 | 1996.1497 | 7.041e-05 | 24 | Industrial_2023_Economic_million_m3_After Competition Groups_24 | Insulation - Steam - HVAC | 0.007041% | 0 | 0.14055 | Industrial_2023_Economic_million_m3_After Competition Groups_Insulation - Steam - HVAC
Industrial | Ind ¦ High Efficiency Furnaces | 2023 | Economic | million_m3 | After Competition Groups | 0 | 0 | 0 | 1996.1497 | 0 | 25 | Industrial_2023_Economic_million_m3_After Competition Groups_25 | High Efficiency Furnaces | 0% | 0 | 0 | Industrial_2023_Economic_million_m3_After Competition Groups_High Efficiency Furnaces
Industrial | Ind ¦ Steam Trap Repair | 2023 | Economic | million_m3 | After Competition Groups | 0 | 0 | 0 | 1996.1497 | 0 | 26 | Industrial_2023_Economic_million_m3_After Competition Groups_26 | Steam Trap Repair | 0% | 0 | 0 | Industrial_2023_Economic_million_m3_After Competition Groups_Steam Trap Repair
Industrial | Ind ¦ Boiler Upgrade | 2023 | SC A | million_m3 | After Competition Groups | 76.161 | 7959874.0741 | 7.9599 | 225.0591 | 0.3384 | 1 | Industrial_2023_SC A_million_m3_After Competition Groups_1 | Boiler Upgrade | 33.84% | 7.9599 | 76.161 | Industrial_2023_SC A_million_m3_After Competition Groups_Boiler Upgrade
Industrial | Ind ¦ Process Heat Improvements | 2023 | SC A | million_m3 | After Competition Groups | 49.9282 | 7047418.8582 | 7.0474 | 225.0591 | 0.22184 | 2 | Industrial_2023_SC A_million_m3_After Competition Groups_2 | Process Heat Improvements | 22.18% | 7.0474 | 49.9282 | Industrial_2023_SC A_million_m3_After Competition Groups_Process Heat Improvements
Industrial | Ind ¦ Greenhouse Envelope Improvements | 2023 | SC A | million_m3 | After Competition Groups | 21.4631 | 327438.9963 | 0.32744 | 225.0591 | 0.095366 | 3 | Industrial_2023_SC A_million_m3_After Competition Groups_3 | Greenhouse Envelope Improvements | 9.537% | 0.32744 | 21.4631 | Industrial_2023_SC A_million_m3_After Competition Groups_Greenhouse Envelope Improvements
Industrial | Ind ¦ Recommissioning | 2023 | SC A | million_m3 | After Competition Groups | 20.8169 | 1072757.2249 | 1.0728 | 225.0591 | 0.092495 | 4 | Industrial_2023_SC A_million_m3_After Competition Groups_4 | Recommissioning | 9.25% | 1.0728 | 20.8169 | Industrial_2023_SC A_million_m3_After Competition Groups_Recommissioning
Industrial | Ind ¦ Process Heat Recovery (Gas) | 2023 | SC A | million_m3 | After Competition Groups | 18.2805 | 2018339.5215 | 2.0183 | 225.0591 | 0.081225 | 5 | Industrial_2023_SC A_million_m3_After Competition Groups_5 | Process Heat Recovery (Gas) | 8.123% | 2.0183 | 18.2805 | Industrial_2023_SC A_million_m3_After Competition Groups_Process Heat Recovery (Gas)
Industrial | Ind ¦ Improved Controls -Process Heating Gas | 2023 | SC A | million_m3 | After Competition Groups | 13.8352 | 1629138.1453 | 1.6291 | 225.0591 | 0.061474 | 6 | Industrial_2023_SC A_million_m3_After Competition Groups_6 | Improved Controls -Process Heating Gas | 6.147% | 1.6291 | 13.8352 | Industrial_2023_SC A_million_m3_After Competition Groups_Improved Controls -Process Heating Gas
Industrial | Ind ¦ Insulation - Steam | 2023 | SC A | million_m3 | After Competition Groups | 4.3868 | 404738.3904 | 0.40474 | 225.0591 | 0.019492 | 7 | Industrial_2023_SC A_million_m3_After Competition Groups_7 | Insulation - Steam | 1.949% | 0.40474 | 4.3868 | Industrial_2023_SC A_million_m3_After Competition Groups_Insulation - Steam
Industrial | Ind ¦ Direct Contact Water Heaters | 2023 | SC A | million_m3 | After Competition Groups | 3.5538 | 0 | 0 | 225.0591 | 0.015791 | 8 | Industrial_2023_SC A_million_m3_After Competition Groups_8 | Direct Contact Water Heaters | 1.579% | 0 | 3.5538 | Industrial_2023_SC A_million_m3_After Competition Groups_Direct Contact Water Heaters
Industrial | Ind ¦ High Efficiency Burners | 2023 | SC A | million_m3 | After Competition Groups | 2.8749 | 305225.4779 | 0.30523 | 225.0591 | 0.012774 | 9 | Industrial_2023_SC A_million_m3_After Competition Groups_9 | High Efficiency Burners | 1.277% | 0.30523 | 2.8749 | Industrial_2023_SC A_million_m3_After Competition Groups_High Efficiency Burners
Industrial | Ind ¦ High Efficiency HVAC Fans (Gas) | 2023 | SC A | million_m3 | After Competition Groups | 2.623 | 288345.8991 | 0.28835 | 225.0591 | 0.011655 | 10 | Industrial_2023_SC A_million_m3_After Competition Groups_10 | High Efficiency HVAC Fans (Gas) | 1.165% | 0.28835 | 2.623 | Industrial_2023_SC A_million_m3_After Competition Groups_High Efficiency HVAC Fans (Gas)
Industrial | Ind ¦ Steam Turbine Optimization | 2023 | SC A | million_m3 | After Competition Groups | 2.6034 | 365541.2793 | 0.36554 | 225.0591 | 0.011568 | 11 | Industrial_2023_SC A_million_m3_After Competition Groups_11 | Steam Turbine Optimization | 1.157% | 0.36554 | 2.6034 | Industrial_2023_SC A_million_m3_After Competition Groups_Steam Turbine Optimization
Industrial | Ind ¦ Insulation - Steam (AG) | 2023 | SC A | million_m3 | After Competition Groups | 2.2616 | 211069.317 | 0.21107 | 225.0591 | 0.010049 | 12 | Industrial_2023_SC A_million_m3_After Competition Groups_12 | Insulation - Steam (AG) | 1.005% | 0.21107 | 2.2616 | Industrial_2023_SC A_million_m3_After Competition Groups_Insulation - Steam (AG)
Industrial | Ind ¦ Gas Turbine Optimization | 2023 | SC A | million_m3 | After Competition Groups | 1.9216 | 226852.0076 | 0.22685 | 225.0591 | 0.0085382 | 13 | Industrial_2023_SC A_million_m3_After Competition Groups_13 | Gas Turbine Optimization | 0.8538% | 0.22685 | 1.9216 | Industrial_2023_SC A_million_m3_After Competition Groups_Gas Turbine Optimization
Industrial | Ind ¦ Air Compressor Heat Recovery | 2023 | SC A | million_m3 | After Competition Groups | 1.4643 | 168927.1196 | 0.16893 | 225.0591 | 0.0065062 | 14 | Industrial_2023_SC A_million_m3_After Competition Groups_14 | Air Compressor Heat Recovery | 0.6506% | 0.16893 | 1.4643 | Industrial_2023_SC A_million_m3_After Competition Groups_Air Compressor Heat Recovery
Industrial | Ind ¦ Ventilation Optimization (Gas) | 2023 | SC A | million_m3 | After Competition Groups | 1.4009 | 0 | 0 | 225.0591 | 0.0062247 | 15 | Industrial_2023_SC A_million_m3_After Competition Groups_15 | Ventilation Optimization (Gas) | 0.6225% | 0 | 1.4009 | Industrial_2023_SC A_million_m3_After Competition Groups_Ventilation Optimization (Gas)
Industrial | Ind ¦ HE Stock Tank | 2023 | SC A | million_m3 | After Competition Groups | 0.55903 | 54006.3656 | 0.054006 | 225.0591 | 0.0024839 | 16 | Industrial_2023_SC A_million_m3_After Competition Groups_16 | HE Stock Tank | 0.2484% | 0.054006 | 0.55903 | Industrial_2023_SC A_million_m3_After Competition Groups_HE Stock Tank
Industrial | Ind ¦ Process Optimization (Gas) | 2023 | SC A | million_m3 | After Competition Groups | 0.4184 | 54631.8606 | 0.054632 | 225.0591 | 0.0018591 | 17 | Industrial_2023_SC A_million_m3_After Competition Groups_17 | Process Optimization (Gas) | 0.1859% | 0.054632 | 0.4184 | Industrial_2023_SC A_million_m3_After Competition Groups_Process Optimization (Gas)
Industrial | Ind ¦ VAV Conversion Project (Gas) | 2023 | SC A | million_m3 | After Competition Groups | 0.20574 | 25035.6783 | 0.025036 | 225.0591 | 0.00091417 | 18 | Industrial_2023_SC A_million_m3_After Competition Groups_18 | VAV Conversion Project (Gas) | 0.09142% | 0.025036 | 0.20574 | Industrial_2023_SC A_million_m3_After Competition Groups_VAV Conversion Project (Gas)
Industrial | Ind ¦ HE HVAC Controls | 2023 | SC A | million_m3 | After Competition Groups | 0.13621 | 18207.8093 | 0.018208 | 225.0591 | 0.0006052 | 19 | Industrial_2023_SC A_million_m3_After Competition Groups_19 | HE HVAC Controls | 0.06052% | 0.018208 | 0.13621 | Industrial_2023_SC A_million_m3_After Competition Groups_HE HVAC Controls
Industrial | Ind ¦ Process Heat Recovery (Gas) - HVAC | 2023 | SC A | million_m3 | After Competition Groups | 0.071842 | 8216.8624 | 0.0082169 | 225.0591 | 0.00031921 | 20 | Industrial_2023_SC A_million_m3_After Competition Groups_20 | Process Heat Recovery (Gas) - HVAC | 0.03192% | 0.0082169 | 0.071842 | Industrial_2023_SC A_million_m3_After Competition Groups_Process Heat Recovery (Gas) - HVAC
Industrial | Ind ¦ Insulation - Steam - Direct | 2023 | SC A | million_m3 | After Competition Groups | 0.066756 | 6108.7689 | 0.0061088 | 225.0591 | 0.00029661 | 21 | Industrial_2023_SC A_million_m3_After Competition Groups_21 | Insulation - Steam - Direct | 0.02966% | 0.0061088 | 0.066756 | Industrial_2023_SC A_million_m3_After Competition Groups_Insulation - Steam - Direct
Industrial | Ind ¦ Insulation - Steam - HVAC | 2023 | SC A | million_m3 | After Competition Groups | 0.016174 | 1509.5441 | 0.0015095 | 225.0591 | 7.1868e-05 | 22 | Industrial_2023_SC A_million_m3_After Competition Groups_22 | Insulation - Steam - HVAC | 0.007187% | 0.0015095 | 0.016174 | Industrial_2023_SC A_million_m3_After Competition Groups_Insulation - Steam - HVAC
Industrial | Ind ¦ HE HVAC Units | 2023 | SC A | million_m3 | After Competition Groups | 0.0072106 | 963.4579 | 0.00096346 | 225.0591 | 3.2039e-05 | 23 | Industrial_2023_SC A_million_m3_After Competition Groups_23 | HE HVAC Units | 0.003204% | 0.00096346 | 0.0072106 | Industrial_2023_SC A_million_m3_After Competition Groups_HE HVAC Units
Industrial | Ind ¦ Solar Walls | 2023 | SC A | million_m3 | After Competition Groups | 0.0025012 | 0 | 0 | 225.0591 | 1.1114e-05 | 24 | Industrial_2023_SC A_million_m3_After Competition Groups_24 | Solar Walls | 0.001111% | 0 | 0.0025012 | Industrial_2023_SC A_million_m3_After Competition Groups_Solar Walls
Industrial | Ind ¦ High Efficiency Furnaces | 2023 | SC A | million_m3 | After Competition Groups | 0 | 0 | 0 | 225.0591 | 0 | 25 | Industrial_2023_SC A_million_m3_After Competition Groups_25 | High Efficiency Furnaces | 0% | 0 | 0 | Industrial_2023_SC A_million_m3_After Competition Groups_High Efficiency Furnaces
Industrial | Ind ¦ Steam Trap Repair | 2023 | SC A | million_m3 | After Competition Groups | 0 | 0 | 0 | 225.0591 | 0 | 26 | Industrial_2023_SC A_million_m3_After Competition Groups_26 | Steam Trap Repair | 0% | 0 | 0 | Industrial_2023_SC A_million_m3_After Competition Groups_Steam Trap Repair
Industrial | Ind ¦ Process Heat Improvements | 2023 | SC B | million_m3 | After Competition Groups | 148.5404 | 37424342.6894 | 37.4243 | 551.0845 | 0.26954 | 1 | Industrial_2023_SC B_million_m3_After Competition Groups_1 | Process Heat Improvements | 26.95% | 37.4243 | 148.5404 | Industrial_2023_SC B_million_m3_After Competition Groups_Process Heat Improvements
Industrial | Ind ¦ Boiler Upgrade | 2023 | SC B | million_m3 | After Competition Groups | 96.6608 | 29962071.327 | 29.9621 | 551.0845 | 0.1754 | 2 | Industrial_2023_SC B_million_m3_After Competition Groups_2 | Boiler Upgrade | 17.54% | 29.9621 | 96.6608 | Industrial_2023_SC B_million_m3_After Competition Groups_Boiler Upgrade
Industrial | Ind ¦ Process Heat Recovery (Gas) | 2023 | SC B | million_m3 | After Competition Groups | 83.2746 | 26259005.967 | 26.259 | 551.0845 | 0.15111 | 3 | Industrial_2023_SC B_million_m3_After Competition Groups_3 | Process Heat Recovery (Gas) | 15.11% | 26.259 | 83.2746 | Industrial_2023_SC B_million_m3_After Competition Groups_Process Heat Recovery (Gas)
Industrial | Ind ¦ Recommissioning | 2023 | SC B | million_m3 | After Competition Groups | 60.8266 | 7397123.2939 | 7.3971 | 551.0845 | 0.11038 | 4 | Industrial_2023_SC B_million_m3_After Competition Groups_4 | Recommissioning | 11.04% | 7.3971 | 60.8266 | Industrial_2023_SC B_million_m3_After Competition Groups_Recommissioning
Industrial | Ind ¦ Improved Controls -Process Heating Gas | 2023 | SC B | million_m3 | After Competition Groups | 38.0428 | 6308809.2817 | 6.3088 | 551.0845 | 0.069033 | 5 | Industrial_2023_SC B_million_m3_After Competition Groups_5 | Improved Controls -Process Heating Gas | 6.903% | 6.3088 | 38.0428 | Industrial_2023_SC B_million_m3_After Competition Groups_Improved Controls -Process Heating Gas
Industrial | Ind ¦ Greenhouse Envelope Improvements | 2023 | SC B | million_m3 | After Competition Groups | 29.0848 | 487103.2673 | 0.4871 | 551.0845 | 0.052777 | 6 | Industrial_2023_SC B_million_m3_After Competition Groups_6 | Greenhouse Envelope Improvements | 5.278% | 0.4871 | 29.0848 | Industrial_2023_SC B_million_m3_After Competition Groups_Greenhouse Envelope Improvements
Industrial | Ind ¦ High Efficiency Burners | 2023 | SC B | million_m3 | After Competition Groups | 28.3001 | 11180675.9032 | 11.1807 | 551.0845 | 0.051353 | 7 | Industrial_2023_SC B_million_m3_After Competition Groups_7 | High Efficiency Burners | 5.135% | 11.1807 | 28.3001 | Industrial_2023_SC B_million_m3_After Competition Groups_High Efficiency Burners
Industrial | Ind ¦ Insulation - Steam | 2023 | SC B | million_m3 | After Competition Groups | 11.7491 | 1075015.9754 | 1.075 | 551.0845 | 0.02132 | 8 | Industrial_2023_SC B_million_m3_After Competition Groups_8 | Insulation - Steam | 2.132% | 1.075 | 11.7491 | Industrial_2023_SC B_million_m3_After Competition Groups_Insulation - Steam
Industrial | Ind ¦ High Efficiency HVAC Fans (Gas) | 2023 | SC B | million_m3 | After Competition Groups | 10.1751 | 2894700.4967 | 2.8947 | 551.0845 | 0.018464 | 9 | Industrial_2023_SC B_million_m3_After Competition Groups_9 | High Efficiency HVAC Fans (Gas) | 1.846% | 2.8947 | 10.1751 | Industrial_2023_SC B_million_m3_After Competition Groups_High Efficiency HVAC Fans (Gas)
Industrial | Ind ¦ VAV Conversion Project (Gas) | 2023 | SC B | million_m3 | After Competition Groups | 10.0131 | 5707326.9151 | 5.7073 | 551.0845 | 0.01817 | 10 | Industrial_2023_SC B_million_m3_After Competition Groups_10 | VAV Conversion Project (Gas) | 1.817% | 5.7073 | 10.0131 | Industrial_2023_SC B_million_m3_After Competition Groups_VAV Conversion Project (Gas)
Industrial | Ind ¦ HE HVAC Controls | 2023 | SC B | million_m3 | After Competition Groups | 7.0813 | 4004350.3993 | 4.0044 | 551.0845 | 0.01285 | 11 | Industrial_2023_SC B_million_m3_After Competition Groups_11 | HE HVAC Controls | 1.285% | 4.0044 | 7.0813 | Industrial_2023_SC B_million_m3_After Competition Groups_HE HVAC Controls
Industrial | Ind ¦ Direct Contact Water Heaters | 2023 | SC B | million_m3 | After Competition Groups | 6.7428 | 0 | 0 | 551.0845 | 0.012235 | 12 | Industrial_2023_SC B_million_m3_After Competition Groups_12 | Direct Contact Water Heaters | 1.224% | 0 | 6.7428 | Industrial_2023_SC B_million_m3_After Competition Groups_Direct Contact Water Heaters
Industrial | Ind ¦ Insulation - Steam (AG) | 2023 | SC B | million_m3 | After Competition Groups | 6.0428 | 555837.5148 | 0.55584 | 551.0845 | 0.010965 | 13 | Industrial_2023_SC B_million_m3_After Competition Groups_13 | Insulation - Steam (AG) | 1.097% | 0.55584 | 6.0428 | Industrial_2023_SC B_million_m3_After Competition Groups_Insulation - Steam (AG)
Industrial | Ind ¦ Air Compressor Heat Recovery | 2023 | SC B | million_m3 | After Competition Groups | 4.38 | 958997.179 | 0.959 | 551.0845 | 0.007948 | 14 | Industrial_2023_SC B_million_m3_After Competition Groups_14 | Air Compressor Heat Recovery | 0.7948% | 0.959 | 4.38 | Industrial_2023_SC B_million_m3_After Competition Groups_Air Compressor Heat Recovery
Industrial | Ind ¦ Steam Turbine Optimization | 2023 | SC B | million_m3 | After Competition Groups | 2.6173 | 690372.1661 | 0.69037 | 551.0845 | 0.0047494 | 15 | Industrial_2023_SC B_million_m3_After Competition Groups_15 | Steam Turbine Optimization | 0.4749% | 0.69037 | 2.6173 | Industrial_2023_SC B_million_m3_After Competition Groups_Steam Turbine Optimization
Industrial | Ind ¦ Gas Turbine Optimization | 2023 | SC B | million_m3 | After Competition Groups | 1.963 | 517779.1246 | 0.51778 | 551.0845 | 0.003562 | 16 | Industrial_2023_SC B_million_m3_After Competition Groups_16 | Gas Turbine Optimization | 0.3562% | 0.51778 | 1.963 | Industrial_2023_SC B_million_m3_After Competition Groups_Gas Turbine Optimization
Industrial | Ind ¦ HE Stock Tank | 2023 | SC B | million_m3 | After Competition Groups | 1.4964 | 143818.1956 | 0.14382 | 551.0845 | 0.0027154 | 17 | Industrial_2023_SC B_million_m3_After Competition Groups_17 | HE Stock Tank | 0.2715% | 0.14382 | 1.4964 | Industrial_2023_SC B_million_m3_After Competition Groups_HE Stock Tank
Industrial | Ind ¦ Ventilation Optimization (Gas) | 2023 | SC B | million_m3 | After Competition Groups | 1.4009 | 0 | 0 | 551.0845 | 0.0025421 | 18 | Industrial_2023_SC B_million_m3_After Competition Groups_18 | Ventilation Optimization (Gas) | 0.2542% | 0 | 1.4009 | Industrial_2023_SC B_million_m3_After Competition Groups_Ventilation Optimization (Gas)
Industrial | Ind ¦ Solar Walls | 2023 | SC B | million_m3 | After Competition Groups | 1.3506 | 1303581.0513 | 1.3036 | 551.0845 | 0.0024508 | 19 | Industrial_2023_SC B_million_m3_After Competition Groups_19 | Solar Walls | 0.2451% | 1.3036 | 1.3506 | Industrial_2023_SC B_million_m3_After Competition Groups_Solar Walls
Industrial | Ind ¦ Process Optimization (Gas) | 2023 | SC B | million_m3 | After Competition Groups | 0.4184 | 54626.3974 | 0.054626 | 551.0845 | 0.00075923 | 20 | Industrial_2023_SC B_million_m3_After Competition Groups_20 | Process Optimization (Gas) | 0.07592% | 0.054626 | 0.4184 | Industrial_2023_SC B_million_m3_After Competition Groups_Process Optimization (Gas)
Industrial | Ind ¦ HE HVAC Units | 2023 | SC B | million_m3 | After Competition Groups | 0.38948 | 219483.3923 | 0.21948 | 551.0845 | 0.00070676 | 21 | Industrial_2023_SC B_million_m3_After Competition Groups_21 | HE HVAC Units | 0.07068% | 0.21948 | 0.38948 | Industrial_2023_SC B_million_m3_After Competition Groups_HE HVAC Units
Industrial | Ind ¦ Process Heat Recovery (Gas) - HVAC | 2023 | SC B | million_m3 | After Competition Groups | 0.31171 | 98983.7314 | 0.098984 | 551.0845 | 0.00056563 | 22 | Industrial_2023_SC B_million_m3_After Competition Groups_22 | Process Heat Recovery (Gas) - HVAC | 0.05656% | 0.098984 | 0.31171 | Industrial_2023_SC B_million_m3_After Competition Groups_Process Heat Recovery (Gas) - HVAC
Industrial | Ind ¦ Insulation - Steam - Direct | 2023 | SC B | million_m3 | After Competition Groups | 0.17904 | 16313.7491 | 0.016314 | 551.0845 | 0.00032489 | 23 | Industrial_2023_SC B_million_m3_After Competition Groups_23 | Insulation - Steam - Direct | 0.03249% | 0.016314 | 0.17904 | Industrial_2023_SC B_million_m3_After Competition Groups_Insulation - Steam - Direct
Industrial | Ind ¦ Insulation - Steam - HVAC | 2023 | SC B | million_m3 | After Competition Groups | 0.043217 | 3975.2881 | 0.0039753 | 551.0845 | 7.8422e-05 | 24 | Industrial_2023_SC B_million_m3_After Competition Groups_24 | Insulation - Steam - HVAC | 0.007842% | 0.0039753 | 0.043217 | Industrial_2023_SC B_million_m3_After Competition Groups_Insulation - Steam - HVAC
Industrial | Ind ¦ High Efficiency Furnaces | 2023 | SC B | million_m3 | After Competition Groups | 0 | 0 | 0 | 551.0845 | 0 | 25 | Industrial_2023_SC B_million_m3_After Competition Groups_25 | High Efficiency Furnaces | 0% | 0 | 0 | Industrial_2023_SC B_million_m3_After Competition Groups_High Efficiency Furnaces
Industrial | Ind ¦ Steam Trap Repair | 2023 | SC B | million_m3 | After Competition Groups | 0 | 0 | 0 | 551.0845 | 0 | 26 | Industrial_2023_SC B_million_m3_After Competition Groups_26 | Steam Trap Repair | 0% | 0 | 0 | Industrial_2023_SC B_million_m3_After Competition Groups_Steam Trap Repair
Industrial | Ind ¦ Boiler Upgrade | 2023 | SC C | million_m3 | After Competition Groups | 96.6608 | 24422802.4685 | 24.4228 | 273.7065 | 0.35315 | 1 | Industrial_2023_SC C_million_m3_After Competition Groups_1 | Boiler Upgrade | 35.32% | 24.4228 | 96.6608 | Industrial_2023_SC C_million_m3_After Competition Groups_Boiler Upgrade
Industrial | Ind ¦ Process Heat Improvements | 2023 | SC C | million_m3 | After Competition Groups | 55.4832 | 14054076.6153 | 14.0541 | 273.7065 | 0.20271 | 2 | Industrial_2023_SC C_million_m3_After Competition Groups_2 | Process Heat Improvements | 20.27% | 14.0541 | 55.4832 | Industrial_2023_SC C_million_m3_After Competition Groups_Process Heat Improvements
Industrial | Ind ¦ Process Heat Recovery (Gas) | 2023 | SC C | million_m3 | After Competition Groups | 30.8313 | 9565505.5588 | 9.5655 | 273.7065 | 0.11264 | 3 | Industrial_2023_SC C_million_m3_After Competition Groups_3 | Process Heat Recovery (Gas) | 11.26% | 9.5655 | 30.8313 | Industrial_2023_SC C_million_m3_After Competition Groups_Process Heat Recovery (Gas)
Industrial | Ind ¦ Recommissioning | 2023 | SC C | million_m3 | After Competition Groups | 22.5081 | 2580746.1465 | 2.5807 | 273.7065 | 0.082234 | 4 | Industrial_2023_SC C_million_m3_After Competition Groups_4 | Recommissioning | 8.223% | 2.5807 | 22.5081 | Industrial_2023_SC C_million_m3_After Competition Groups_Recommissioning
Industrial | Ind ¦ Greenhouse Envelope Improvements | 2023 | SC C | million_m3 | After Competition Groups | 21.4631 | 327438.9963 | 0.32744 | 273.7065 | 0.078416 | 5 | Industrial_2023_SC C_million_m3_After Competition Groups_5 | Greenhouse Envelope Improvements | 7.842% | 0.32744 | 21.4631 | Industrial_2023_SC C_million_m3_After Competition Groups_Greenhouse Envelope Improvements
Industrial | Ind ¦ Improved Controls -Process Heating Gas | 2023 | SC C | million_m3 | After Competition Groups | 14.1945 | 2368913.923 | 2.3689 | 273.7065 | 0.05186 | 6 | Industrial_2023_SC C_million_m3_After Competition Groups_6 | Improved Controls -Process Heating Gas | 5.186% | 2.3689 | 14.1945 | Industrial_2023_SC C_million_m3_After Competition Groups_Improved Controls -Process Heating Gas
Industrial | Ind ¦ High Efficiency Burners | 2023 | SC C | million_m3 | After Competition Groups | 9.4133 | 3060807.9812 | 3.0608 | 273.7065 | 0.034392 | 7 | Industrial_2023_SC C_million_m3_After Competition Groups_7 | High Efficiency Burners | 3.439% | 3.0608 | 9.4133 | Industrial_2023_SC C_million_m3_After Competition Groups_High Efficiency Burners
Industrial | Ind ¦ Insulation - Steam | 2023 | SC C | million_m3 | After Competition Groups | 4.3868 | 404738.3904 | 0.40474 | 273.7065 | 0.016027 | 8 | Industrial_2023_SC C_million_m3_After Competition Groups_8 | Insulation - Steam | 1.603% | 0.40474 | 4.3868 | Industrial_2023_SC C_million_m3_After Competition Groups_Insulation - Steam
Industrial | Ind ¦ Direct Contact Water Heaters | 2023 | SC C | million_m3 | After Competition Groups | 3.5538 | 0 | 0 | 273.7065 | 0.012984 | 9 | Industrial_2023_SC C_million_m3_After Competition Groups_9 | Direct Contact Water Heaters | 1.298% | 0 | 3.5538 | Industrial_2023_SC C_million_m3_After Competition Groups_Direct Contact Water Heaters
Industrial | Ind ¦ High Efficiency HVAC Fans (Gas) | 2023 | SC C | million_m3 | After Competition Groups | 3.4123 | 851364.4643 | 0.85136 | 273.7065 | 0.012467 | 10 | Industrial_2023_SC C_million_m3_After Competition Groups_10 | High Efficiency HVAC Fans (Gas) | 1.247% | 0.85136 | 3.4123 | Industrial_2023_SC C_million_m3_After Competition Groups_High Efficiency HVAC Fans (Gas)
Industrial | Ind ¦ Steam Turbine Optimization | 2023 | SC C | million_m3 | After Competition Groups | 2.6173 | 690441.2102 | 0.69044 | 273.7065 | 0.0095625 | 11 | Industrial_2023_SC C_million_m3_After Competition Groups_11 | Steam Turbine Optimization | 0.9562% | 0.69044 | 2.6173 | Industrial_2023_SC C_million_m3_After Competition Groups_Steam Turbine Optimization
Industrial | Ind ¦ Insulation - Steam (AG) | 2023 | SC C | million_m3 | After Competition Groups | 2.2616 | 211069.317 | 0.21107 | 273.7065 | 0.0082627 | 12 | Industrial_2023_SC C_million_m3_After Competition Groups_12 | Insulation - Steam (AG) | 0.8263% | 0.21107 | 2.2616 | Industrial_2023_SC C_million_m3_After Competition Groups_Insulation - Steam (AG)
Industrial | Ind ¦ Gas Turbine Optimization | 2023 | SC C | million_m3 | After Competition Groups | 1.963 | 512491.3422 | 0.51249 | 273.7065 | 0.0071719 | 13 | Industrial_2023_SC C_million_m3_After Competition Groups_13 | Gas Turbine Optimization | 0.7172% | 0.51249 | 1.963 | Industrial_2023_SC C_million_m3_After Competition Groups_Gas Turbine Optimization
Industrial | Ind ¦ Air Compressor Heat Recovery | 2023 | SC C | million_m3 | After Competition Groups | 1.6362 | 361664.5183 | 0.36166 | 273.7065 | 0.0059778 | 14 | Industrial_2023_SC C_million_m3_After Competition Groups_14 | Air Compressor Heat Recovery | 0.5978% | 0.36166 | 1.6362 | Industrial_2023_SC C_million_m3_After Competition Groups_Air Compressor Heat Recovery
Industrial | Ind ¦ Ventilation Optimization (Gas) | 2023 | SC C | million_m3 | After Competition Groups | 1.4009 | 0 | 0 | 273.7065 | 0.0051183 | 15 | Industrial_2023_SC C_million_m3_After Competition Groups_15 | Ventilation Optimization (Gas) | 0.5118% | 0 | 1.4009 | Industrial_2023_SC C_million_m3_After Competition Groups_Ventilation Optimization (Gas)
Industrial | Ind ¦ HE Stock Tank | 2023 | SC C | million_m3 | After Competition Groups | 0.55903 | 54006.3656 | 0.054006 | 273.7065 | 0.0020424 | 16 | Industrial_2023_SC C_million_m3_After Competition Groups_16 | HE Stock Tank | 0.2042% | 0.054006 | 0.55903 | Industrial_2023_SC C_million_m3_After Competition Groups_HE Stock Tank
Industrial | Ind ¦ VAV Conversion Project (Gas) | 2023 | SC C | million_m3 | After Competition Groups | 0.47562 | 151276.6994 | 0.15128 | 273.7065 | 0.0017377 | 17 | Industrial_2023_SC C_million_m3_After Competition Groups_17 | VAV Conversion Project (Gas) | 0.1738% | 0.15128 | 0.47562 | Industrial_2023_SC C_million_m3_After Competition Groups_VAV Conversion Project (Gas)
Industrial | Ind ¦ Process Optimization (Gas) | 2023 | SC C | million_m3 | After Competition Groups | 0.4184 | 54631.8606 | 0.054632 | 273.7065 | 0.0015287 | 18 | Industrial_2023_SC C_million_m3_After Competition Groups_18 | Process Optimization (Gas) | 0.1529% | 0.054632 | 0.4184 | Industrial_2023_SC C_million_m3_After Competition Groups_Process Optimization (Gas)
Industrial | Ind ¦ HE HVAC Controls | 2023 | SC C | million_m3 | After Competition Groups | 0.25046 | 66207.6272 | 0.066208 | 273.7065 | 0.00091505 | 19 | Industrial_2023_SC C_million_m3_After Competition Groups_19 | HE HVAC Controls | 0.09151% | 0.066208 | 0.25046 | Industrial_2023_SC C_million_m3_After Competition Groups_HE HVAC Controls
Industrial | Ind ¦ Process Heat Recovery (Gas) - HVAC | 2023 | SC C | million_m3 | After Competition Groups | 0.11572 | 36438.1129 | 0.036438 | 273.7065 | 0.0004228 | 20 | Industrial_2023_SC C_million_m3_After Competition Groups_20 | Process Heat Recovery (Gas) - HVAC | 0.04228% | 0.036438 | 0.11572 | Industrial_2023_SC C_million_m3_After Competition Groups_Process Heat Recovery (Gas) - HVAC
Industrial | Ind ¦ Insulation - Steam - Direct | 2023 | SC C | million_m3 | After Competition Groups | 0.066756 | 6108.7689 | 0.0061088 | 273.7065 | 0.0002439 | 21 | Industrial_2023_SC C_million_m3_After Competition Groups_21 | Insulation - Steam - Direct | 0.02439% | 0.0061088 | 0.066756 | Industrial_2023_SC C_million_m3_After Competition Groups_Insulation - Steam - Direct
Industrial | Ind ¦ Insulation - Steam - HVAC | 2023 | SC C | million_m3 | After Competition Groups | 0.016174 | 1509.5441 | 0.0015095 | 273.7065 | 5.9094e-05 | 22 | Industrial_2023_SC C_million_m3_After Competition Groups_22 | Insulation - Steam - HVAC | 0.005909% | 0.0015095 | 0.016174 | Industrial_2023_SC C_million_m3_After Competition Groups_Insulation - Steam - HVAC
Industrial | Ind ¦ HE HVAC Units | 2023 | SC C | million_m3 | After Competition Groups | 0.013248 | 3492.7016 | 0.0034927 | 273.7065 | 4.8403e-05 | 23 | Industrial_2023_SC C_million_m3_After Competition Groups_23 | HE HVAC Units | 0.00484% | 0.0034927 | 0.013248 | Industrial_2023_SC C_million_m3_After Competition Groups_HE HVAC Units
Industrial | Ind ¦ Solar Walls | 2023 | SC C | million_m3 | After Competition Groups | 0.0050417 | 1821.3853 | 0.0018214 | 273.7065 | 1.842e-05 | 24 | Industrial_2023_SC C_million_m3_After Competition Groups_24 | Solar Walls | 0.001842% | 0.0018214 | 0.0050417 | Industrial_2023_SC C_million_m3_After Competition Groups_Solar Walls
Industrial | Ind ¦ High Efficiency Furnaces | 2023 | SC C | million_m3 | After Competition Groups | 0 | 0 | 0 | 273.7065 | 0 | 25 | Industrial_2023_SC C_million_m3_After Competition Groups_25 | High Efficiency Furnaces | 0% | 0 | 0 | Industrial_2023_SC C_million_m3_After Competition Groups_High Efficiency Furnaces
Industrial | Ind ¦ Steam Trap Repair | 2023 | SC C | million_m3 | After Competition Groups | 0 | 0 | 0 | 273.7065 | 0 | 26 | Industrial_2023_SC C_million_m3_After Competition Groups_26 | Steam Trap Repair | 0% | 0 | 0 | Industrial_2023_SC C_million_m3_After Competition Groups_Steam Trap Repair
Industrial | Ind ¦ Process Heat Improvements | 2023 | Technical | million_m3 | After Competition Groups | 663.9137 | 0 | 0 | 2125.7418 | 0.31232 | 1 | Industrial_2023_Technical_million_m3_After Competition Groups_1 | Process Heat Improvements | 31.23% | 0 | 663.9137 | Industrial_2023_Technical_million_m3_After Competition Groups_Process Heat Improvements
Industrial | Ind ¦ Process Heat Recovery (Gas) | 2023 | Technical | million_m3 | After Competition Groups | 303.3321 | 0 | 0 | 2125.7418 | 0.14269 | 2 | Industrial_2023_Technical_million_m3_After Competition Groups_2 | Process Heat Recovery (Gas) | 14.27% | 0 | 303.3321 | Industrial_2023_Technical_million_m3_After Competition Groups_Process Heat Recovery (Gas)
Industrial | Ind ¦ Boiler Upgrade | 2023 | Technical | million_m3 | After Competition Groups | 247.9191 | 0 | 0 | 2125.7418 | 0.11663 | 3 | Industrial_2023_Technical_million_m3_After Competition Groups_3 | Boiler Upgrade | 11.66% | 0 | 247.9191 | Industrial_2023_Technical_million_m3_After Competition Groups_Boiler Upgrade
Industrial | Ind ¦ Recommissioning | 2023 | Technical | million_m3 | After Competition Groups | 218.3228 | 0 | 0 | 2125.7418 | 0.1027 | 4 | Industrial_2023_Technical_million_m3_After Competition Groups_4 | Recommissioning | 10.27% | 0 | 218.3228 | Industrial_2023_Technical_million_m3_After Competition Groups_Recommissioning
Industrial | Ind ¦ Improved Controls -Process Heating Gas | 2023 | Technical | million_m3 | After Competition Groups | 139.1832 | 0 | 0 | 2125.7418 | 0.065475 | 5 | Industrial_2023_Technical_million_m3_After Competition Groups_5 | Improved Controls -Process Heating Gas | 6.548% | 0 | 139.1832 | Industrial_2023_Technical_million_m3_After Competition Groups_Improved Controls -Process Heating Gas
Industrial | Ind ¦ High Efficiency Burners | 2023 | Technical | million_m3 | After Competition Groups | 125.2989 | 0 | 0 | 2125.7418 | 0.058944 | 6 | Industrial_2023_Technical_million_m3_After Competition Groups_6 | High Efficiency Burners | 5.894% | 0 | 125.2989 | Industrial_2023_Technical_million_m3_After Competition Groups_High Efficiency Burners
Industrial | Ind ¦ Greenhouse Envelope Improvements | 2023 | Technical | million_m3 | After Competition Groups | 63.1325 | 0 | 0 | 2125.7418 | 0.029699 | 7 | Industrial_2023_Technical_million_m3_After Competition Groups_7 | Greenhouse Envelope Improvements | 2.97% | 0 | 63.1325 | Industrial_2023_Technical_million_m3_After Competition Groups_Greenhouse Envelope Improvements
Industrial | Ind ¦ Boiler Tune Up | 2023 | Technical | million_m3 | After Competition Groups | 43.2632 | 0 | 0 | 2125.7418 | 0.020352 | 8 | Industrial_2023_Technical_million_m3_After Competition Groups_8 | Boiler Tune Up | 2.035% | 0 | 43.2632 | Industrial_2023_Technical_million_m3_After Competition Groups_Boiler Tune Up
Industrial | Ind ¦ Insulation - Steam | 2023 | Technical | million_m3 | After Competition Groups | 41.7031 | 0 | 0 | 2125.7418 | 0.019618 | 9 | Industrial_2023_Technical_million_m3_After Competition Groups_9 | Insulation - Steam | 1.962% | 0 | 41.7031 | Industrial_2023_Technical_million_m3_After Competition Groups_Insulation - Steam
Industrial | Ind ¦ VAV Conversion Project (Gas) | 2023 | Technical | million_m3 | After Competition Groups | 34.5696 | 0 | 0 | 2125.7418 | 0.016262 | 10 | Industrial_2023_Technical_million_m3_After Competition Groups_10 | VAV Conversion Project (Gas) | 1.626% | 0 | 34.5696 | Industrial_2023_Technical_million_m3_After Competition Groups_VAV Conversion Project (Gas)
Industrial | Ind ¦ High Efficiency HVAC Fans (Gas) | 2023 | Technical | million_m3 | After Competition Groups | 33.4016 | 0 | 0 | 2125.7418 | 0.015713 | 11 | Industrial_2023_Technical_million_m3_After Competition Groups_11 | High Efficiency HVAC Fans (Gas) | 1.571% | 0 | 33.4016 | Industrial_2023_Technical_million_m3_After Competition Groups_High Efficiency HVAC Fans (Gas)
Industrial | Ind ¦ Steam Leak Repairs | 2023 | Technical | million_m3 | After Competition Groups | 26.2976 | 0 | 0 | 2125.7418 | 0.012371 | 12 | Industrial_2023_Technical_million_m3_After Competition Groups_12 | Steam Leak Repairs | 1.237% | 0 | 26.2976 | Industrial_2023_Technical_million_m3_After Competition Groups_Steam Leak Repairs
Industrial | Ind ¦ HE HVAC Controls | 2023 | Technical | million_m3 | After Competition Groups | 23.7319 | 0 | 0 | 2125.7418 | 0.011164 | 13 | Industrial_2023_Technical_million_m3_After Competition Groups_13 | HE HVAC Controls | 1.116% | 0 | 23.7319 | Industrial_2023_Technical_million_m3_After Competition Groups_HE HVAC Controls
Industrial | Ind ¦ Loading Dock Seals | 2023 | Technical | million_m3 | After Competition Groups | 23.7319 | 0 | 0 | 2125.7418 | 0.011164 | 14 | Industrial_2023_Technical_million_m3_After Competition Groups_14 | Loading Dock Seals | 1.116% | 0 | 23.7319 | Industrial_2023_Technical_million_m3_After Competition Groups_Loading Dock Seals
Industrial | Ind ¦ Direct Contact Water Heaters | 2023 | Technical | million_m3 | After Competition Groups | 22.1006 | 0 | 0 | 2125.7418 | 0.010397 | 15 | Industrial_2023_Technical_million_m3_After Competition Groups_15 | Direct Contact Water Heaters | 1.04% | 0 | 22.1006 | Industrial_2023_Technical_million_m3_After Competition Groups_Direct Contact Water Heaters
Industrial | Ind ¦ Steam Trap Repair | 2023 | Technical | million_m3 | After Competition Groups | 19.9615 | 0 | 0 | 2125.7418 | 0.0093904 | 16 | Industrial_2023_Technical_million_m3_After Competition Groups_16 | Steam Trap Repair | 0.939% | 0 | 19.9615 | Industrial_2023_Technical_million_m3_After Competition Groups_Steam Trap Repair
Industrial | Ind ¦ Insulation - Steam (AG) | 2023 | Technical | million_m3 | After Competition Groups | 18.7778 | 0 | 0 | 2125.7418 | 0.0088335 | 17 | Industrial_2023_Technical_million_m3_After Competition Groups_17 | Insulation - Steam (AG) | 0.8834% | 0 | 18.7778 | Industrial_2023_Technical_million_m3_After Competition Groups_Insulation - Steam (AG)
Industrial | Ind ¦ Air Compressor Heat Recovery | 2023 | Technical | million_m3 | After Competition Groups | 15.2876 | 0 | 0 | 2125.7418 | 0.0071917 | 18 | Industrial_2023_Technical_million_m3_After Competition Groups_18 | Air Compressor Heat Recovery | 0.7192% | 0 | 15.2876 | Industrial_2023_Technical_million_m3_After Competition Groups_Air Compressor Heat Recovery
Industrial | Ind ¦ High Efficiency Furnaces | 2023 | Technical | million_m3 | After Competition Groups | 14.4234 | 0 | 0 | 2125.7418 | 0.0067851 | 19 | Industrial_2023_Technical_million_m3_After Competition Groups_19 | High Efficiency Furnaces | 0.6785% | 0 | 14.4234 | Industrial_2023_Technical_million_m3_After Competition Groups_High Efficiency Furnaces
Industrial | Ind ¦ Steam Turbine Optimization | 2023 | Technical | million_m3 | After Competition Groups | 9.739 | 0 | 0 | 2125.7418 | 0.0045815 | 20 | Industrial_2023_Technical_million_m3_After Competition Groups_20 | Steam Turbine Optimization | 0.4581% | 0 | 9.739 | Industrial_2023_Technical_million_m3_After Competition Groups_Steam Turbine Optimization
Industrial | Ind ¦ Process Optimization (Gas) | 2023 | Technical | million_m3 | After Competition Groups | 8.9846 | 0 | 0 | 2125.7418 | 0.0042266 | 21 | Industrial_2023_Technical_million_m3_After Competition Groups_21 | Process Optimization (Gas) | 0.4227% | 0 | 8.9846 | Industrial_2023_Technical_million_m3_After Competition Groups_Process Optimization (Gas)
Industrial | Ind ¦ Gas Turbine Optimization | 2023 | Technical | million_m3 | After Competition Groups | 7.3043 | 0 | 0 | 2125.7418 | 0.0034361 | 22 | Industrial_2023_Technical_million_m3_After Competition Groups_22 | Gas Turbine Optimization | 0.3436% | 0 | 7.3043 | Industrial_2023_Technical_million_m3_After Competition Groups_Gas Turbine Optimization
Industrial | Ind ¦ HE Stock Tank | 2023 | Technical | million_m3 | After Competition Groups | 6.8161 | 0 | 0 | 2125.7418 | 0.0032064 | 23 | Industrial_2023_Technical_million_m3_After Competition Groups_23 | HE Stock Tank | 0.3206% | 0 | 6.8161 | Industrial_2023_Technical_million_m3_After Competition Groups_HE Stock Tank
Industrial | Ind ¦ Ventilation Optimization (Gas) | 2023 | Technical | million_m3 | After Competition Groups | 4.7572 | 0 | 0 | 2125.7418 | 0.0022379 | 24 | Industrial_2023_Technical_million_m3_After Competition Groups_24 | Ventilation Optimization (Gas) | 0.2238% | 0 | 4.7572 | Industrial_2023_Technical_million_m3_After Competition Groups_Ventilation Optimization (Gas)
Industrial | Ind ¦ Solar Walls | 2023 | Technical | million_m3 | After Competition Groups | 4.6631 | 0 | 0 | 2125.7418 | 0.0021936 | 25 | Industrial_2023_Technical_million_m3_After Competition Groups_25 | Solar Walls | 0.2194% | 0 | 4.6631 | Industrial_2023_Technical_million_m3_After Competition Groups_Solar Walls
Industrial | Ind ¦ HE HVAC Units | 2023 | Technical | million_m3 | After Competition Groups | 1.6908 | 0 | 0 | 2125.7418 | 0.00079539 | 26 | Industrial_2023_Technical_million_m3_After Competition Groups_26 | HE HVAC Units | 0.07954% | 0 | 1.6908 | Industrial_2023_Technical_million_m3_After Competition Groups_HE HVAC Units
Industrial | Ind ¦ Boiler Tune Up - Direct | 2023 | Technical | million_m3 | After Competition Groups | 1.4767 | 0 | 0 | 2125.7418 | 0.0006947 | 27 | Industrial_2023_Technical_million_m3_After Competition Groups_27 | Boiler Tune Up - Direct | 0.06947% | 0 | 1.4767 | Industrial_2023_Technical_million_m3_After Competition Groups_Boiler Tune Up - Direct
Industrial | Ind ¦ Process Heat Recovery (Gas) - HVAC | 2023 | Technical | million_m3 | After Competition Groups | 1.0137 | 0 | 0 | 2125.7418 | 0.00047689 | 28 | Industrial_2023_Technical_million_m3_After Competition Groups_28 | Process Heat Recovery (Gas) - HVAC | 0.04769% | 0 | 1.0137 | Industrial_2023_Technical_million_m3_After Competition Groups_Process Heat Recovery (Gas) - HVAC
Industrial | Ind ¦ Insulation - Steam - Direct | 2023 | Technical | million_m3 | After Competition Groups | 0.67583 | 0 | 0 | 2125.7418 | 0.00031793 | 29 | Industrial_2023_Technical_million_m3_After Competition Groups_29 | Insulation - Steam - Direct | 0.03179% | 0 | 0.67583 | Industrial_2023_Technical_million_m3_After Competition Groups_Insulation - Steam - Direct
Industrial | Ind ¦ Insulation - Steam - HVAC | 2023 | Technical | million_m3 | After Competition Groups | 0.14055 | 0 | 0 | 2125.7418 | 6.6117e-05 | 30 | Industrial_2023_Technical_million_m3_After Competition Groups_30 | Insulation - Steam - HVAC | 0.006612% | 0 | 0.14055 | Industrial_2023_Technical_million_m3_After Competition Groups_Insulation - Steam - HVAC
Industrial | Ind ¦ Boiler Tune Up - HVAC | 2023 | Technical | million_m3 | After Competition Groups | 0.12778 | 0 | 0 | 2125.7418 | 6.0111e-05 | 31 | Industrial_2023_Technical_million_m3_After Competition Groups_31 | Boiler Tune Up - HVAC | 0.006011% | 0 | 0.12778 | Industrial_2023_Technical_million_m3_After Competition Groups_Boiler Tune Up - HVAC
Industrial | Ind ¦ Process Heat Improvements | 2024 | Economic | million_m3 | After Competition Groups | 687.9365 | 0 | 0 | 2040.093 | 0.33721 | 1 | Industrial_2024_Economic_million_m3_After Competition Groups_1 | Process Heat Improvements | 33.72% | 0 | 687.9365 | Industrial_2024_Economic_million_m3_After Competition Groups_Process Heat Improvements
Industrial | Ind ¦ Process Heat Recovery (Gas) | 2024 | Economic | million_m3 | After Competition Groups | 303.3321 | 0 | 0 | 2040.093 | 0.14869 | 2 | Industrial_2024_Economic_million_m3_After Competition Groups_2 | Process Heat Recovery (Gas) | 14.87% | 0 | 303.3321 | Industrial_2024_Economic_million_m3_After Competition Groups_Process Heat Recovery (Gas)
Industrial | Ind ¦ Boiler Upgrade | 2024 | Economic | million_m3 | After Competition Groups | 257.6521 | 0 | 0 | 2040.093 | 0.12629 | 3 | Industrial_2024_Economic_million_m3_After Competition Groups_3 | Boiler Upgrade | 12.63% | 0 | 257.6521 | Industrial_2024_Economic_million_m3_After Competition Groups_Boiler Upgrade
Industrial | Ind ¦ Recommissioning | 2024 | Economic | million_m3 | After Competition Groups | 218.3228 | 0 | 0 | 2040.093 | 0.10702 | 4 | Industrial_2024_Economic_million_m3_After Competition Groups_4 | Recommissioning | 10.7% | 0 | 218.3228 | Industrial_2024_Economic_million_m3_After Competition Groups_Recommissioning
Industrial | Ind ¦ Improved Controls -Process Heating Gas | 2024 | Economic | million_m3 | After Competition Groups | 139.1832 | 0 | 0 | 2040.093 | 0.068224 | 5 | Industrial_2024_Economic_million_m3_After Competition Groups_5 | Improved Controls -Process Heating Gas | 6.822% | 0 | 139.1832 | Industrial_2024_Economic_million_m3_After Competition Groups_Improved Controls -Process Heating Gas
Industrial | Ind ¦ High Efficiency Burners | 2024 | Economic | million_m3 | After Competition Groups | 129.8327 | 0 | 0 | 2040.093 | 0.063641 | 6 | Industrial_2024_Economic_million_m3_After Competition Groups_6 | High Efficiency Burners | 6.364% | 0 | 129.8327 | Industrial_2024_Economic_million_m3_After Competition Groups_High Efficiency Burners
Industrial | Ind ¦ Greenhouse Envelope Improvements | 2024 | Economic | million_m3 | After Competition Groups | 66.8412 | 0 | 0 | 2040.093 | 0.032764 | 7 | Industrial_2024_Economic_million_m3_After Competition Groups_7 | Greenhouse Envelope Improvements | 3.276% | 0 | 66.8412 | Industrial_2024_Economic_million_m3_After Competition Groups_Greenhouse Envelope Improvements
Industrial | Ind ¦ Insulation - Steam | 2024 | Economic | million_m3 | After Competition Groups | 41.7031 | 0 | 0 | 2040.093 | 0.020442 | 8 | Industrial_2024_Economic_million_m3_After Competition Groups_8 | Insulation - Steam | 2.044% | 0 | 41.7031 | Industrial_2024_Economic_million_m3_After Competition Groups_Insulation - Steam
Industrial | Ind ¦ VAV Conversion Project (Gas) | 2024 | Economic | million_m3 | After Competition Groups | 34.616 | 0 | 0 | 2040.093 | 0.016968 | 9 | Industrial_2024_Economic_million_m3_After Competition Groups_9 | VAV Conversion Project (Gas) | 1.697% | 0 | 34.616 | Industrial_2024_Economic_million_m3_After Competition Groups_VAV Conversion Project (Gas)
Industrial | Ind ¦ High Efficiency HVAC Fans (Gas) | 2024 | Economic | million_m3 | After Competition Groups | 34.3328 | 0 | 0 | 2040.093 | 0.016829 | 10 | Industrial_2024_Economic_million_m3_After Competition Groups_10 | High Efficiency HVAC Fans (Gas) | 1.683% | 0 | 34.3328 | Industrial_2024_Economic_million_m3_After Competition Groups_High Efficiency HVAC Fans (Gas)
Industrial | Ind ¦ HE HVAC Controls | 2024 | Economic | million_m3 | After Competition Groups | 23.7319 | 0 | 0 | 2040.093 | 0.011633 | 11 | Industrial_2024_Economic_million_m3_After Competition Groups_11 | HE HVAC Controls | 1.163% | 0 | 23.7319 | Industrial_2024_Economic_million_m3_After Competition Groups_HE HVAC Controls
Industrial | Ind ¦ Direct Contact Water Heaters | 2024 | Economic | million_m3 | After Competition Groups | 22.9292 | 0 | 0 | 2040.093 | 0.011239 | 12 | Industrial_2024_Economic_million_m3_After Competition Groups_12 | Direct Contact Water Heaters | 1.124% | 0 | 22.9292 | Industrial_2024_Economic_million_m3_After Competition Groups_Direct Contact Water Heaters
Industrial | Ind ¦ Insulation - Steam (AG) | 2024 | Economic | million_m3 | After Competition Groups | 18.6287 | 0 | 0 | 2040.093 | 0.0091313 | 13 | Industrial_2024_Economic_million_m3_After Competition Groups_13 | Insulation - Steam (AG) | 0.9131% | 0 | 18.6287 | Industrial_2024_Economic_million_m3_After Competition Groups_Insulation - Steam (AG)
Industrial | Ind ¦ Air Compressor Heat Recovery | 2024 | Economic | million_m3 | After Competition Groups | 15.2876 | 0 | 0 | 2040.093 | 0.0074936 | 14 | Industrial_2024_Economic_million_m3_After Competition Groups_14 | Air Compressor Heat Recovery | 0.7494% | 0 | 15.2876 | Industrial_2024_Economic_million_m3_After Competition Groups_Air Compressor Heat Recovery
Industrial | Ind ¦ Steam Turbine Optimization | 2024 | Economic | million_m3 | After Competition Groups | 9.7424 | 0 | 0 | 2040.093 | 0.0047755 | 15 | Industrial_2024_Economic_million_m3_After Competition Groups_15 | Steam Turbine Optimization | 0.4775% | 0 | 9.7424 | Industrial_2024_Economic_million_m3_After Competition Groups_Steam Turbine Optimization
Industrial | Ind ¦ Process Optimization (Gas) | 2024 | Economic | million_m3 | After Competition Groups | 8.9846 | 0 | 0 | 2040.093 | 0.004404 | 16 | Industrial_2024_Economic_million_m3_After Competition Groups_16 | Process Optimization (Gas) | 0.4404% | 0 | 8.9846 | Industrial_2024_Economic_million_m3_After Competition Groups_Process Optimization (Gas)
Industrial | Ind ¦ Gas Turbine Optimization | 2024 | Economic | million_m3 | After Competition Groups | 7.3068 | 0 | 0 | 2040.093 | 0.0035816 | 17 | Industrial_2024_Economic_million_m3_After Competition Groups_17 | Gas Turbine Optimization | 0.3582% | 0 | 7.3068 | Industrial_2024_Economic_million_m3_After Competition Groups_Gas Turbine Optimization
Industrial | Ind ¦ HE Stock Tank | 2024 | Economic | million_m3 | After Competition Groups | 7.0917 | 0 | 0 | 2040.093 | 0.0034762 | 18 | Industrial_2024_Economic_million_m3_After Competition Groups_18 | HE Stock Tank | 0.3476% | 0 | 7.0917 | Industrial_2024_Economic_million_m3_After Competition Groups_HE Stock Tank
Industrial | Ind ¦ Ventilation Optimization (Gas) | 2024 | Economic | million_m3 | After Competition Groups | 4.7572 | 0 | 0 | 2040.093 | 0.0023318 | 19 | Industrial_2024_Economic_million_m3_After Competition Groups_19 | Ventilation Optimization (Gas) | 0.2332% | 0 | 4.7572 | Industrial_2024_Economic_million_m3_After Competition Groups_Ventilation Optimization (Gas)
Industrial | Ind ¦ Solar Walls | 2024 | Economic | million_m3 | After Competition Groups | 4.6693 | 0 | 0 | 2040.093 | 0.0022888 | 20 | Industrial_2024_Economic_million_m3_After Competition Groups_20 | Solar Walls | 0.2289% | 0 | 4.6693 | Industrial_2024_Economic_million_m3_After Competition Groups_Solar Walls
Industrial | Ind ¦ HE HVAC Units | 2024 | Economic | million_m3 | After Competition Groups | 1.3809 | 0 | 0 | 2040.093 | 0.00067688 | 21 | Industrial_2024_Economic_million_m3_After Competition Groups_21 | HE HVAC Units | 0.06769% | 0 | 1.3809 | Industrial_2024_Economic_million_m3_After Competition Groups_HE HVAC Units
Industrial | Ind ¦ Process Heat Recovery (Gas) - HVAC | 2024 | Economic | million_m3 | After Competition Groups | 1.0137 | 0 | 0 | 2040.093 | 0.00049691 | 22 | Industrial_2024_Economic_million_m3_After Competition Groups_22 | Process Heat Recovery (Gas) - HVAC | 0.04969% | 0 | 1.0137 | Industrial_2024_Economic_million_m3_After Competition Groups_Process Heat Recovery (Gas) - HVAC
Industrial | Ind ¦ Insulation - Steam - Direct | 2024 | Economic | million_m3 | After Competition Groups | 0.67583 | 0 | 0 | 2040.093 | 0.00033128 | 23 | Industrial_2024_Economic_million_m3_After Competition Groups_23 | Insulation - Steam - Direct | 0.03313% | 0 | 0.67583 | Industrial_2024_Economic_million_m3_After Competition Groups_Insulation - Steam - Direct
Industrial | Ind ¦ Insulation - Steam - HVAC | 2024 | Economic | million_m3 | After Competition Groups | 0.14055 | 0 | 0 | 2040.093 | 6.8893e-05 | 24 | Industrial_2024_Economic_million_m3_After Competition Groups_24 | Insulation - Steam - HVAC | 0.006889% | 0 | 0.14055 | Industrial_2024_Economic_million_m3_After Competition Groups_Insulation - Steam - HVAC
Industrial | Ind ¦ High Efficiency Furnaces | 2024 | Economic | million_m3 | After Competition Groups | 0 | 0 | 0 | 2040.093 | 0 | 25 | Industrial_2024_Economic_million_m3_After Competition Groups_25 | High Efficiency Furnaces | 0% | 0 | 0 | Industrial_2024_Economic_million_m3_After Competition Groups_High Efficiency Furnaces
Industrial | Ind ¦ Steam Trap Repair | 2024 | Economic | million_m3 | After Competition Groups | 0 | 0 | 0 | 2040.093 | 0 | 26 | Industrial_2024_Economic_million_m3_After Competition Groups_26 | Steam Trap Repair | 0% | 0 | 0 | Industrial_2024_Economic_million_m3_After Competition Groups_Steam Trap Repair
Industrial | Ind ¦ Boiler Upgrade | 2024 | SC A | million_m3 | After Competition Groups | 88.5821 | 6116508.9052 | 6.1165 | 271.3884 | 0.3264 | 1 | Industrial_2024_SC A_million_m3_After Competition Groups_1 | Boiler Upgrade | 32.64% | 6.1165 | 88.5821 | Industrial_2024_SC A_million_m3_After Competition Groups_Boiler Upgrade
Industrial | Ind ¦ Process Heat Improvements | 2024 | SC A | million_m3 | After Competition Groups | 62.1473 | 6017079.8745 | 6.0171 | 271.3884 | 0.229 | 2 | Industrial_2024_SC A_million_m3_After Competition Groups_2 | Process Heat Improvements | 22.9% | 6.0171 | 62.1473 | Industrial_2024_SC A_million_m3_After Competition Groups_Process Heat Improvements
Industrial | Ind ¦ Recommissioning | 2024 | SC A | million_m3 | After Competition Groups | 26.1765 | 973448.9753 | 0.97345 | 271.3884 | 0.096454 | 3 | Industrial_2024_SC A_million_m3_After Competition Groups_3 | Recommissioning | 9.645% | 0.97345 | 26.1765 | Industrial_2024_SC A_million_m3_After Competition Groups_Recommissioning
Industrial | Ind ¦ Greenhouse Envelope Improvements | 2024 | SC A | million_m3 | After Competition Groups | 25.5739 | 347798.337 | 0.3478 | 271.3884 | 0.094233 | 4 | Industrial_2024_SC A_million_m3_After Competition Groups_4 | Greenhouse Envelope Improvements | 9.423% | 0.3478 | 25.5739 | Industrial_2024_SC A_million_m3_After Competition Groups_Greenhouse Envelope Improvements
Industrial | Ind ¦ Process Heat Recovery (Gas) | 2024 | SC A | million_m3 | After Competition Groups | 21.1518 | 1413938.5222 | 1.4139 | 271.3884 | 0.077939 | 5 | Industrial_2024_SC A_million_m3_After Competition Groups_5 | Process Heat Recovery (Gas) | 7.794% | 1.4139 | 21.1518 | Industrial_2024_SC A_million_m3_After Competition Groups_Process Heat Recovery (Gas)
Industrial | Ind ¦ Improved Controls -Process Heating Gas | 2024 | SC A | million_m3 | After Competition Groups | 17.3079 | 1449821.2387 | 1.4498 | 271.3884 | 0.063775 | 6 | Industrial_2024_SC A_million_m3_After Competition Groups_6 | Improved Controls -Process Heating Gas | 6.378% | 1.4498 | 17.3079 | Industrial_2024_SC A_million_m3_After Competition Groups_Improved Controls -Process Heating Gas
Industrial | Ind ¦ Insulation - Steam | 2024 | SC A | million_m3 | After Competition Groups | 5.5704 | 454403.3892 | 0.4544 | 271.3884 | 0.020526 | 7 | Industrial_2024_SC A_million_m3_After Competition Groups_7 | Insulation - Steam | 2.053% | 0.4544 | 5.5704 | Industrial_2024_SC A_million_m3_After Competition Groups_Insulation - Steam
Industrial | Ind ¦ Direct Contact Water Heaters | 2024 | SC A | million_m3 | After Competition Groups | 4.4257 | 0 | 0 | 271.3884 | 0.016308 | 8 | Industrial_2024_SC A_million_m3_After Competition Groups_8 | Direct Contact Water Heaters | 1.631% | 0 | 4.4257 | Industrial_2024_SC A_million_m3_After Competition Groups_Direct Contact Water Heaters
Industrial | Ind ¦ High Efficiency Burners | 2024 | SC A | million_m3 | After Competition Groups | 3.315 | 216733.6096 | 0.21673 | 271.3884 | 0.012215 | 9 | Industrial_2024_SC A_million_m3_After Competition Groups_9 | High Efficiency Burners | 1.222% | 0.21673 | 3.315 | Industrial_2024_SC A_million_m3_After Competition Groups_High Efficiency Burners
Industrial | Ind ¦ Steam Turbine Optimization | 2024 | SC A | million_m3 | After Competition Groups | 3.2502 | 318525.883 | 0.31853 | 271.3884 | 0.011976 | 10 | Industrial_2024_SC A_million_m3_After Competition Groups_10 | Steam Turbine Optimization | 1.198% | 0.31853 | 3.2502 | Industrial_2024_SC A_million_m3_After Competition Groups_Steam Turbine Optimization
Industrial | Ind ¦ High Efficiency HVAC Fans (Gas) | 2024 | SC A | million_m3 | After Competition Groups | 3.1813 | 237186.5919 | 0.23719 | 271.3884 | 0.011722 | 11 | Industrial_2024_SC A_million_m3_After Competition Groups_11 | High Efficiency HVAC Fans (Gas) | 1.172% | 0.23719 | 3.1813 | Industrial_2024_SC A_million_m3_After Competition Groups_High Efficiency HVAC Fans (Gas)
Industrial | Ind ¦ Insulation - Steam (AG) | 2024 | SC A | million_m3 | After Competition Groups | 2.8816 | 238037.9308 | 0.23804 | 271.3884 | 0.010618 | 12 | Industrial_2024_SC A_million_m3_After Competition Groups_12 | Insulation - Steam (AG) | 1.062% | 0.23804 | 2.8816 | Industrial_2024_SC A_million_m3_After Competition Groups_Insulation - Steam (AG)
Industrial | Ind ¦ Gas Turbine Optimization | 2024 | SC A | million_m3 | After Competition Groups | 2.3909 | 195942.5523 | 0.19594 | 271.3884 | 0.0088099 | 13 | Industrial_2024_SC A_million_m3_After Competition Groups_13 | Gas Turbine Optimization | 0.881% | 0.19594 | 2.3909 | Industrial_2024_SC A_million_m3_After Competition Groups_Gas Turbine Optimization
Industrial | Ind ¦ Air Compressor Heat Recovery | 2024 | SC A | million_m3 | After Competition Groups | 1.8017 | 140880.6203 | 0.14088 | 271.3884 | 0.0066389 | 14 | Industrial_2024_SC A_million_m3_After Competition Groups_14 | Air Compressor Heat Recovery | 0.6639% | 0.14088 | 1.8017 | Industrial_2024_SC A_million_m3_After Competition Groups_Air Compressor Heat Recovery
Industrial | Ind ¦ Ventilation Optimization (Gas) | 2024 | SC A | million_m3 | After Competition Groups | 1.7619 | 0 | 0 | 271.3884 | 0.0064923 | 15 | Industrial_2024_SC A_million_m3_After Competition Groups_15 | Ventilation Optimization (Gas) | 0.6492% | 0 | 1.7619 | Industrial_2024_SC A_million_m3_After Competition Groups_Ventilation Optimization (Gas)
Industrial | Ind ¦ HE Stock Tank | 2024 | SC A | million_m3 | After Competition Groups | 0.72815 | 64070.6846 | 0.064071 | 271.3884 | 0.0026831 | 16 | Industrial_2024_SC A_million_m3_After Competition Groups_16 | HE Stock Tank | 0.2683% | 0.064071 | 0.72815 | Industrial_2024_SC A_million_m3_After Competition Groups_HE Stock Tank
Industrial | Ind ¦ Process Optimization (Gas) | 2024 | SC A | million_m3 | After Competition Groups | 0.52479 | 52389.7598 | 0.05239 | 271.3884 | 0.0019337 | 17 | Industrial_2024_SC A_million_m3_After Competition Groups_17 | Process Optimization (Gas) | 0.1934% | 0.05239 | 0.52479 | Industrial_2024_SC A_million_m3_After Competition Groups_Process Optimization (Gas)
Industrial | Ind ¦ VAV Conversion Project (Gas) | 2024 | SC A | million_m3 | After Competition Groups | 0.24887 | 25729.988 | 0.02573 | 271.3884 | 0.00091703 | 18 | Industrial_2024_SC A_million_m3_After Competition Groups_18 | VAV Conversion Project (Gas) | 0.0917% | 0.02573 | 0.24887 | Industrial_2024_SC A_million_m3_After Competition Groups_VAV Conversion Project (Gas)
Industrial | Ind ¦ HE HVAC Controls | 2024 | SC A | million_m3 | After Competition Groups | 0.16788 | 18720.9895 | 0.018721 | 271.3884 | 0.00061859 | 19 | Industrial_2024_SC A_million_m3_After Competition Groups_19 | HE HVAC Controls | 0.06186% | 0.018721 | 0.16788 | Industrial_2024_SC A_million_m3_After Competition Groups_HE HVAC Controls
Industrial | Ind ¦ Insulation - Steam - Direct | 2024 | SC A | million_m3 | After Competition Groups | 0.084561 | 6835.7339 | 0.0068357 | 271.3884 | 0.00031159 | 20 | Industrial_2024_SC A_million_m3_After Competition Groups_20 | Insulation - Steam - Direct | 0.03116% | 0.0068357 | 0.084561 | Industrial_2024_SC A_million_m3_After Competition Groups_Insulation - Steam - Direct
Industrial | Ind ¦ Process Heat Recovery (Gas) - HVAC | 2024 | SC A | million_m3 | After Competition Groups | 0.083642 | 5810.8775 | 0.0058109 | 271.3884 | 0.0003082 | 21 | Industrial_2024_SC A_million_m3_After Competition Groups_21 | Process Heat Recovery (Gas) - HVAC | 0.03082% | 0.0058109 | 0.083642 | Industrial_2024_SC A_million_m3_After Competition Groups_Process Heat Recovery (Gas) - HVAC
Industrial | Ind ¦ Insulation - Steam - HVAC | 2024 | SC A | million_m3 | After Competition Groups | 0.020609 | 1702.4206 | 0.0017024 | 271.3884 | 7.5938e-05 | 22 | Industrial_2024_SC A_million_m3_After Competition Groups_22 | Insulation - Steam - HVAC | 0.007594% | 0.0017024 | 0.020609 | Industrial_2024_SC A_million_m3_After Competition Groups_Insulation - Steam - HVAC
Industrial | Ind ¦ HE HVAC Units | 2024 | SC A | million_m3 | After Competition Groups | 0.0088852 | 989.8329 | 0.00098983 | 271.3884 | 3.274e-05 | 23 | Industrial_2024_SC A_million_m3_After Competition Groups_23 | HE HVAC Units | 0.003274% | 0.00098983 | 0.0088852 | Industrial_2024_SC A_million_m3_After Competition Groups_HE HVAC Units
Industrial | Ind ¦ Solar Walls | 2024 | SC A | million_m3 | After Competition Groups | 0.0027175 | 0 | 0 | 271.3884 | 1.0013e-05 | 24 | Industrial_2024_SC A_million_m3_After Competition Groups_24 | Solar Walls | 0.001001% | 0 | 0.0027175 | Industrial_2024_SC A_million_m3_After Competition Groups_Solar Walls
Industrial | Ind ¦ High Efficiency Furnaces | 2024 | SC A | million_m3 | After Competition Groups | 0 | 0 | 0 | 271.3884 | 0 | 25 | Industrial_2024_SC A_million_m3_After Competition Groups_25 | High Efficiency Furnaces | 0% | 0 | 0 | Industrial_2024_SC A_million_m3_After Competition Groups_High Efficiency Furnaces
Industrial | Ind ¦ Steam Trap Repair | 2024 | SC A | million_m3 | After Competition Groups | 0 | 0 | 0 | 271.3884 | 0 | 26 | Industrial_2024_SC A_million_m3_After Competition Groups_26 | Steam Trap Repair | 0% | 0 | 0 | Industrial_2024_SC A_million_m3_After Competition Groups_Steam Trap Repair
Industrial | Ind ¦ Process Heat Improvements | 2024 | SC B | million_m3 | After Competition Groups | 190.9546 | 42843268.3124 | 42.8433 | 692.6448 | 0.27569 | 1 | Industrial_2024_SC B_million_m3_After Competition Groups_1 | Process Heat Improvements | 27.57% | 42.8433 | 190.9546 | Industrial_2024_SC B_million_m3_After Competition Groups_Process Heat Improvements
Industrial | Ind ¦ Boiler Upgrade | 2024 | SC B | million_m3 | After Competition Groups | 117.6484 | 33365863.6219 | 33.3659 | 692.6448 | 0.16985 | 2 | Industrial_2024_SC B_million_m3_After Competition Groups_2 | Boiler Upgrade | 16.99% | 33.3659 | 117.6484 | Industrial_2024_SC B_million_m3_After Competition Groups_Boiler Upgrade
Industrial | Ind ¦ Process Heat Recovery (Gas) | 2024 | SC B | million_m3 | After Competition Groups | 104.7129 | 28411331.1454 | 28.4113 | 692.6448 | 0.15118 | 3 | Industrial_2024_SC B_million_m3_After Competition Groups_3 | Process Heat Recovery (Gas) | 15.12% | 28.4113 | 104.7129 | Industrial_2024_SC B_million_m3_After Competition Groups_Process Heat Recovery (Gas)
Industrial | Ind ¦ Recommissioning | 2024 | SC B | million_m3 | After Competition Groups | 76.4889 | 7997255.7363 | 7.9973 | 692.6448 | 0.11043 | 4 | Industrial_2024_SC B_million_m3_After Competition Groups_4 | Recommissioning | 11.04% | 7.9973 | 76.4889 | Industrial_2024_SC B_million_m3_After Competition Groups_Recommissioning
Industrial | Ind ¦ Improved Controls -Process Heating Gas | 2024 | SC B | million_m3 | After Competition Groups | 47.8367 | 6827918.4663 | 6.8279 | 692.6448 | 0.069064 | 5 | Industrial_2024_SC B_million_m3_After Competition Groups_5 | Improved Controls -Process Heating Gas | 6.906% | 6.8279 | 47.8367 | Industrial_2024_SC B_million_m3_After Competition Groups_Improved Controls -Process Heating Gas
Industrial | Ind ¦ High Efficiency Burners | 2024 | SC B | million_m3 | After Competition Groups | 36.3807 | 12793282.765 | 12.7933 | 692.6448 | 0.052524 | 6 | Industrial_2024_SC B_million_m3_After Competition Groups_6 | High Efficiency Burners | 5.252% | 12.7933 | 36.3807 | Industrial_2024_SC B_million_m3_After Competition Groups_High Efficiency Burners
Industrial | Ind ¦ Greenhouse Envelope Improvements | 2024 | SC B | million_m3 | After Competition Groups | 35.133 | 511658.9257 | 0.51166 | 692.6448 | 0.050723 | 7 | Industrial_2024_SC B_million_m3_After Competition Groups_7 | Greenhouse Envelope Improvements | 5.072% | 0.51166 | 35.133 | Industrial_2024_SC B_million_m3_After Competition Groups_Greenhouse Envelope Improvements
Industrial | Ind ¦ Insulation - Steam | 2024 | SC B | million_m3 | After Competition Groups | 14.7757 | 1161870.1603 | 1.1619 | 692.6448 | 0.021332 | 8 | Industrial_2024_SC B_million_m3_After Competition Groups_8 | Insulation - Steam | 2.133% | 1.1619 | 14.7757 | Industrial_2024_SC B_million_m3_After Competition Groups_Insulation - Steam
Industrial | Ind ¦ High Efficiency HVAC Fans (Gas) | 2024 | SC B | million_m3 | After Competition Groups | 12.8044 | 3283627.9959 | 3.2836 | 692.6448 | 0.018486 | 9 | Industrial_2024_SC B_million_m3_After Competition Groups_9 | High Efficiency HVAC Fans (Gas) | 1.849% | 3.2836 | 12.8044 | Industrial_2024_SC B_million_m3_After Competition Groups_High Efficiency HVAC Fans (Gas)
Industrial | Ind ¦ VAV Conversion Project (Gas) | 2024 | SC B | million_m3 | After Competition Groups | 12.5931 | 6156029.557 | 6.156 | 692.6448 | 0.018181 | 10 | Industrial_2024_SC B_million_m3_After Competition Groups_10 | VAV Conversion Project (Gas) | 1.818% | 6.156 | 12.5931 | Industrial_2024_SC B_million_m3_After Competition Groups_VAV Conversion Project (Gas)
Industrial | Ind ¦ HE HVAC Controls | 2024 | SC B | million_m3 | After Competition Groups | 8.9062 | 4314416.654 | 4.3144 | 692.6448 | 0.012858 | 11 | Industrial_2024_SC B_million_m3_After Competition Groups_11 | HE HVAC Controls | 1.286% | 4.3144 | 8.9062 | Industrial_2024_SC B_million_m3_After Competition Groups_HE HVAC Controls
Industrial | Ind ¦ Direct Contact Water Heaters | 2024 | SC B | million_m3 | After Competition Groups | 8.4621 | 0 | 0 | 692.6448 | 0.012217 | 12 | Industrial_2024_SC B_million_m3_After Competition Groups_12 | Direct Contact Water Heaters | 1.222% | 0 | 8.4621 | Industrial_2024_SC B_million_m3_After Competition Groups_Direct Contact Water Heaters
Industrial | Ind ¦ Insulation - Steam (AG) | 2024 | SC B | million_m3 | After Competition Groups | 7.6003 | 597885.1834 | 0.59789 | 692.6448 | 0.010973 | 13 | Industrial_2024_SC B_million_m3_After Competition Groups_13 | Insulation - Steam (AG) | 1.097% | 0.59789 | 7.6003 | Industrial_2024_SC B_million_m3_After Competition Groups_Insulation - Steam (AG)
Industrial | Ind ¦ Air Compressor Heat Recovery | 2024 | SC B | million_m3 | After Competition Groups | 5.5085 | 1035533.1546 | 1.0355 | 692.6448 | 0.0079529 | 14 | Industrial_2024_SC B_million_m3_After Competition Groups_14 | Air Compressor Heat Recovery | 0.7953% | 1.0355 | 5.5085 | Industrial_2024_SC B_million_m3_After Competition Groups_Air Compressor Heat Recovery
Industrial | Ind ¦ Steam Turbine Optimization | 2024 | SC B | million_m3 | After Competition Groups | 3.2909 | 747675.085 | 0.74768 | 692.6448 | 0.0047512 | 15 | Industrial_2024_SC B_million_m3_After Competition Groups_15 | Steam Turbine Optimization | 0.4751% | 0.74768 | 3.2909 | Industrial_2024_SC B_million_m3_After Competition Groups_Steam Turbine Optimization
Industrial | Ind ¦ Gas Turbine Optimization | 2024 | SC B | million_m3 | After Competition Groups | 2.4682 | 560756.3138 | 0.56076 | 692.6448 | 0.0035634 | 16 | Industrial_2024_SC B_million_m3_After Competition Groups_16 | Gas Turbine Optimization | 0.3563% | 0.56076 | 2.4682 | Industrial_2024_SC B_million_m3_After Competition Groups_Gas Turbine Optimization
Industrial | Ind ¦ HE Stock Tank | 2024 | SC B | million_m3 | After Competition Groups | 1.9335 | 165583.6638 | 0.16558 | 692.6448 | 0.0027915 | 17 | Industrial_2024_SC B_million_m3_After Competition Groups_17 | HE Stock Tank | 0.2792% | 0.16558 | 1.9335 | Industrial_2024_SC B_million_m3_After Competition Groups_HE Stock Tank
Industrial | Ind ¦ Ventilation Optimization (Gas) | 2024 | SC B | million_m3 | After Competition Groups | 1.7619 | 0 | 0 | 692.6448 | 0.0025438 | 18 | Industrial_2024_SC B_million_m3_After Competition Groups_18 | Ventilation Optimization (Gas) | 0.2544% | 0 | 1.7619 | Industrial_2024_SC B_million_m3_After Competition Groups_Ventilation Optimization (Gas)
Industrial | Ind ¦ Solar Walls | 2024 | SC B | million_m3 | After Competition Groups | 1.6986 | 1406070.697 | 1.4061 | 692.6448 | 0.0024523 | 19 | Industrial_2024_SC B_million_m3_After Competition Groups_19 | Solar Walls | 0.2452% | 1.4061 | 1.6986 | Industrial_2024_SC B_million_m3_After Competition Groups_Solar Walls
Industrial | Ind ¦ Process Optimization (Gas) | 2024 | SC B | million_m3 | After Competition Groups | 0.52479 | 60359.2815 | 0.060359 | 692.6448 | 0.00075766 | 20 | Industrial_2024_SC B_million_m3_After Competition Groups_20 | Process Optimization (Gas) | 0.07577% | 0.060359 | 0.52479 | Industrial_2024_SC B_million_m3_After Competition Groups_Process Optimization (Gas)
Industrial | Ind ¦ HE HVAC Units | 2024 | SC B | million_m3 | After Competition Groups | 0.48982 | 237193.5821 | 0.23719 | 692.6448 | 0.00070717 | 21 | Industrial_2024_SC B_million_m3_After Competition Groups_21 | HE HVAC Units | 0.07072% | 0.23719 | 0.48982 | Industrial_2024_SC B_million_m3_After Competition Groups_HE HVAC Units
Industrial | Ind ¦ Process Heat Recovery (Gas) - HVAC | 2024 | SC B | million_m3 | After Competition Groups | 0.39205 | 106471.787 | 0.10647 | 692.6448 | 0.00056602 | 22 | Industrial_2024_SC B_million_m3_After Competition Groups_22 | Process Heat Recovery (Gas) - HVAC | 0.0566% | 0.10647 | 0.39205 | Industrial_2024_SC B_million_m3_After Competition Groups_Process Heat Recovery (Gas) - HVAC
Industrial | Ind ¦ Insulation - Steam - Direct | 2024 | SC B | million_m3 | After Competition Groups | 0.2251 | 17680.6524 | 0.017681 | 692.6448 | 0.00032498 | 23 | Industrial_2024_SC B_million_m3_After Competition Groups_23 | Insulation - Steam - Direct | 0.0325% | 0.017681 | 0.2251 | Industrial_2024_SC B_million_m3_After Competition Groups_Insulation - Steam - Direct
Industrial | Ind ¦ Insulation - Steam - HVAC | 2024 | SC B | million_m3 | After Competition Groups | 0.054356 | 4276.0083 | 0.004276 | 692.6448 | 7.8476e-05 | 24 | Industrial_2024_SC B_million_m3_After Competition Groups_24 | Insulation - Steam - HVAC | 0.007848% | 0.004276 | 0.054356 | Industrial_2024_SC B_million_m3_After Competition Groups_Insulation - Steam - HVAC
Industrial | Ind ¦ High Efficiency Furnaces | 2024 | SC B | million_m3 | After Competition Groups | 0 | 0 | 0 | 692.6448 | 0 | 25 | Industrial_2024_SC B_million_m3_After Competition Groups_25 | High Efficiency Furnaces | 0% | 0 | 0 | Industrial_2024_SC B_million_m3_After Competition Groups_High Efficiency Furnaces
Industrial | Ind ¦ Steam Trap Repair | 2024 | SC B | million_m3 | After Competition Groups | 0 | 0 | 0 | 692.6448 | 0 | 26 | Industrial_2024_SC B_million_m3_After Competition Groups_26 | Steam Trap Repair | 0% | 0 | 0 | Industrial_2024_SC B_million_m3_After Competition Groups_Steam Trap Repair
Industrial | Ind ¦ Boiler Upgrade | 2024 | SC C | million_m3 | After Competition Groups | 117.6484 | 27197315.1501 | 27.1973 | 342.2707 | 0.34373 | 1 | Industrial_2024_SC C_million_m3_After Competition Groups_1 | Boiler Upgrade | 34.37% | 27.1973 | 117.6484 | Industrial_2024_SC C_million_m3_After Competition Groups_Boiler Upgrade
Industrial | Ind ¦ Process Heat Improvements | 2024 | SC C | million_m3 | After Competition Groups | 71.9052 | 16589775.2721 | 16.5898 | 342.2707 | 0.21008 | 2 | Industrial_2024_SC C_million_m3_After Competition Groups_2 | Process Heat Improvements | 21.01% | 16.5898 | 71.9052 | Industrial_2024_SC C_million_m3_After Competition Groups_Process Heat Improvements
Industrial | Ind ¦ Process Heat Recovery (Gas) | 2024 | SC C | million_m3 | After Competition Groups | 39.1045 | 10721083.1001 | 10.7211 | 342.2707 | 0.11425 | 3 | Industrial_2024_SC C_million_m3_After Competition Groups_3 | Process Heat Recovery (Gas) | 11.43% | 10.7211 | 39.1045 | Industrial_2024_SC C_million_m3_After Competition Groups_Process Heat Recovery (Gas)
Industrial | Ind ¦ Recommissioning | 2024 | SC C | million_m3 | After Competition Groups | 28.5644 | 2894735.6618 | 2.8947 | 342.2707 | 0.083456 | 4 | Industrial_2024_SC C_million_m3_After Competition Groups_4 | Recommissioning | 8.346% | 2.8947 | 28.5644 | Industrial_2024_SC C_million_m3_After Competition Groups_Recommissioning
Industrial | Ind ¦ Greenhouse Envelope Improvements | 2024 | SC C | million_m3 | After Competition Groups | 25.5739 | 347798.337 | 0.3478 | 342.2707 | 0.074718 | 5 | Industrial_2024_SC C_million_m3_After Competition Groups_5 | Greenhouse Envelope Improvements | 7.472% | 0.3478 | 25.5739 | Industrial_2024_SC C_million_m3_After Competition Groups_Greenhouse Envelope Improvements
Industrial | Ind ¦ Improved Controls -Process Heating Gas | 2024 | SC C | million_m3 | After Competition Groups | 18.0029 | 2655347.727 | 2.6553 | 342.2707 | 0.052599 | 6 | Industrial_2024_SC C_million_m3_After Competition Groups_6 | Improved Controls -Process Heating Gas | 5.26% | 2.6553 | 18.0029 | Industrial_2024_SC C_million_m3_After Competition Groups_Improved Controls -Process Heating Gas
Industrial | Ind ¦ High Efficiency Burners | 2024 | SC C | million_m3 | After Competition Groups | 12.1952 | 3605054.5376 | 3.6051 | 342.2707 | 0.03563 | 7 | Industrial_2024_SC C_million_m3_After Competition Groups_7 | High Efficiency Burners | 3.563% | 3.6051 | 12.1952 | Industrial_2024_SC C_million_m3_After Competition Groups_High Efficiency Burners
Industrial | Ind ¦ Insulation - Steam | 2024 | SC C | million_m3 | After Competition Groups | 5.5704 | 454403.3892 | 0.4544 | 342.2707 | 0.016275 | 8 | Industrial_2024_SC C_million_m3_After Competition Groups_8 | Insulation - Steam | 1.627% | 0.4544 | 5.5704 | Industrial_2024_SC C_million_m3_After Competition Groups_Insulation - Steam
Industrial | Ind ¦ Direct Contact Water Heaters | 2024 | SC C | million_m3 | After Competition Groups | 4.4257 | 0 | 0 | 342.2707 | 0.01293 | 9 | Industrial_2024_SC C_million_m3_After Competition Groups_9 | Direct Contact Water Heaters | 1.293% | 0 | 4.4257 | Industrial_2024_SC C_million_m3_After Competition Groups_Direct Contact Water Heaters
Industrial | Ind ¦ High Efficiency HVAC Fans (Gas) | 2024 | SC C | million_m3 | After Competition Groups | 4.3596 | 970879.553 | 0.97088 | 342.2707 | 0.012737 | 10 | Industrial_2024_SC C_million_m3_After Competition Groups_10 | High Efficiency HVAC Fans (Gas) | 1.274% | 0.97088 | 4.3596 | Industrial_2024_SC C_million_m3_After Competition Groups_High Efficiency HVAC Fans (Gas)
Industrial | Ind ¦ Steam Turbine Optimization | 2024 | SC C | million_m3 | After Competition Groups | 3.2909 | 747749.86 | 0.74775 | 342.2707 | 0.0096149 | 11 | Industrial_2024_SC C_million_m3_After Competition Groups_11 | Steam Turbine Optimization | 0.9615% | 0.74775 | 3.2909 | Industrial_2024_SC C_million_m3_After Competition Groups_Steam Turbine Optimization
Industrial | Ind ¦ Insulation - Steam (AG) | 2024 | SC C | million_m3 | After Competition Groups | 2.8816 | 238037.9308 | 0.23804 | 342.2707 | 0.008419 | 12 | Industrial_2024_SC C_million_m3_After Competition Groups_12 | Insulation - Steam (AG) | 0.8419% | 0.23804 | 2.8816 | Industrial_2024_SC C_million_m3_After Competition Groups_Insulation - Steam (AG)
Industrial | Ind ¦ Gas Turbine Optimization | 2024 | SC C | million_m3 | After Competition Groups | 2.4682 | 555029.6299 | 0.55503 | 342.2707 | 0.0072111 | 13 | Industrial_2024_SC C_million_m3_After Competition Groups_13 | Gas Turbine Optimization | 0.7211% | 0.55503 | 2.4682 | Industrial_2024_SC C_million_m3_After Competition Groups_Gas Turbine Optimization
Industrial | Ind ¦ Air Compressor Heat Recovery | 2024 | SC C | million_m3 | After Competition Groups | 2.079 | 406409.1448 | 0.40641 | 342.2707 | 0.0060742 | 14 | Industrial_2024_SC C_million_m3_After Competition Groups_14 | Air Compressor Heat Recovery | 0.6074% | 0.40641 | 2.079 | Industrial_2024_SC C_million_m3_After Competition Groups_Air Compressor Heat Recovery
Industrial | Ind ¦ Ventilation Optimization (Gas) | 2024 | SC C | million_m3 | After Competition Groups | 1.7619 | 0 | 0 | 342.2707 | 0.0051478 | 15 | Industrial_2024_SC C_million_m3_After Competition Groups_15 | Ventilation Optimization (Gas) | 0.5148% | 0 | 1.7619 | Industrial_2024_SC C_million_m3_After Competition Groups_Ventilation Optimization (Gas)
Industrial | Ind ¦ HE Stock Tank | 2024 | SC C | million_m3 | After Competition Groups | 0.72815 | 64070.6846 | 0.064071 | 342.2707 | 0.0021274 | 16 | Industrial_2024_SC C_million_m3_After Competition Groups_16 | HE Stock Tank | 0.2127% | 0.064071 | 0.72815 | Industrial_2024_SC C_million_m3_After Competition Groups_HE Stock Tank
Industrial | Ind ¦ VAV Conversion Project (Gas) | 2024 | SC C | million_m3 | After Competition Groups | 0.59728 | 157645.8671 | 0.15765 | 342.2707 | 0.001745 | 17 | Industrial_2024_SC C_million_m3_After Competition Groups_17 | VAV Conversion Project (Gas) | 0.1745% | 0.15765 | 0.59728 | Industrial_2024_SC C_million_m3_After Competition Groups_VAV Conversion Project (Gas)
Industrial | Ind ¦ Process Optimization (Gas) | 2024 | SC C | million_m3 | After Competition Groups | 0.52479 | 60365.3181 | 0.060365 | 342.2707 | 0.0015333 | 18 | Industrial_2024_SC C_million_m3_After Competition Groups_18 | Process Optimization (Gas) | 0.1533% | 0.060365 | 0.52479 | Industrial_2024_SC C_million_m3_After Competition Groups_Process Optimization (Gas)
Industrial | Ind ¦ HE HVAC Controls | 2024 | SC C | million_m3 | After Competition Groups | 0.31293 | 68633.4043 | 0.068633 | 342.2707 | 0.00091426 | 19 | Industrial_2024_SC C_million_m3_After Competition Groups_19 | HE HVAC Controls | 0.09143% | 0.068633 | 0.31293 | Industrial_2024_SC C_million_m3_After Competition Groups_HE HVAC Controls
Industrial | Ind ¦ Process Heat Recovery (Gas) - HVAC | 2024 | SC C | million_m3 | After Competition Groups | 0.14742 | 41079.7375 | 0.04108 | 342.2707 | 0.00043072 | 20 | Industrial_2024_SC C_million_m3_After Competition Groups_20 | Process Heat Recovery (Gas) - HVAC | 0.04307% | 0.04108 | 0.14742 | Industrial_2024_SC C_million_m3_After Competition Groups_Process Heat Recovery (Gas) - HVAC
Industrial | Ind ¦ Insulation - Steam - Direct | 2024 | SC C | million_m3 | After Competition Groups | 0.084561 | 6835.7339 | 0.0068357 | 342.2707 | 0.00024706 | 21 | Industrial_2024_SC C_million_m3_After Competition Groups_21 | Insulation - Steam - Direct | 0.02471% | 0.0068357 | 0.084561 | Industrial_2024_SC C_million_m3_After Competition Groups_Insulation - Steam - Direct
Industrial | Ind ¦ Insulation - Steam - HVAC | 2024 | SC C | million_m3 | After Competition Groups | 0.020609 | 1702.4206 | 0.0017024 | 342.2707 | 6.0212e-05 | 22 | Industrial_2024_SC C_million_m3_After Competition Groups_22 | Insulation - Steam - HVAC | 0.006021% | 0.0017024 | 0.020609 | Industrial_2024_SC C_million_m3_After Competition Groups_Insulation - Steam - HVAC
Industrial | Ind ¦ HE HVAC Units | 2024 | SC C | million_m3 | After Competition Groups | 0.016539 | 3615.1178 | 0.0036151 | 342.2707 | 4.832e-05 | 23 | Industrial_2024_SC C_million_m3_After Competition Groups_23 | HE HVAC Units | 0.004832% | 0.0036151 | 0.016539 | Industrial_2024_SC C_million_m3_After Competition Groups_HE HVAC Units
Industrial | Ind ¦ Solar Walls | 2024 | SC C | million_m3 | After Competition Groups | 0.0064738 | 1855.8611 | 0.0018559 | 342.2707 | 1.8914e-05 | 24 | Industrial_2024_SC C_million_m3_After Competition Groups_24 | Solar Walls | 0.001891% | 0.0018559 | 0.0064738 | Industrial_2024_SC C_million_m3_After Competition Groups_Solar Walls
Industrial | Ind ¦ High Efficiency Furnaces | 2024 | SC C | million_m3 | After Competition Groups | 0 | 0 | 0 | 342.2707 | 0 | 25 | Industrial_2024_SC C_million_m3_After Competition Groups_25 | High Efficiency Furnaces | 0% | 0 | 0 | Industrial_2024_SC C_million_m3_After Competition Groups_High Efficiency Furnaces
Industrial | Ind ¦ Steam Trap Repair | 2024 | SC C | million_m3 | After Competition Groups | 0 | 0 | 0 | 342.2707 | 0 | 26 | Industrial_2024_SC C_million_m3_After Competition Groups_26 | Steam Trap Repair | 0% | 0 | 0 | Industrial_2024_SC C_million_m3_After Competition Groups_Steam Trap Repair
Industrial | Ind ¦ Process Heat Improvements | 2024 | Technical | million_m3 | After Competition Groups | 687.9365 | 0 | 0 | 2170.2474 | 0.31699 | 1 | Industrial_2024_Technical_million_m3_After Competition Groups_1 | Process Heat Improvements | 31.7% | 0 | 687.9365 | Industrial_2024_Technical_million_m3_After Competition Groups_Process Heat Improvements
Industrial | Ind ¦ Process Heat Recovery (Gas) | 2024 | Technical | million_m3 | After Competition Groups | 303.3321 | 0 | 0 | 2170.2474 | 0.13977 | 2 | Industrial_2024_Technical_million_m3_After Competition Groups_2 | Process Heat Recovery (Gas) | 13.98% | 0 | 303.3321 | Industrial_2024_Technical_million_m3_After Competition Groups_Process Heat Recovery (Gas)
Industrial | Ind ¦ Boiler Upgrade | 2024 | Technical | million_m3 | After Competition Groups | 257.6521 | 0 | 0 | 2170.2474 | 0.11872 | 3 | Industrial_2024_Technical_million_m3_After Competition Groups_3 | Boiler Upgrade | 11.87% | 0 | 257.6521 | Industrial_2024_Technical_million_m3_After Competition Groups_Boiler Upgrade
Industrial | Ind ¦ Recommissioning | 2024 | Technical | million_m3 | After Competition Groups | 218.3228 | 0 | 0 | 2170.2474 | 0.1006 | 4 | Industrial_2024_Technical_million_m3_After Competition Groups_4 | Recommissioning | 10.06% | 0 | 218.3228 | Industrial_2024_Technical_million_m3_After Competition Groups_Recommissioning
Industrial | Ind ¦ Improved Controls -Process Heating Gas | 2024 | Technical | million_m3 | After Competition Groups | 139.1832 | 0 | 0 | 2170.2474 | 0.064132 | 5 | Industrial_2024_Technical_million_m3_After Competition Groups_5 | Improved Controls -Process Heating Gas | 6.413% | 0 | 139.1832 | Industrial_2024_Technical_million_m3_After Competition Groups_Improved Controls -Process Heating Gas
Industrial | Ind ¦ High Efficiency Burners | 2024 | Technical | million_m3 | After Competition Groups | 129.8327 | 0 | 0 | 2170.2474 | 0.059824 | 6 | Industrial_2024_Technical_million_m3_After Competition Groups_6 | High Efficiency Burners | 5.982% | 0 | 129.8327 | Industrial_2024_Technical_million_m3_After Competition Groups_High Efficiency Burners
Industrial | Ind ¦ Greenhouse Envelope Improvements | 2024 | Technical | million_m3 | After Competition Groups | 66.8412 | 0 | 0 | 2170.2474 | 0.030799 | 7 | Industrial_2024_Technical_million_m3_After Competition Groups_7 | Greenhouse Envelope Improvements | 3.08% | 0 | 66.8412 | Industrial_2024_Technical_million_m3_After Competition Groups_Greenhouse Envelope Improvements
Industrial | Ind ¦ Boiler Tune Up | 2024 | Technical | million_m3 | After Competition Groups | 43.2632 | 0 | 0 | 2170.2474 | 0.019935 | 8 | Industrial_2024_Technical_million_m3_After Competition Groups_8 | Boiler Tune Up | 1.993% | 0 | 43.2632 | Industrial_2024_Technical_million_m3_After Competition Groups_Boiler Tune Up
Industrial | Ind ¦ Insulation - Steam | 2024 | Technical | million_m3 | After Competition Groups | 41.7031 | 0 | 0 | 2170.2474 | 0.019216 | 9 | Industrial_2024_Technical_million_m3_After Competition Groups_9 | Insulation - Steam | 1.922% | 0 | 41.7031 | Industrial_2024_Technical_million_m3_After Competition Groups_Insulation - Steam
Industrial | Ind ¦ VAV Conversion Project (Gas) | 2024 | Technical | million_m3 | After Competition Groups | 34.616 | 0 | 0 | 2170.2474 | 0.01595 | 10 | Industrial_2024_Technical_million_m3_After Competition Groups_10 | VAV Conversion Project (Gas) | 1.595% | 0 | 34.616 | Industrial_2024_Technical_million_m3_After Competition Groups_VAV Conversion Project (Gas)
Industrial | Ind ¦ High Efficiency HVAC Fans (Gas) | 2024 | Technical | million_m3 | After Competition Groups | 34.3328 | 0 | 0 | 2170.2474 | 0.01582 | 11 | Industrial_2024_Technical_million_m3_After Competition Groups_11 | High Efficiency HVAC Fans (Gas) | 1.582% | 0 | 34.3328 | Industrial_2024_Technical_million_m3_After Competition Groups_High Efficiency HVAC Fans (Gas)
Industrial | Ind ¦ Steam Leak Repairs | 2024 | Technical | million_m3 | After Competition Groups | 26.2976 | 0 | 0 | 2170.2474 | 0.012117 | 12 | Industrial_2024_Technical_million_m3_After Competition Groups_12 | Steam Leak Repairs | 1.212% | 0 | 26.2976 | Industrial_2024_Technical_million_m3_After Competition Groups_Steam Leak Repairs
Industrial | Ind ¦ HE HVAC Controls | 2024 | Technical | million_m3 | After Competition Groups | 23.7319 | 0 | 0 | 2170.2474 | 0.010935 | 13 | Industrial_2024_Technical_million_m3_After Competition Groups_13 | HE HVAC Controls | 1.094% | 0 | 23.7319 | Industrial_2024_Technical_million_m3_After Competition Groups_HE HVAC Controls
Industrial | Ind ¦ Loading Dock Seals | 2024 | Technical | million_m3 | After Competition Groups | 23.7319 | 0 | 0 | 2170.2474 | 0.010935 | 14 | Industrial_2024_Technical_million_m3_After Competition Groups_14 | Loading Dock Seals | 1.094% | 0 | 23.7319 | Industrial_2024_Technical_million_m3_After Competition Groups_Loading Dock Seals
Industrial | Ind ¦ Direct Contact Water Heaters | 2024 | Technical | million_m3 | After Competition Groups | 22.9292 | 0 | 0 | 2170.2474 | 0.010565 | 15 | Industrial_2024_Technical_million_m3_After Competition Groups_15 | Direct Contact Water Heaters | 1.057% | 0 | 22.9292 | Industrial_2024_Technical_million_m3_After Competition Groups_Direct Contact Water Heaters
Industrial | Ind ¦ Steam Trap Repair | 2024 | Technical | million_m3 | After Competition Groups | 19.9615 | 0 | 0 | 2170.2474 | 0.0091978 | 16 | Industrial_2024_Technical_million_m3_After Competition Groups_16 | Steam Trap Repair | 0.9198% | 0 | 19.9615 | Industrial_2024_Technical_million_m3_After Competition Groups_Steam Trap Repair
Industrial | Ind ¦ Insulation - Steam (AG) | 2024 | Technical | million_m3 | After Competition Groups | 18.6287 | 0 | 0 | 2170.2474 | 0.0085837 | 17 | Industrial_2024_Technical_million_m3_After Competition Groups_17 | Insulation - Steam (AG) | 0.8584% | 0 | 18.6287 | Industrial_2024_Technical_million_m3_After Competition Groups_Insulation - Steam (AG)
Industrial | Ind ¦ Air Compressor Heat Recovery | 2024 | Technical | million_m3 | After Competition Groups | 15.2876 | 0 | 0 | 2170.2474 | 0.0070442 | 18 | Industrial_2024_Technical_million_m3_After Competition Groups_18 | Air Compressor Heat Recovery | 0.7044% | 0 | 15.2876 | Industrial_2024_Technical_million_m3_After Competition Groups_Air Compressor Heat Recovery
Industrial | Ind ¦ High Efficiency Furnaces | 2024 | Technical | million_m3 | After Competition Groups | 14.9453 | 0 | 0 | 2170.2474 | 0.0068865 | 19 | Industrial_2024_Technical_million_m3_After Competition Groups_19 | High Efficiency Furnaces | 0.6886% | 0 | 14.9453 | Industrial_2024_Technical_million_m3_After Competition Groups_High Efficiency Furnaces
Industrial | Ind ¦ Steam Turbine Optimization | 2024 | Technical | million_m3 | After Competition Groups | 9.7424 | 0 | 0 | 2170.2474 | 0.0044891 | 20 | Industrial_2024_Technical_million_m3_After Competition Groups_20 | Steam Turbine Optimization | 0.4489% | 0 | 9.7424 | Industrial_2024_Technical_million_m3_After Competition Groups_Steam Turbine Optimization
Industrial | Ind ¦ Process Optimization (Gas) | 2024 | Technical | million_m3 | After Competition Groups | 8.9846 | 0 | 0 | 2170.2474 | 0.0041399 | 21 | Industrial_2024_Technical_million_m3_After Competition Groups_21 | Process Optimization (Gas) | 0.414% | 0 | 8.9846 | Industrial_2024_Technical_million_m3_After Competition Groups_Process Optimization (Gas)
Industrial | Ind ¦ Gas Turbine Optimization | 2024 | Technical | million_m3 | After Competition Groups | 7.3068 | 0 | 0 | 2170.2474 | 0.0033668 | 22 | Industrial_2024_Technical_million_m3_After Competition Groups_22 | Gas Turbine Optimization | 0.3367% | 0 | 7.3068 | Industrial_2024_Technical_million_m3_After Competition Groups_Gas Turbine Optimization
Industrial | Ind ¦ HE Stock Tank | 2024 | Technical | million_m3 | After Competition Groups | 7.0917 | 0 | 0 | 2170.2474 | 0.0032677 | 23 | Industrial_2024_Technical_million_m3_After Competition Groups_23 | HE Stock Tank | 0.3268% | 0 | 7.0917 | Industrial_2024_Technical_million_m3_After Competition Groups_HE Stock Tank
Industrial | Ind ¦ Ventilation Optimization (Gas) | 2024 | Technical | million_m3 | After Competition Groups | 4.7572 | 0 | 0 | 2170.2474 | 0.002192 | 24 | Industrial_2024_Technical_million_m3_After Competition Groups_24 | Ventilation Optimization (Gas) | 0.2192% | 0 | 4.7572 | Industrial_2024_Technical_million_m3_After Competition Groups_Ventilation Optimization (Gas)
Industrial | Ind ¦ Solar Walls | 2024 | Technical | million_m3 | After Competition Groups | 4.6693 | 0 | 0 | 2170.2474 | 0.0021515 | 25 | Industrial_2024_Technical_million_m3_After Competition Groups_25 | Solar Walls | 0.2152% | 0 | 4.6693 | Industrial_2024_Technical_million_m3_After Competition Groups_Solar Walls
Industrial | Ind ¦ HE HVAC Units | 2024 | Technical | million_m3 | After Competition Groups | 1.7312 | 0 | 0 | 2170.2474 | 0.00079771 | 26 | Industrial_2024_Technical_million_m3_After Competition Groups_26 | HE HVAC Units | 0.07977% | 0 | 1.7312 | Industrial_2024_Technical_million_m3_After Competition Groups_HE HVAC Units
Industrial | Ind ¦ Boiler Tune Up - Direct | 2024 | Technical | million_m3 | After Competition Groups | 1.4767 | 0 | 0 | 2170.2474 | 0.00068045 | 27 | Industrial_2024_Technical_million_m3_After Competition Groups_27 | Boiler Tune Up - Direct | 0.06805% | 0 | 1.4767 | Industrial_2024_Technical_million_m3_After Competition Groups_Boiler Tune Up - Direct
Industrial | Ind ¦ Process Heat Recovery (Gas) - HVAC | 2024 | Technical | million_m3 | After Competition Groups | 1.0137 | 0 | 0 | 2170.2474 | 0.00046711 | 28 | Industrial_2024_Technical_million_m3_After Competition Groups_28 | Process Heat Recovery (Gas) - HVAC | 0.04671% | 0 | 1.0137 | Industrial_2024_Technical_million_m3_After Competition Groups_Process Heat Recovery (Gas) - HVAC
Industrial | Ind ¦ Insulation - Steam - Direct | 2024 | Technical | million_m3 | After Competition Groups | 0.67583 | 0 | 0 | 2170.2474 | 0.00031141 | 29 | Industrial_2024_Technical_million_m3_After Competition Groups_29 | Insulation - Steam - Direct | 0.03114% | 0 | 0.67583 | Industrial_2024_Technical_million_m3_After Competition Groups_Insulation - Steam - Direct
Industrial | Ind ¦ Insulation - Steam - HVAC | 2024 | Technical | million_m3 | After Competition Groups | 0.14055 | 0 | 0 | 2170.2474 | 6.4761e-05 | 30 | Industrial_2024_Technical_million_m3_After Competition Groups_30 | Insulation - Steam - HVAC | 0.006476% | 0 | 0.14055 | Industrial_2024_Technical_million_m3_After Competition Groups_Insulation - Steam - HVAC
Industrial | Ind ¦ Boiler Tune Up - HVAC | 2024 | Technical | million_m3 | After Competition Groups | 0.12778 | 0 | 0 | 2170.2474 | 5.8878e-05 | 31 | Industrial_2024_Technical_million_m3_After Competition Groups_31 | Boiler Tune Up - HVAC | 0.005888% | 0 | 0.12778 | Industrial_2024_Technical_million_m3_After Competition Groups_Boiler Tune Up - HVAC
Industrial | Ind ¦ Process Heat Improvements | 2025 | Economic | million_m3 | After Competition Groups | 706.5581 | 0 | 0 | 2074.573 | 0.34058 | 1 | Industrial_2025_Economic_million_m3_After Competition Groups_1 | Process Heat Improvements | 34.06% | 0 | 706.5581 | Industrial_2025_Economic_million_m3_After Competition Groups_Process Heat Improvements
Industrial | Ind ¦ Process Heat Recovery (Gas) | 2025 | Economic | million_m3 | After Competition Groups | 303.3321 | 0 | 0 | 2074.573 | 0.14621 | 2 | Industrial_2025_Economic_million_m3_After Competition Groups_2 | Process Heat Recovery (Gas) | 14.62% | 0 | 303.3321 | Industrial_2025_Economic_million_m3_After Competition Groups_Process Heat Recovery (Gas)
Industrial | Ind ¦ Boiler Upgrade | 2025 | Economic | million_m3 | After Competition Groups | 265.4227 | 0 | 0 | 2074.573 | 0.12794 | 3 | Industrial_2025_Economic_million_m3_After Competition Groups_3 | Boiler Upgrade | 12.79% | 0 | 265.4227 | Industrial_2025_Economic_million_m3_After Competition Groups_Boiler Upgrade
Industrial | Ind ¦ Recommissioning | 2025 | Economic | million_m3 | After Competition Groups | 218.3228 | 0 | 0 | 2074.573 | 0.10524 | 4 | Industrial_2025_Economic_million_m3_After Competition Groups_4 | Recommissioning | 10.52% | 0 | 218.3228 | Industrial_2025_Economic_million_m3_After Competition Groups_Recommissioning
Industrial | Ind ¦ Improved Controls -Process Heating Gas | 2025 | Economic | million_m3 | After Competition Groups | 139.1832 | 0 | 0 | 2074.573 | 0.06709 | 5 | Industrial_2025_Economic_million_m3_After Competition Groups_5 | Improved Controls -Process Heating Gas | 6.709% | 0 | 139.1832 | Industrial_2025_Economic_million_m3_After Competition Groups_Improved Controls -Process Heating Gas
Industrial | Ind ¦ High Efficiency Burners | 2025 | Economic | million_m3 | After Competition Groups | 133.3471 | 0 | 0 | 2074.573 | 0.064277 | 6 | Industrial_2025_Economic_million_m3_After Competition Groups_6 | High Efficiency Burners | 6.428% | 0 | 133.3471 | Industrial_2025_Economic_million_m3_After Competition Groups_High Efficiency Burners
Industrial | Ind ¦ Greenhouse Envelope Improvements | 2025 | Economic | million_m3 | After Competition Groups | 69.8641 | 0 | 0 | 2074.573 | 0.033676 | 7 | Industrial_2025_Economic_million_m3_After Competition Groups_7 | Greenhouse Envelope Improvements | 3.368% | 0 | 69.8641 | Industrial_2025_Economic_million_m3_After Competition Groups_Greenhouse Envelope Improvements
Industrial | Ind ¦ Insulation - Steam | 2025 | Economic | million_m3 | After Competition Groups | 41.7031 | 0 | 0 | 2074.573 | 0.020102 | 8 | Industrial_2025_Economic_million_m3_After Competition Groups_8 | Insulation - Steam | 2.01% | 0 | 41.7031 | Industrial_2025_Economic_million_m3_After Competition Groups_Insulation - Steam
Industrial | Ind ¦ High Efficiency HVAC Fans (Gas) | 2025 | Economic | million_m3 | After Competition Groups | 35.0975 | 0 | 0 | 2074.573 | 0.016918 | 9 | Industrial_2025_Economic_million_m3_After Competition Groups_9 | High Efficiency HVAC Fans (Gas) | 1.692% | 0 | 35.0975 | Industrial_2025_Economic_million_m3_After Competition Groups_High Efficiency HVAC Fans (Gas)
Industrial | Ind ¦ VAV Conversion Project (Gas) | 2025 | Economic | million_m3 | After Competition Groups | 34.659 | 0 | 0 | 2074.573 | 0.016707 | 10 | Industrial_2025_Economic_million_m3_After Competition Groups_10 | VAV Conversion Project (Gas) | 1.671% | 0 | 34.659 | Industrial_2025_Economic_million_m3_After Competition Groups_VAV Conversion Project (Gas)
Industrial | Ind ¦ HE HVAC Controls | 2025 | Economic | million_m3 | After Competition Groups | 23.7319 | 0 | 0 | 2074.573 | 0.011439 | 11 | Industrial_2025_Economic_million_m3_After Competition Groups_11 | HE HVAC Controls | 1.144% | 0 | 23.7319 | Industrial_2025_Economic_million_m3_After Competition Groups_HE HVAC Controls
Industrial | Ind ¦ Direct Contact Water Heaters | 2025 | Economic | million_m3 | After Competition Groups | 23.5818 | 0 | 0 | 2074.573 | 0.011367 | 12 | Industrial_2025_Economic_million_m3_After Competition Groups_12 | Direct Contact Water Heaters | 1.137% | 0 | 23.5818 | Industrial_2025_Economic_million_m3_After Competition Groups_Direct Contact Water Heaters
Industrial | Ind ¦ Insulation - Steam (AG) | 2025 | Economic | million_m3 | After Competition Groups | 18.4908 | 0 | 0 | 2074.573 | 0.0089131 | 13 | Industrial_2025_Economic_million_m3_After Competition Groups_13 | Insulation - Steam (AG) | 0.8913% | 0 | 18.4908 | Industrial_2025_Economic_million_m3_After Competition Groups_Insulation - Steam (AG)
Industrial | Ind ¦ Air Compressor Heat Recovery | 2025 | Economic | million_m3 | After Competition Groups | 15.2876 | 0 | 0 | 2074.573 | 0.007369 | 14 | Industrial_2025_Economic_million_m3_After Competition Groups_14 | Air Compressor Heat Recovery | 0.7369% | 0 | 15.2876 | Industrial_2025_Economic_million_m3_After Competition Groups_Air Compressor Heat Recovery
Industrial | Ind ¦ Steam Turbine Optimization | 2025 | Economic | million_m3 | After Competition Groups | 9.7455 | 0 | 0 | 2074.573 | 0.0046976 | 15 | Industrial_2025_Economic_million_m3_After Competition Groups_15 | Steam Turbine Optimization | 0.4698% | 0 | 9.7455 | Industrial_2025_Economic_million_m3_After Competition Groups_Steam Turbine Optimization
Industrial | Ind ¦ Process Optimization (Gas) | 2025 | Economic | million_m3 | After Competition Groups | 8.9846 | 0 | 0 | 2074.573 | 0.0043308 | 16 | Industrial_2025_Economic_million_m3_After Competition Groups_16 | Process Optimization (Gas) | 0.4331% | 0 | 8.9846 | Industrial_2025_Economic_million_m3_After Competition Groups_Process Optimization (Gas)
Industrial | Ind ¦ Gas Turbine Optimization | 2025 | Economic | million_m3 | After Competition Groups | 7.3091 | 0 | 0 | 2074.573 | 0.0035232 | 17 | Industrial_2025_Economic_million_m3_After Competition Groups_17 | Gas Turbine Optimization | 0.3523% | 0 | 7.3091 | Industrial_2025_Economic_million_m3_After Competition Groups_Gas Turbine Optimization
Industrial | Ind ¦ HE Stock Tank | 2025 | Economic | million_m3 | After Competition Groups | 7.3086 | 0 | 0 | 2074.573 | 0.0035229 | 18 | Industrial_2025_Economic_million_m3_After Competition Groups_18 | HE Stock Tank | 0.3523% | 0 | 7.3086 | Industrial_2025_Economic_million_m3_After Competition Groups_HE Stock Tank
Industrial | Ind ¦ Ventilation Optimization (Gas) | 2025 | Economic | million_m3 | After Competition Groups | 4.7572 | 0 | 0 | 2074.573 | 0.0022931 | 19 | Industrial_2025_Economic_million_m3_After Competition Groups_19 | Ventilation Optimization (Gas) | 0.2293% | 0 | 4.7572 | Industrial_2025_Economic_million_m3_After Competition Groups_Ventilation Optimization (Gas)
Industrial | Ind ¦ Solar Walls | 2025 | Economic | million_m3 | After Competition Groups | 4.6751 | 0 | 0 | 2074.573 | 0.0022535 | 20 | Industrial_2025_Economic_million_m3_After Competition Groups_20 | Solar Walls | 0.2254% | 0 | 4.6751 | Industrial_2025_Economic_million_m3_After Competition Groups_Solar Walls
Industrial | Ind ¦ HE HVAC Units | 2025 | Economic | million_m3 | After Competition Groups | 1.3809 | 0 | 0 | 2074.573 | 0.00066563 | 21 | Industrial_2025_Economic_million_m3_After Competition Groups_21 | HE HVAC Units | 0.06656% | 0 | 1.3809 | Industrial_2025_Economic_million_m3_After Competition Groups_HE HVAC Units
Industrial | Ind ¦ Process Heat Recovery (Gas) - HVAC | 2025 | Economic | million_m3 | After Competition Groups | 1.0137 | 0 | 0 | 2074.573 | 0.00048865 | 22 | Industrial_2025_Economic_million_m3_After Competition Groups_22 | Process Heat Recovery (Gas) - HVAC | 0.04887% | 0 | 1.0137 | Industrial_2025_Economic_million_m3_After Competition Groups_Process Heat Recovery (Gas) - HVAC
Industrial | Ind ¦ Insulation - Steam - Direct | 2025 | Economic | million_m3 | After Competition Groups | 0.67583 | 0 | 0 | 2074.573 | 0.00032577 | 23 | Industrial_2025_Economic_million_m3_After Competition Groups_23 | Insulation - Steam - Direct | 0.03258% | 0 | 0.67583 | Industrial_2025_Economic_million_m3_After Competition Groups_Insulation - Steam - Direct
Industrial | Ind ¦ Insulation - Steam - HVAC | 2025 | Economic | million_m3 | After Competition Groups | 0.14055 | 0 | 0 | 2074.573 | 6.7748e-05 | 24 | Industrial_2025_Economic_million_m3_After Competition Groups_24 | Insulation - Steam - HVAC | 0.006775% | 0 | 0.14055 | Industrial_2025_Economic_million_m3_After Competition Groups_Insulation - Steam - HVAC
Industrial | Ind ¦ High Efficiency Furnaces | 2025 | Economic | million_m3 | After Competition Groups | 0 | 0 | 0 | 2074.573 | 0 | 25 | Industrial_2025_Economic_million_m3_After Competition Groups_25 | High Efficiency Furnaces | 0% | 0 | 0 | Industrial_2025_Economic_million_m3_After Competition Groups_High Efficiency Furnaces
Industrial | Ind ¦ Steam Trap Repair | 2025 | Economic | million_m3 | After Competition Groups | 0 | 0 | 0 | 2074.573 | 0 | 26 | Industrial_2025_Economic_million_m3_After Competition Groups_26 | Steam Trap Repair | 0% | 0 | 0 | Industrial_2025_Economic_million_m3_After Competition Groups_Steam Trap Repair
Industrial | Ind ¦ Boiler Upgrade | 2025 | SC A | million_m3 | After Competition Groups | 99.6748 | 5293054.0434 | 5.2931 | 317.5616 | 0.31388 | 1 | Industrial_2025_SC A_million_m3_After Competition Groups_1 | Boiler Upgrade | 31.39% | 5.2931 | 99.6748 | Industrial_2025_SC A_million_m3_After Competition Groups_Boiler Upgrade
Industrial | Ind ¦ Process Heat Improvements | 2025 | SC A | million_m3 | After Competition Groups | 74.8048 | 6039729.064 | 6.0397 | 317.5616 | 0.23556 | 2 | Industrial_2025_SC A_million_m3_After Competition Groups_2 | Process Heat Improvements | 23.56% | 6.0397 | 74.8048 | Industrial_2025_SC A_million_m3_After Competition Groups_Process Heat Improvements
Industrial | Ind ¦ Recommissioning | 2025 | SC A | million_m3 | After Competition Groups | 31.9759 | 1020680.5808 | 1.0207 | 317.5616 | 0.10069 | 3 | Industrial_2025_SC A_million_m3_After Competition Groups_3 | Recommissioning | 10.07% | 1.0207 | 31.9759 | Industrial_2025_SC A_million_m3_After Competition Groups_Recommissioning
Industrial | Ind ¦ Greenhouse Envelope Improvements | 2025 | SC A | million_m3 | After Competition Groups | 29.5093 | 339621.7242 | 0.33962 | 317.5616 | 0.092925 | 4 | Industrial_2025_SC A_million_m3_After Competition Groups_4 | Greenhouse Envelope Improvements | 9.292% | 0.33962 | 29.5093 | Industrial_2025_SC A_million_m3_After Competition Groups_Greenhouse Envelope Improvements
Industrial | Ind ¦ Process Heat Recovery (Gas) | 2025 | SC A | million_m3 | After Competition Groups | 23.9539 | 1337034.7922 | 1.337 | 317.5616 | 0.075431 | 5 | Industrial_2025_SC A_million_m3_After Competition Groups_5 | Process Heat Recovery (Gas) | 7.543% | 1.337 | 23.9539 | Industrial_2025_SC A_million_m3_After Competition Groups_Process Heat Recovery (Gas)
Industrial | Ind ¦ Improved Controls -Process Heating Gas | 2025 | SC A | million_m3 | After Competition Groups | 21.0433 | 1511188.2425 | 1.5112 | 317.5616 | 0.066265 | 6 | Industrial_2025_SC A_million_m3_After Competition Groups_6 | Improved Controls -Process Heating Gas | 6.627% | 1.5112 | 21.0433 | Industrial_2025_SC A_million_m3_After Competition Groups_Improved Controls -Process Heating Gas
Industrial | Ind ¦ Insulation - Steam | 2025 | SC A | million_m3 | After Competition Groups | 6.8639 | 506533.5655 | 0.50653 | 317.5616 | 0.021614 | 7 | Industrial_2025_SC A_million_m3_After Competition Groups_7 | Insulation - Steam | 2.161% | 0.50653 | 6.8639 | Industrial_2025_SC A_million_m3_After Competition Groups_Insulation - Steam
Industrial | Ind ¦ Direct Contact Water Heaters | 2025 | SC A | million_m3 | After Competition Groups | 5.3132 | 0 | 0 | 317.5616 | 0.016731 | 8 | Industrial_2025_SC A_million_m3_After Competition Groups_8 | Direct Contact Water Heaters | 1.673% | 0 | 5.3132 | Industrial_2025_SC A_million_m3_After Competition Groups_Direct Contact Water Heaters
Industrial | Ind ¦ Steam Turbine Optimization | 2025 | SC A | million_m3 | After Competition Groups | 3.9131 | 316275.0461 | 0.31628 | 317.5616 | 0.012322 | 9 | Industrial_2025_SC A_million_m3_After Competition Groups_9 | Steam Turbine Optimization | 1.232% | 0.31628 | 3.9131 | Industrial_2025_SC A_million_m3_After Competition Groups_Steam Turbine Optimization
Industrial | Ind ¦ High Efficiency HVAC Fans (Gas) | 2025 | SC A | million_m3 | After Competition Groups | 3.7539 | 236676.291 | 0.23668 | 317.5616 | 0.011821 | 10 | Industrial_2025_SC A_million_m3_After Competition Groups_10 | High Efficiency HVAC Fans (Gas) | 1.182% | 0.23668 | 3.7539 | Industrial_2025_SC A_million_m3_After Competition Groups_High Efficiency HVAC Fans (Gas)
Industrial | Ind ¦ High Efficiency Burners | 2025 | SC A | million_m3 | After Competition Groups | 3.7507 | 207858.7142 | 0.20786 | 317.5616 | 0.011811 | 11 | Industrial_2025_SC A_million_m3_After Competition Groups_11 | High Efficiency Burners | 1.181% | 0.20786 | 3.7507 | Industrial_2025_SC A_million_m3_After Competition Groups_High Efficiency Burners
Industrial | Ind ¦ Insulation - Steam (AG) | 2025 | SC A | million_m3 | After Competition Groups | 3.5614 | 266195.5034 | 0.2662 | 317.5616 | 0.011215 | 12 | Industrial_2025_SC A_million_m3_After Competition Groups_12 | Insulation - Steam (AG) | 1.121% | 0.2662 | 3.5614 | Industrial_2025_SC A_million_m3_After Competition Groups_Insulation - Steam (AG)
Industrial | Ind ¦ Gas Turbine Optimization | 2025 | SC A | million_m3 | After Competition Groups | 2.8727 | 194915.9217 | 0.19492 | 317.5616 | 0.0090462 | 13 | Industrial_2025_SC A_million_m3_After Competition Groups_13 | Gas Turbine Optimization | 0.9046% | 0.19492 | 2.8727 | Industrial_2025_SC A_million_m3_After Competition Groups_Gas Turbine Optimization
Industrial | Ind ¦ Air Compressor Heat Recovery | 2025 | SC A | million_m3 | After Competition Groups | 2.1537 | 142378.7126 | 0.14238 | 317.5616 | 0.0067818 | 14 | Industrial_2025_SC A_million_m3_After Competition Groups_14 | Air Compressor Heat Recovery | 0.6782% | 0.14238 | 2.1537 | Industrial_2025_SC A_million_m3_After Competition Groups_Air Compressor Heat Recovery
Industrial | Ind ¦ Ventilation Optimization (Gas) | 2025 | SC A | million_m3 | After Competition Groups | 2.1322 | 0 | 0 | 317.5616 | 0.0067143 | 15 | Industrial_2025_SC A_million_m3_After Competition Groups_15 | Ventilation Optimization (Gas) | 0.6714% | 0 | 2.1322 | Industrial_2025_SC A_million_m3_After Competition Groups_Ventilation Optimization (Gas)
Industrial | Ind ¦ HE Stock Tank | 2025 | SC A | million_m3 | After Competition Groups | 0.91486 | 72145.2532 | 0.072145 | 317.5616 | 0.0028809 | 16 | Industrial_2025_SC A_million_m3_After Competition Groups_16 | HE Stock Tank | 0.2881% | 0.072145 | 0.91486 | Industrial_2025_SC A_million_m3_After Competition Groups_HE Stock Tank
Industrial | Ind ¦ Process Optimization (Gas) | 2025 | SC A | million_m3 | After Competition Groups | 0.6398 | 54878.4505 | 0.054878 | 317.5616 | 0.0020147 | 17 | Industrial_2025_SC A_million_m3_After Competition Groups_17 | Process Optimization (Gas) | 0.2015% | 0.054878 | 0.6398 | Industrial_2025_SC A_million_m3_After Competition Groups_Process Optimization (Gas)
Industrial | Ind ¦ VAV Conversion Project (Gas) | 2025 | SC A | million_m3 | After Competition Groups | 0.29232 | 26436.3463 | 0.026436 | 317.5616 | 0.0009205 | 18 | Industrial_2025_SC A_million_m3_After Competition Groups_18 | VAV Conversion Project (Gas) | 0.09205% | 0.026436 | 0.29232 | Industrial_2025_SC A_million_m3_After Competition Groups_VAV Conversion Project (Gas)
Industrial | Ind ¦ HE HVAC Controls | 2025 | SC A | million_m3 | After Competition Groups | 0.1998 | 19243.5451 | 0.019244 | 317.5616 | 0.00062916 | 19 | Industrial_2025_SC A_million_m3_After Competition Groups_19 | HE HVAC Controls | 0.06292% | 0.019244 | 0.1998 | Industrial_2025_SC A_million_m3_After Competition Groups_HE HVAC Controls
Industrial | Ind ¦ Insulation - Steam - Direct | 2025 | SC A | million_m3 | After Competition Groups | 0.10397 | 7601.281 | 0.0076013 | 317.5616 | 0.00032741 | 20 | Industrial_2025_SC A_million_m3_After Competition Groups_20 | Insulation - Steam - Direct | 0.03274% | 0.0076013 | 0.10397 | Industrial_2025_SC A_million_m3_After Competition Groups_Insulation - Steam - Direct
Industrial | Ind ¦ Process Heat Recovery (Gas) - HVAC | 2025 | SC A | million_m3 | After Competition Groups | 0.095217 | 5523.0092 | 0.005523 | 317.5616 | 0.00029984 | 21 | Industrial_2025_SC A_million_m3_After Competition Groups_21 | Process Heat Recovery (Gas) - HVAC | 0.02998% | 0.005523 | 0.095217 | Industrial_2025_SC A_million_m3_After Competition Groups_Process Heat Recovery (Gas) - HVAC
Industrial | Ind ¦ Insulation - Steam - HVAC | 2025 | SC A | million_m3 | After Competition Groups | 0.02547 | 1903.8004 | 0.0019038 | 317.5616 | 8.0206e-05 | 22 | Industrial_2025_SC A_million_m3_After Competition Groups_22 | Insulation - Steam - HVAC | 0.008021% | 0.0019038 | 0.02547 | Industrial_2025_SC A_million_m3_After Competition Groups_Insulation - Steam - HVAC
Industrial | Ind ¦ HE HVAC Units | 2025 | SC A | million_m3 | After Competition Groups | 0.010571 | 1016.6664 | 0.0010167 | 317.5616 | 3.3289e-05 | 23 | Industrial_2025_SC A_million_m3_After Competition Groups_23 | HE HVAC Units | 0.003329% | 0.0010167 | 0.010571 | Industrial_2025_SC A_million_m3_After Competition Groups_HE HVAC Units
Industrial | Ind ¦ Solar Walls | 2025 | SC A | million_m3 | After Competition Groups | 0.0029326 | 0 | 0 | 317.5616 | 9.2346e-06 | 24 | Industrial_2025_SC A_million_m3_After Competition Groups_24 | Solar Walls | 0.0009235% | 0 | 0.0029326 | Industrial_2025_SC A_million_m3_After Competition Groups_Solar Walls
Industrial | Ind ¦ High Efficiency Furnaces | 2025 | SC A | million_m3 | After Competition Groups | 0 | 0 | 0 | 317.5616 | 0 | 25 | Industrial_2025_SC A_million_m3_After Competition Groups_25 | High Efficiency Furnaces | 0% | 0 | 0 | Industrial_2025_SC A_million_m3_After Competition Groups_High Efficiency Furnaces
Industrial | Ind ¦ Steam Trap Repair | 2025 | SC A | million_m3 | After Competition Groups | 0 | 0 | 0 | 317.5616 | 0 | 26 | Industrial_2025_SC A_million_m3_After Competition Groups_26 | Steam Trap Repair | 0% | 0 | 0 | Industrial_2025_SC A_million_m3_After Competition Groups_Steam Trap Repair
Industrial | Ind ¦ Process Heat Improvements | 2025 | SC B | million_m3 | After Competition Groups | 235.2761 | 45665298.3802 | 45.6653 | 837.2012 | 0.28103 | 1 | Industrial_2025_SC B_million_m3_After Competition Groups_1 | Process Heat Improvements | 28.1% | 45.6653 | 235.2761 | Industrial_2025_SC B_million_m3_After Competition Groups_Process Heat Improvements
Industrial | Ind ¦ Boiler Upgrade | 2025 | SC B | million_m3 | After Competition Groups | 137.7697 | 32628321.0851 | 32.6283 | 837.2012 | 0.16456 | 2 | Industrial_2025_SC B_million_m3_After Competition Groups_2 | Boiler Upgrade | 16.46% | 32.6283 | 137.7697 | Industrial_2025_SC B_million_m3_After Competition Groups_Boiler Upgrade
Industrial | Ind ¦ Process Heat Recovery (Gas) | 2025 | SC B | million_m3 | After Competition Groups | 126.8605 | 29938345.5078 | 29.9383 | 837.2012 | 0.15153 | 3 | Industrial_2025_SC B_million_m3_After Competition Groups_3 | Process Heat Recovery (Gas) | 15.15% | 29.9383 | 126.8605 | Industrial_2025_SC B_million_m3_After Competition Groups_Process Heat Recovery (Gas)
Industrial | Ind ¦ Recommissioning | 2025 | SC B | million_m3 | After Competition Groups | 92.6433 | 8413521.7132 | 8.4135 | 837.2012 | 0.11066 | 4 | Industrial_2025_SC B_million_m3_After Competition Groups_4 | Recommissioning | 11.07% | 8.4135 | 92.6433 | Industrial_2025_SC B_million_m3_After Competition Groups_Recommissioning
Industrial | Ind ¦ Improved Controls -Process Heating Gas | 2025 | SC B | million_m3 | After Competition Groups | 57.9605 | 7199060.6935 | 7.1991 | 837.2012 | 0.069231 | 5 | Industrial_2025_SC B_million_m3_After Competition Groups_5 | Improved Controls -Process Heating Gas | 6.923% | 7.1991 | 57.9605 | Industrial_2025_SC B_million_m3_After Competition Groups_Improved Controls -Process Heating Gas
Industrial | Ind ¦ High Efficiency Burners | 2025 | SC B | million_m3 | After Competition Groups | 44.8177 | 13624701.9153 | 13.6247 | 837.2012 | 0.053533 | 6 | Industrial_2025_SC B_million_m3_After Competition Groups_6 | High Efficiency Burners | 5.353% | 13.6247 | 44.8177 | Industrial_2025_SC B_million_m3_After Competition Groups_High Efficiency Burners
Industrial | Ind ¦ Greenhouse Envelope Improvements | 2025 | SC B | million_m3 | After Competition Groups | 40.8585 | 494046.1789 | 0.49405 | 837.2012 | 0.048804 | 7 | Industrial_2025_SC B_million_m3_After Competition Groups_7 | Greenhouse Envelope Improvements | 4.88% | 0.49405 | 40.8585 | Industrial_2025_SC B_million_m3_After Competition Groups_Greenhouse Envelope Improvements
Industrial | Ind ¦ Insulation - Steam | 2025 | SC B | million_m3 | After Competition Groups | 17.895 | 1221372.6402 | 1.2214 | 837.2012 | 0.021375 | 8 | Industrial_2025_SC B_million_m3_After Competition Groups_8 | Insulation - Steam | 2.137% | 1.2214 | 17.895 | Industrial_2025_SC B_million_m3_After Competition Groups_Insulation - Steam
Industrial | Ind ¦ High Efficiency HVAC Fans (Gas) | 2025 | SC B | million_m3 | After Competition Groups | 15.4619 | 3352911.5331 | 3.3529 | 837.2012 | 0.018469 | 9 | Industrial_2025_SC B_million_m3_After Competition Groups_9 | High Efficiency HVAC Fans (Gas) | 1.847% | 3.3529 | 15.4619 | Industrial_2025_SC B_million_m3_After Competition Groups_High Efficiency HVAC Fans (Gas)
Industrial | Ind ¦ VAV Conversion Project (Gas) | 2025 | SC B | million_m3 | After Competition Groups | 15.2411 | 6444787.5146 | 6.4448 | 837.2012 | 0.018205 | 10 | Industrial_2025_SC B_million_m3_After Competition Groups_10 | VAV Conversion Project (Gas) | 1.82% | 6.4448 | 15.2411 | Industrial_2025_SC B_million_m3_After Competition Groups_VAV Conversion Project (Gas)
Industrial | Ind ¦ HE HVAC Controls | 2025 | SC B | million_m3 | After Competition Groups | 10.775 | 4506414.2505 | 4.5064 | 837.2012 | 0.01287 | 11 | Industrial_2025_SC B_million_m3_After Competition Groups_11 | HE HVAC Controls | 1.287% | 4.5064 | 10.775 | Industrial_2025_SC B_million_m3_After Competition Groups_HE HVAC Controls
Industrial | Ind ¦ Direct Contact Water Heaters | 2025 | SC B | million_m3 | After Competition Groups | 10.1765 | 0 | 0 | 837.2012 | 0.012155 | 12 | Industrial_2025_SC B_million_m3_After Competition Groups_12 | Direct Contact Water Heaters | 1.216% | 0 | 10.1765 | Industrial_2025_SC B_million_m3_After Competition Groups_Direct Contact Water Heaters
Industrial | Ind ¦ Insulation - Steam (AG) | 2025 | SC B | million_m3 | After Competition Groups | 9.1898 | 622383.7512 | 0.62238 | 837.2012 | 0.010977 | 13 | Industrial_2025_SC B_million_m3_After Competition Groups_13 | Insulation - Steam (AG) | 1.098% | 0.62238 | 9.1898 | Industrial_2025_SC B_million_m3_After Competition Groups_Insulation - Steam (AG)
Industrial | Ind ¦ Air Compressor Heat Recovery | 2025 | SC B | million_m3 | After Competition Groups | 6.6694 | 1086522.2081 | 1.0865 | 837.2012 | 0.0079663 | 14 | Industrial_2025_SC B_million_m3_After Competition Groups_14 | Air Compressor Heat Recovery | 0.7966% | 1.0865 | 6.6694 | Industrial_2025_SC B_million_m3_After Competition Groups_Air Compressor Heat Recovery
Industrial | Ind ¦ Steam Turbine Optimization | 2025 | SC B | million_m3 | After Competition Groups | 3.9882 | 789463.7093 | 0.78946 | 837.2012 | 0.0047637 | 15 | Industrial_2025_SC B_million_m3_After Competition Groups_15 | Steam Turbine Optimization | 0.4764% | 0.78946 | 3.9882 | Industrial_2025_SC B_million_m3_After Competition Groups_Steam Turbine Optimization
Industrial | Ind ¦ Gas Turbine Optimization | 2025 | SC B | million_m3 | After Competition Groups | 2.9911 | 592097.782 | 0.5921 | 837.2012 | 0.0035728 | 16 | Industrial_2025_SC B_million_m3_After Competition Groups_16 | Gas Turbine Optimization | 0.3573% | 0.5921 | 2.9911 | Industrial_2025_SC B_million_m3_After Competition Groups_Gas Turbine Optimization
Industrial | Ind ¦ HE Stock Tank | 2025 | SC B | million_m3 | After Competition Groups | 2.3934 | 177685.5039 | 0.17769 | 837.2012 | 0.0028588 | 17 | Industrial_2025_SC B_million_m3_After Competition Groups_17 | HE Stock Tank | 0.2859% | 0.17769 | 2.3934 | Industrial_2025_SC B_million_m3_After Competition Groups_HE Stock Tank
Industrial | Ind ¦ Ventilation Optimization (Gas) | 2025 | SC B | million_m3 | After Competition Groups | 2.1322 | 0 | 0 | 837.2012 | 0.0025468 | 18 | Industrial_2025_SC B_million_m3_After Competition Groups_18 | Ventilation Optimization (Gas) | 0.2547% | 0 | 2.1322 | Industrial_2025_SC B_million_m3_After Competition Groups_Ventilation Optimization (Gas)
Industrial | Ind ¦ Solar Walls | 2025 | SC B | million_m3 | After Competition Groups | 2.0558 | 1472031.995 | 1.472 | 837.2012 | 0.0024555 | 19 | Industrial_2025_SC B_million_m3_After Competition Groups_19 | Solar Walls | 0.2456% | 1.472 | 2.0558 | Industrial_2025_SC B_million_m3_After Competition Groups_Solar Walls
Industrial | Ind ¦ Process Optimization (Gas) | 2025 | SC B | million_m3 | After Competition Groups | 0.6398 | 66554.2646 | 0.066554 | 837.2012 | 0.00076421 | 20 | Industrial_2025_SC B_million_m3_After Competition Groups_20 | Process Optimization (Gas) | 0.07642% | 0.066554 | 0.6398 | Industrial_2025_SC B_million_m3_After Competition Groups_Process Optimization (Gas)
Industrial | Ind ¦ HE HVAC Units | 2025 | SC B | million_m3 | After Competition Groups | 0.5932 | 249296.1692 | 0.2493 | 837.2012 | 0.00070855 | 21 | Industrial_2025_SC B_million_m3_After Competition Groups_21 | HE HVAC Units | 0.07085% | 0.2493 | 0.5932 | Industrial_2025_SC B_million_m3_After Competition Groups_HE HVAC Units
Industrial | Ind ¦ Process Heat Recovery (Gas) - HVAC | 2025 | SC B | million_m3 | After Competition Groups | 0.47404 | 110834.87 | 0.11083 | 837.2012 | 0.00056622 | 22 | Industrial_2025_SC B_million_m3_After Competition Groups_22 | Process Heat Recovery (Gas) - HVAC | 0.05662% | 0.11083 | 0.47404 | Industrial_2025_SC B_million_m3_After Competition Groups_Process Heat Recovery (Gas) - HVAC
Industrial | Ind ¦ Insulation - Steam - Direct | 2025 | SC B | million_m3 | After Competition Groups | 0.27285 | 18698.6667 | 0.018699 | 837.2012 | 0.00032591 | 23 | Industrial_2025_SC B_million_m3_After Competition Groups_23 | Insulation - Steam - Direct | 0.03259% | 0.018699 | 0.27285 | Industrial_2025_SC B_million_m3_After Competition Groups_Insulation - Steam - Direct
Industrial | Ind ¦ Insulation - Steam - HVAC | 2025 | SC B | million_m3 | After Competition Groups | 0.065724 | 4451.2192 | 0.0044512 | 837.2012 | 7.8505e-05 | 24 | Industrial_2025_SC B_million_m3_After Competition Groups_24 | Insulation - Steam - HVAC | 0.00785% | 0.0044512 | 0.065724 | Industrial_2025_SC B_million_m3_After Competition Groups_Insulation - Steam - HVAC
Industrial | Ind ¦ High Efficiency Furnaces | 2025 | SC B | million_m3 | After Competition Groups | 0 | 0 | 0 | 837.2012 | 0 | 25 | Industrial_2025_SC B_million_m3_After Competition Groups_25 | High Efficiency Furnaces | 0% | 0 | 0 | Industrial_2025_SC B_million_m3_After Competition Groups_High Efficiency Furnaces
Industrial | Ind ¦ Steam Trap Repair | 2025 | SC B | million_m3 | After Competition Groups | 0 | 0 | 0 | 837.2012 | 0 | 26 | Industrial_2025_SC B_million_m3_After Competition Groups_26 | Steam Trap Repair | 0% | 0 | 0 | Industrial_2025_SC B_million_m3_After Competition Groups_Steam Trap Repair
Industrial | Ind ¦ Boiler Upgrade | 2025 | SC C | million_m3 | After Competition Groups | 137.7697 | 26596126.551 | 26.5961 | 413.7071 | 0.33301 | 1 | Industrial_2025_SC C_million_m3_After Competition Groups_1 | Boiler Upgrade | 33.3% | 26.5961 | 137.7697 | Industrial_2025_SC C_million_m3_After Competition Groups_Boiler Upgrade
Industrial | Ind ¦ Process Heat Improvements | 2025 | SC C | million_m3 | After Competition Groups | 89.9319 | 18575121.3894 | 18.5751 | 413.7071 | 0.21738 | 2 | Industrial_2025_SC C_million_m3_After Competition Groups_2 | Process Heat Improvements | 21.74% | 18.5751 | 89.9319 | Industrial_2025_SC C_million_m3_After Competition Groups_Process Heat Improvements
Industrial | Ind ¦ Process Heat Recovery (Gas) | 2025 | SC C | million_m3 | After Competition Groups | 48.1347 | 11935989.3968 | 11.936 | 413.7071 | 0.11635 | 3 | Industrial_2025_SC C_million_m3_After Competition Groups_3 | Process Heat Recovery (Gas) | 11.63% | 11.936 | 48.1347 | Industrial_2025_SC C_million_m3_After Competition Groups_Process Heat Recovery (Gas)
Industrial | Ind ¦ Recommissioning | 2025 | SC C | million_m3 | After Competition Groups | 35.1785 | 3224570.164 | 3.2246 | 413.7071 | 0.085032 | 4 | Industrial_2025_SC C_million_m3_After Competition Groups_4 | Recommissioning | 8.503% | 3.2246 | 35.1785 | Industrial_2025_SC C_million_m3_After Competition Groups_Recommissioning
Industrial | Ind ¦ Greenhouse Envelope Improvements | 2025 | SC C | million_m3 | After Competition Groups | 29.5093 | 339621.7242 | 0.33962 | 413.7071 | 0.071329 | 5 | Industrial_2025_SC C_million_m3_After Competition Groups_5 | Greenhouse Envelope Improvements | 7.133% | 0.33962 | 29.5093 | Industrial_2025_SC C_million_m3_After Competition Groups_Greenhouse Envelope Improvements
Industrial | Ind ¦ Improved Controls -Process Heating Gas | 2025 | SC C | million_m3 | After Competition Groups | 22.1601 | 2956480.7768 | 2.9565 | 413.7071 | 0.053565 | 6 | Industrial_2025_SC C_million_m3_After Competition Groups_6 | Improved Controls -Process Heating Gas | 5.356% | 2.9565 | 22.1601 | Industrial_2025_SC C_million_m3_After Competition Groups_Improved Controls -Process Heating Gas
Industrial | Ind ¦ High Efficiency Burners | 2025 | SC C | million_m3 | After Competition Groups | 15.2411 | 4026065.1113 | 4.0261 | 413.7071 | 0.03684 | 7 | Industrial_2025_SC C_million_m3_After Competition Groups_7 | High Efficiency Burners | 3.684% | 4.0261 | 15.2411 | Industrial_2025_SC C_million_m3_After Competition Groups_High Efficiency Burners
Industrial | Ind ¦ Insulation - Steam | 2025 | SC C | million_m3 | After Competition Groups | 6.8639 | 506533.5655 | 0.50653 | 413.7071 | 0.016591 | 8 | Industrial_2025_SC C_million_m3_After Competition Groups_8 | Insulation - Steam | 1.659% | 0.50653 | 6.8639 | Industrial_2025_SC C_million_m3_After Competition Groups_Insulation - Steam
Industrial | Ind ¦ High Efficiency HVAC Fans (Gas) | 2025 | SC C | million_m3 | After Competition Groups | 5.3765 | 1061390.8655 | 1.0614 | 413.7071 | 0.012996 | 9 | Industrial_2025_SC C_million_m3_After Competition Groups_9 | High Efficiency HVAC Fans (Gas) | 1.3% | 1.0614 | 5.3765 | Industrial_2025_SC C_million_m3_After Competition Groups_High Efficiency HVAC Fans (Gas)
Industrial | Ind ¦ Direct Contact Water Heaters | 2025 | SC C | million_m3 | After Competition Groups | 5.3132 | 0 | 0 | 413.7071 | 0.012843 | 10 | Industrial_2025_SC C_million_m3_After Competition Groups_10 | Direct Contact Water Heaters | 1.284% | 0 | 5.3132 | Industrial_2025_SC C_million_m3_After Competition Groups_Direct Contact Water Heaters
Industrial | Ind ¦ Steam Turbine Optimization | 2025 | SC C | million_m3 | After Competition Groups | 3.9882 | 789542.6636 | 0.78954 | 413.7071 | 0.0096401 | 11 | Industrial_2025_SC C_million_m3_After Competition Groups_11 | Steam Turbine Optimization | 0.964% | 0.78954 | 3.9882 | Industrial_2025_SC C_million_m3_After Competition Groups_Steam Turbine Optimization
Industrial | Ind ¦ Insulation - Steam (AG) | 2025 | SC C | million_m3 | After Competition Groups | 3.5614 | 266195.5034 | 0.2662 | 413.7071 | 0.0086084 | 12 | Industrial_2025_SC C_million_m3_After Competition Groups_12 | Insulation - Steam (AG) | 0.8608% | 0.2662 | 3.5614 | Industrial_2025_SC C_million_m3_After Competition Groups_Insulation - Steam (AG)
Industrial | Ind ¦ Gas Turbine Optimization | 2025 | SC C | million_m3 | After Competition Groups | 2.9911 | 586051.0256 | 0.58605 | 413.7071 | 0.00723 | 13 | Industrial_2025_SC C_million_m3_After Competition Groups_13 | Gas Turbine Optimization | 0.723% | 0.58605 | 2.9911 | Industrial_2025_SC C_million_m3_After Competition Groups_Gas Turbine Optimization
Industrial | Ind ¦ Air Compressor Heat Recovery | 2025 | SC C | million_m3 | After Competition Groups | 2.5633 | 453325.4093 | 0.45333 | 413.7071 | 0.0061959 | 14 | Industrial_2025_SC C_million_m3_After Competition Groups_14 | Air Compressor Heat Recovery | 0.6196% | 0.45333 | 2.5633 | Industrial_2025_SC C_million_m3_After Competition Groups_Air Compressor Heat Recovery
Industrial | Ind ¦ Ventilation Optimization (Gas) | 2025 | SC C | million_m3 | After Competition Groups | 2.1322 | 0 | 0 | 413.7071 | 0.0051539 | 15 | Industrial_2025_SC C_million_m3_After Competition Groups_15 | Ventilation Optimization (Gas) | 0.5154% | 0 | 2.1322 | Industrial_2025_SC C_million_m3_After Competition Groups_Ventilation Optimization (Gas)
Industrial | Ind ¦ HE Stock Tank | 2025 | SC C | million_m3 | After Competition Groups | 0.91486 | 72145.2532 | 0.072145 | 413.7071 | 0.0022114 | 16 | Industrial_2025_SC C_million_m3_After Competition Groups_16 | HE Stock Tank | 0.2211% | 0.072145 | 0.91486 | Industrial_2025_SC C_million_m3_After Competition Groups_HE Stock Tank
Industrial | Ind ¦ VAV Conversion Project (Gas) | 2025 | SC C | million_m3 | After Competition Groups | 0.72151 | 164207.5552 | 0.16421 | 413.7071 | 0.001744 | 17 | Industrial_2025_SC C_million_m3_After Competition Groups_17 | VAV Conversion Project (Gas) | 0.1744% | 0.16421 | 0.72151 | Industrial_2025_SC C_million_m3_After Competition Groups_VAV Conversion Project (Gas)
Industrial | Ind ¦ Process Optimization (Gas) | 2025 | SC C | million_m3 | After Competition Groups | 0.6398 | 66560.9207 | 0.066561 | 413.7071 | 0.0015465 | 18 | Industrial_2025_SC C_million_m3_After Competition Groups_18 | Process Optimization (Gas) | 0.1547% | 0.066561 | 0.6398 | Industrial_2025_SC C_million_m3_After Competition Groups_Process Optimization (Gas)
Industrial | Ind ¦ HE HVAC Controls | 2025 | SC C | million_m3 | After Competition Groups | 0.37639 | 71117.3144 | 0.071117 | 413.7071 | 0.00090979 | 19 | Industrial_2025_SC C_million_m3_After Competition Groups_19 | HE HVAC Controls | 0.09098% | 0.071117 | 0.37639 | Industrial_2025_SC C_million_m3_After Competition Groups_HE HVAC Controls
Industrial | Ind ¦ Process Heat Recovery (Gas) - HVAC | 2025 | SC C | million_m3 | After Competition Groups | 0.18217 | 45928.7637 | 0.045929 | 413.7071 | 0.00044034 | 20 | Industrial_2025_SC C_million_m3_After Competition Groups_20 | Process Heat Recovery (Gas) - HVAC | 0.04403% | 0.045929 | 0.18217 | Industrial_2025_SC C_million_m3_After Competition Groups_Process Heat Recovery (Gas) - HVAC
Industrial | Ind ¦ Insulation - Steam - Direct | 2025 | SC C | million_m3 | After Competition Groups | 0.10397 | 7601.281 | 0.0076013 | 413.7071 | 0.00025132 | 21 | Industrial_2025_SC C_million_m3_After Competition Groups_21 | Insulation - Steam - Direct | 0.02513% | 0.0076013 | 0.10397 | Industrial_2025_SC C_million_m3_After Competition Groups_Insulation - Steam - Direct
Industrial | Ind ¦ Insulation - Steam - HVAC | 2025 | SC C | million_m3 | After Competition Groups | 0.02547 | 1903.8004 | 0.0019038 | 413.7071 | 6.1566e-05 | 22 | Industrial_2025_SC C_million_m3_After Competition Groups_22 | Insulation - Steam - HVAC | 0.006157% | 0.0019038 | 0.02547 | Industrial_2025_SC C_million_m3_After Competition Groups_Insulation - Steam - HVAC
Industrial | Ind ¦ HE HVAC Units | 2025 | SC C | million_m3 | After Competition Groups | 0.019876 | 3740.2929 | 0.0037403 | 413.7071 | 4.8044e-05 | 23 | Industrial_2025_SC C_million_m3_After Competition Groups_23 | HE HVAC Units | 0.004804% | 0.0037403 | 0.019876 | Industrial_2025_SC C_million_m3_After Competition Groups_HE HVAC Units
Industrial | Ind ¦ Solar Walls | 2025 | SC C | million_m3 | After Competition Groups | 0.0079038 | 1890.1324 | 0.0018901 | 413.7071 | 1.9105e-05 | 24 | Industrial_2025_SC C_million_m3_After Competition Groups_24 | Solar Walls | 0.00191% | 0.0018901 | 0.0079038 | Industrial_2025_SC C_million_m3_After Competition Groups_Solar Walls
Industrial | Ind ¦ High Efficiency Furnaces | 2025 | SC C | million_m3 | After Competition Groups | 0 | 0 | 0 | 413.7071 | 0 | 25 | Industrial_2025_SC C_million_m3_After Competition Groups_25 | High Efficiency Furnaces | 0% | 0 | 0 | Industrial_2025_SC C_million_m3_After Competition Groups_High Efficiency Furnaces
Industrial | Ind ¦ Steam Trap Repair | 2025 | SC C | million_m3 | After Competition Groups | 0 | 0 | 0 | 413.7071 | 0 | 26 | Industrial_2025_SC C_million_m3_After Competition Groups_26 | Steam Trap Repair | 0% | 0 | 0 | Industrial_2025_SC C_million_m3_After Competition Groups_Steam Trap Repair
Industrial | Ind ¦ Process Heat Improvements | 2025 | Technical | million_m3 | After Competition Groups | 706.5581 | 0 | 0 | 2205.1638 | 0.32041 | 1 | Industrial_2025_Technical_million_m3_After Competition Groups_1 | Process Heat Improvements | 32.04% | 0 | 706.5581 | Industrial_2025_Technical_million_m3_After Competition Groups_Process Heat Improvements
Industrial | Ind ¦ Process Heat Recovery (Gas) | 2025 | Technical | million_m3 | After Competition Groups | 303.3321 | 0 | 0 | 2205.1638 | 0.13756 | 2 | Industrial_2025_Technical_million_m3_After Competition Groups_2 | Process Heat Recovery (Gas) | 13.76% | 0 | 303.3321 | Industrial_2025_Technical_million_m3_After Competition Groups_Process Heat Recovery (Gas)
Industrial | Ind ¦ Boiler Upgrade | 2025 | Technical | million_m3 | After Competition Groups | 265.4227 | 0 | 0 | 2205.1638 | 0.12036 | 3 | Industrial_2025_Technical_million_m3_After Competition Groups_3 | Boiler Upgrade | 12.04% | 0 | 265.4227 | Industrial_2025_Technical_million_m3_After Competition Groups_Boiler Upgrade
Industrial | Ind ¦ Recommissioning | 2025 | Technical | million_m3 | After Competition Groups | 218.3228 | 0 | 0 | 2205.1638 | 0.099005 | 4 | Industrial_2025_Technical_million_m3_After Competition Groups_4 | Recommissioning | 9.901% | 0 | 218.3228 | Industrial_2025_Technical_million_m3_After Competition Groups_Recommissioning
Industrial | Ind ¦ Improved Controls -Process Heating Gas | 2025 | Technical | million_m3 | After Competition Groups | 139.1832 | 0 | 0 | 2205.1638 | 0.063117 | 5 | Industrial_2025_Technical_million_m3_After Competition Groups_5 | Improved Controls -Process Heating Gas | 6.312% | 0 | 139.1832 | Industrial_2025_Technical_million_m3_After Competition Groups_Improved Controls -Process Heating Gas
Industrial | Ind ¦ High Efficiency Burners | 2025 | Technical | million_m3 | After Competition Groups | 133.3471 | 0 | 0 | 2205.1638 | 0.06047 | 6 | Industrial_2025_Technical_million_m3_After Competition Groups_6 | High Efficiency Burners | 6.047% | 0 | 133.3471 | Industrial_2025_Technical_million_m3_After Competition Groups_High Efficiency Burners
Industrial | Ind ¦ Greenhouse Envelope Improvements | 2025 | Technical | million_m3 | After Competition Groups | 69.8641 | 0 | 0 | 2205.1638 | 0.031682 | 7 | Industrial_2025_Technical_million_m3_After Competition Groups_7 | Greenhouse Envelope Improvements | 3.168% | 0 | 69.8641 | Industrial_2025_Technical_million_m3_After Competition Groups_Greenhouse Envelope Improvements
Industrial | Ind ¦ Boiler Tune Up | 2025 | Technical | million_m3 | After Competition Groups | 43.2632 | 0 | 0 | 2205.1638 | 0.019619 | 8 | Industrial_2025_Technical_million_m3_After Competition Groups_8 | Boiler Tune Up | 1.962% | 0 | 43.2632 | Industrial_2025_Technical_million_m3_After Competition Groups_Boiler Tune Up
Industrial | Ind ¦ Insulation - Steam | 2025 | Technical | million_m3 | After Competition Groups | 41.7031 | 0 | 0 | 2205.1638 | 0.018912 | 9 | Industrial_2025_Technical_million_m3_After Competition Groups_9 | Insulation - Steam | 1.891% | 0 | 41.7031 | Industrial_2025_Technical_million_m3_After Competition Groups_Insulation - Steam
Industrial | Ind ¦ High Efficiency HVAC Fans (Gas) | 2025 | Technical | million_m3 | After Competition Groups | 35.0975 | 0 | 0 | 2205.1638 | 0.015916 | 10 | Industrial_2025_Technical_million_m3_After Competition Groups_10 | High Efficiency HVAC Fans (Gas) | 1.592% | 0 | 35.0975 | Industrial_2025_Technical_million_m3_After Competition Groups_High Efficiency HVAC Fans (Gas)
Industrial | Ind ¦ VAV Conversion Project (Gas) | 2025 | Technical | million_m3 | After Competition Groups | 34.659 | 0 | 0 | 2205.1638 | 0.015717 | 11 | Industrial_2025_Technical_million_m3_After Competition Groups_11 | VAV Conversion Project (Gas) | 1.572% | 0 | 34.659 | Industrial_2025_Technical_million_m3_After Competition Groups_VAV Conversion Project (Gas)
Industrial | Ind ¦ Steam Leak Repairs | 2025 | Technical | million_m3 | After Competition Groups | 26.2976 | 0 | 0 | 2205.1638 | 0.011925 | 12 | Industrial_2025_Technical_million_m3_After Competition Groups_12 | Steam Leak Repairs | 1.193% | 0 | 26.2976 | Industrial_2025_Technical_million_m3_After Competition Groups_Steam Leak Repairs
Industrial | Ind ¦ HE HVAC Controls | 2025 | Technical | million_m3 | After Competition Groups | 23.7319 | 0 | 0 | 2205.1638 | 0.010762 | 13 | Industrial_2025_Technical_million_m3_After Competition Groups_13 | HE HVAC Controls | 1.076% | 0 | 23.7319 | Industrial_2025_Technical_million_m3_After Competition Groups_HE HVAC Controls
Industrial | Ind ¦ Loading Dock Seals | 2025 | Technical | million_m3 | After Competition Groups | 23.7319 | 0 | 0 | 2205.1638 | 0.010762 | 14 | Industrial_2025_Technical_million_m3_After Competition Groups_14 | Loading Dock Seals | 1.076% | 0 | 23.7319 | Industrial_2025_Technical_million_m3_After Competition Groups_Loading Dock Seals
Industrial | Ind ¦ Direct Contact Water Heaters | 2025 | Technical | million_m3 | After Competition Groups | 23.5818 | 0 | 0 | 2205.1638 | 0.010694 | 15 | Industrial_2025_Technical_million_m3_After Competition Groups_15 | Direct Contact Water Heaters | 1.069% | 0 | 23.5818 | Industrial_2025_Technical_million_m3_After Competition Groups_Direct Contact Water Heaters
Industrial | Ind ¦ Steam Trap Repair | 2025 | Technical | million_m3 | After Competition Groups | 19.9615 | 0 | 0 | 2205.1638 | 0.0090522 | 16 | Industrial_2025_Technical_million_m3_After Competition Groups_16 | Steam Trap Repair | 0.9052% | 0 | 19.9615 | Industrial_2025_Technical_million_m3_After Competition Groups_Steam Trap Repair
Industrial | Ind ¦ Insulation - Steam (AG) | 2025 | Technical | million_m3 | After Competition Groups | 18.4908 | 0 | 0 | 2205.1638 | 0.0083852 | 17 | Industrial_2025_Technical_million_m3_After Competition Groups_17 | Insulation - Steam (AG) | 0.8385% | 0 | 18.4908 | Industrial_2025_Technical_million_m3_After Competition Groups_Insulation - Steam (AG)
Industrial | Ind ¦ High Efficiency Furnaces | 2025 | Technical | million_m3 | After Competition Groups | 15.3499 | 0 | 0 | 2205.1638 | 0.0069609 | 18 | Industrial_2025_Technical_million_m3_After Competition Groups_18 | High Efficiency Furnaces | 0.6961% | 0 | 15.3499 | Industrial_2025_Technical_million_m3_After Competition Groups_High Efficiency Furnaces
Industrial | Ind ¦ Air Compressor Heat Recovery | 2025 | Technical | million_m3 | After Competition Groups | 15.2876 | 0 | 0 | 2205.1638 | 0.0069326 | 19 | Industrial_2025_Technical_million_m3_After Competition Groups_19 | Air Compressor Heat Recovery | 0.6933% | 0 | 15.2876 | Industrial_2025_Technical_million_m3_After Competition Groups_Air Compressor Heat Recovery
Industrial | Ind ¦ Steam Turbine Optimization | 2025 | Technical | million_m3 | After Competition Groups | 9.7455 | 0 | 0 | 2205.1638 | 0.0044194 | 20 | Industrial_2025_Technical_million_m3_After Competition Groups_20 | Steam Turbine Optimization | 0.4419% | 0 | 9.7455 | Industrial_2025_Technical_million_m3_After Competition Groups_Steam Turbine Optimization
Industrial | Ind ¦ Process Optimization (Gas) | 2025 | Technical | million_m3 | After Competition Groups | 8.9846 | 0 | 0 | 2205.1638 | 0.0040744 | 21 | Industrial_2025_Technical_million_m3_After Competition Groups_21 | Process Optimization (Gas) | 0.4074% | 0 | 8.9846 | Industrial_2025_Technical_million_m3_After Competition Groups_Process Optimization (Gas)
Industrial | Ind ¦ Gas Turbine Optimization | 2025 | Technical | million_m3 | After Competition Groups | 7.3091 | 0 | 0 | 2205.1638 | 0.0033146 | 22 | Industrial_2025_Technical_million_m3_After Competition Groups_22 | Gas Turbine Optimization | 0.3315% | 0 | 7.3091 | Industrial_2025_Technical_million_m3_After Competition Groups_Gas Turbine Optimization
Industrial | Ind ¦ HE Stock Tank | 2025 | Technical | million_m3 | After Competition Groups | 7.3086 | 0 | 0 | 2205.1638 | 0.0033143 | 23 | Industrial_2025_Technical_million_m3_After Competition Groups_23 | HE Stock Tank | 0.3314% | 0 | 7.3086 | Industrial_2025_Technical_million_m3_After Competition Groups_HE Stock Tank
Industrial | Ind ¦ Ventilation Optimization (Gas) | 2025 | Technical | million_m3 | After Competition Groups | 4.7572 | 0 | 0 | 2205.1638 | 0.0021573 | 24 | Industrial_2025_Technical_million_m3_After Competition Groups_24 | Ventilation Optimization (Gas) | 0.2157% | 0 | 4.7572 | Industrial_2025_Technical_million_m3_After Competition Groups_Ventilation Optimization (Gas)
Industrial | Ind ¦ Solar Walls | 2025 | Technical | million_m3 | After Competition Groups | 4.6751 | 0 | 0 | 2205.1638 | 0.0021201 | 25 | Industrial_2025_Technical_million_m3_After Competition Groups_25 | Solar Walls | 0.212% | 0 | 4.6751 | Industrial_2025_Technical_million_m3_After Competition Groups_Solar Walls
Industrial | Ind ¦ HE HVAC Units | 2025 | Technical | million_m3 | After Competition Groups | 1.7631 | 0 | 0 | 2205.1638 | 0.00079952 | 26 | Industrial_2025_Technical_million_m3_After Competition Groups_26 | HE HVAC Units | 0.07995% | 0 | 1.7631 | Industrial_2025_Technical_million_m3_After Competition Groups_HE HVAC Units
Industrial | Ind ¦ Boiler Tune Up - Direct | 2025 | Technical | million_m3 | After Competition Groups | 1.4767 | 0 | 0 | 2205.1638 | 0.00066968 | 27 | Industrial_2025_Technical_million_m3_After Competition Groups_27 | Boiler Tune Up - Direct | 0.06697% | 0 | 1.4767 | Industrial_2025_Technical_million_m3_After Competition Groups_Boiler Tune Up - Direct
Industrial | Ind ¦ Process Heat Recovery (Gas) - HVAC | 2025 | Technical | million_m3 | After Competition Groups | 1.0137 | 0 | 0 | 2205.1638 | 0.00045971 | 28 | Industrial_2025_Technical_million_m3_After Competition Groups_28 | Process Heat Recovery (Gas) - HVAC | 0.04597% | 0 | 1.0137 | Industrial_2025_Technical_million_m3_After Competition Groups_Process Heat Recovery (Gas) - HVAC
Industrial | Ind ¦ Insulation - Steam - Direct | 2025 | Technical | million_m3 | After Competition Groups | 0.67583 | 0 | 0 | 2205.1638 | 0.00030648 | 29 | Industrial_2025_Technical_million_m3_After Competition Groups_29 | Insulation - Steam - Direct | 0.03065% | 0 | 0.67583 | Industrial_2025_Technical_million_m3_After Competition Groups_Insulation - Steam - Direct
Industrial | Ind ¦ Insulation - Steam - HVAC | 2025 | Technical | million_m3 | After Competition Groups | 0.14055 | 0 | 0 | 2205.1638 | 6.3736e-05 | 30 | Industrial_2025_Technical_million_m3_After Competition Groups_30 | Insulation - Steam - HVAC | 0.006374% | 0 | 0.14055 | Industrial_2025_Technical_million_m3_After Competition Groups_Insulation - Steam - HVAC
Industrial | Ind ¦ Boiler Tune Up - HVAC | 2025 | Technical | million_m3 | After Competition Groups | 0.12778 | 0 | 0 | 2205.1638 | 5.7946e-05 | 31 | Industrial_2025_Technical_million_m3_After Competition Groups_31 | Boiler Tune Up - HVAC | 0.005795% | 0 | 0.12778 | Industrial_2025_Technical_million_m3_After Competition Groups_Boiler Tune Up - HVAC
Industrial | Ind ¦ Process Heat Improvements | 2026 | Economic | million_m3 | After Competition Groups | 729.5776 | 0 | 0 | 2116.1572 | 0.34477 | 1 | Industrial_2026_Economic_million_m3_After Competition Groups_1 | Process Heat Improvements | 34.48% | 0 | 729.5776 | Industrial_2026_Economic_million_m3_After Competition Groups_Process Heat Improvements
Industrial | Ind ¦ Process Heat Recovery (Gas) | 2026 | Economic | million_m3 | After Competition Groups | 303.3321 | 0 | 0 | 2116.1572 | 0.14334 | 2 | Industrial_2026_Economic_million_m3_After Competition Groups_2 | Process Heat Recovery (Gas) | 14.33% | 0 | 303.3321 | Industrial_2026_Economic_million_m3_After Competition Groups_Process Heat Recovery (Gas)
Industrial | Ind ¦ Boiler Upgrade | 2026 | Economic | million_m3 | After Competition Groups | 274.784 | 0 | 0 | 2116.1572 | 0.12985 | 3 | Industrial_2026_Economic_million_m3_After Competition Groups_3 | Boiler Upgrade | 12.99% | 0 | 274.784 | Industrial_2026_Economic_million_m3_After Competition Groups_Boiler Upgrade
Industrial | Ind ¦ Recommissioning | 2026 | Economic | million_m3 | After Competition Groups | 218.3228 | 0 | 0 | 2116.1572 | 0.10317 | 4 | Industrial_2026_Economic_million_m3_After Competition Groups_4 | Recommissioning | 10.32% | 0 | 218.3228 | Industrial_2026_Economic_million_m3_After Competition Groups_Recommissioning
Industrial | Ind ¦ Improved Controls -Process Heating Gas | 2026 | Economic | million_m3 | After Competition Groups | 139.1832 | 0 | 0 | 2116.1572 | 0.065772 | 5 | Industrial_2026_Economic_million_m3_After Competition Groups_5 | Improved Controls -Process Heating Gas | 6.577% | 0 | 139.1832 | Industrial_2026_Economic_million_m3_After Competition Groups_Improved Controls -Process Heating Gas
Industrial | Ind ¦ High Efficiency Burners | 2026 | Economic | million_m3 | After Competition Groups | 137.6915 | 0 | 0 | 2116.1572 | 0.065067 | 6 | Industrial_2026_Economic_million_m3_After Competition Groups_6 | High Efficiency Burners | 6.507% | 0 | 137.6915 | Industrial_2026_Economic_million_m3_After Competition Groups_High Efficiency Burners
Industrial | Ind ¦ Greenhouse Envelope Improvements | 2026 | Economic | million_m3 | After Competition Groups | 72.8745 | 0 | 0 | 2116.1572 | 0.034437 | 7 | Industrial_2026_Economic_million_m3_After Competition Groups_7 | Greenhouse Envelope Improvements | 3.444% | 0 | 72.8745 | Industrial_2026_Economic_million_m3_After Competition Groups_Greenhouse Envelope Improvements
Industrial | Ind ¦ Insulation - Steam | 2026 | Economic | million_m3 | After Competition Groups | 41.7031 | 0 | 0 | 2116.1572 | 0.019707 | 8 | Industrial_2026_Economic_million_m3_After Competition Groups_8 | Insulation - Steam | 1.971% | 0 | 41.7031 | Industrial_2026_Economic_million_m3_After Competition Groups_Insulation - Steam
Industrial | Ind ¦ High Efficiency HVAC Fans (Gas) | 2026 | Economic | million_m3 | After Competition Groups | 35.9642 | 0 | 0 | 2116.1572 | 0.016995 | 9 | Industrial_2026_Economic_million_m3_After Competition Groups_9 | High Efficiency HVAC Fans (Gas) | 1.7% | 0 | 35.9642 | Industrial_2026_Economic_million_m3_After Competition Groups_High Efficiency HVAC Fans (Gas)
Industrial | Ind ¦ VAV Conversion Project (Gas) | 2026 | Economic | million_m3 | After Competition Groups | 34.6947 | 0 | 0 | 2116.1572 | 0.016395 | 10 | Industrial_2026_Economic_million_m3_After Competition Groups_10 | VAV Conversion Project (Gas) | 1.64% | 0 | 34.6947 | Industrial_2026_Economic_million_m3_After Competition Groups_VAV Conversion Project (Gas)
Industrial | Ind ¦ Direct Contact Water Heaters | 2026 | Economic | million_m3 | After Competition Groups | 24.3784 | 0 | 0 | 2116.1572 | 0.01152 | 11 | Industrial_2026_Economic_million_m3_After Competition Groups_11 | Direct Contact Water Heaters | 1.152% | 0 | 24.3784 | Industrial_2026_Economic_million_m3_After Competition Groups_Direct Contact Water Heaters
Industrial | Ind ¦ HE HVAC Controls | 2026 | Economic | million_m3 | After Competition Groups | 23.7319 | 0 | 0 | 2116.1572 | 0.011215 | 12 | Industrial_2026_Economic_million_m3_After Competition Groups_12 | HE HVAC Controls | 1.121% | 0 | 23.7319 | Industrial_2026_Economic_million_m3_After Competition Groups_HE HVAC Controls
Industrial | Ind ¦ Insulation - Steam (AG) | 2026 | Economic | million_m3 | After Competition Groups | 18.3761 | 0 | 0 | 2116.1572 | 0.0086837 | 13 | Industrial_2026_Economic_million_m3_After Competition Groups_13 | Insulation - Steam (AG) | 0.8684% | 0 | 18.3761 | Industrial_2026_Economic_million_m3_After Competition Groups_Insulation - Steam (AG)
Industrial | Ind ¦ Air Compressor Heat Recovery | 2026 | Economic | million_m3 | After Competition Groups | 15.2876 | 0 | 0 | 2116.1572 | 0.0072242 | 14 | Industrial_2026_Economic_million_m3_After Competition Groups_14 | Air Compressor Heat Recovery | 0.7224% | 0 | 15.2876 | Industrial_2026_Economic_million_m3_After Competition Groups_Air Compressor Heat Recovery
Industrial | Ind ¦ Steam Turbine Optimization | 2026 | Economic | million_m3 | After Competition Groups | 9.7481 | 0 | 0 | 2116.1572 | 0.0046065 | 15 | Industrial_2026_Economic_million_m3_After Competition Groups_15 | Steam Turbine Optimization | 0.4607% | 0 | 9.7481 | Industrial_2026_Economic_million_m3_After Competition Groups_Steam Turbine Optimization
Industrial | Ind ¦ Process Optimization (Gas) | 2026 | Economic | million_m3 | After Competition Groups | 8.9846 | 0 | 0 | 2116.1572 | 0.0042457 | 16 | Industrial_2026_Economic_million_m3_After Competition Groups_16 | Process Optimization (Gas) | 0.4246% | 0 | 8.9846 | Industrial_2026_Economic_million_m3_After Competition Groups_Process Optimization (Gas)
Industrial | Ind ¦ HE Stock Tank | 2026 | Economic | million_m3 | After Competition Groups | 7.5635 | 0 | 0 | 2116.1572 | 0.0035742 | 17 | Industrial_2026_Economic_million_m3_After Competition Groups_17 | HE Stock Tank | 0.3574% | 0 | 7.5635 | Industrial_2026_Economic_million_m3_After Competition Groups_HE Stock Tank
Industrial | Ind ¦ Gas Turbine Optimization | 2026 | Economic | million_m3 | After Competition Groups | 7.3111 | 0 | 0 | 2116.1572 | 0.0034549 | 18 | Industrial_2026_Economic_million_m3_After Competition Groups_18 | Gas Turbine Optimization | 0.3455% | 0 | 7.3111 | Industrial_2026_Economic_million_m3_After Competition Groups_Gas Turbine Optimization
Industrial | Ind ¦ Ventilation Optimization (Gas) | 2026 | Economic | million_m3 | After Competition Groups | 4.7572 | 0 | 0 | 2116.1572 | 0.002248 | 19 | Industrial_2026_Economic_million_m3_After Competition Groups_19 | Ventilation Optimization (Gas) | 0.2248% | 0 | 4.7572 | Industrial_2026_Economic_million_m3_After Competition Groups_Ventilation Optimization (Gas)
Industrial | Ind ¦ Solar Walls | 2026 | Economic | million_m3 | After Competition Groups | 4.68 | 0 | 0 | 2116.1572 | 0.0022115 | 20 | Industrial_2026_Economic_million_m3_After Competition Groups_20 | Solar Walls | 0.2212% | 0 | 4.68 | Industrial_2026_Economic_million_m3_After Competition Groups_Solar Walls
Industrial | Ind ¦ HE HVAC Units | 2026 | Economic | million_m3 | After Competition Groups | 1.3809 | 0 | 0 | 2116.1572 | 0.00065255 | 21 | Industrial_2026_Economic_million_m3_After Competition Groups_21 | HE HVAC Units | 0.06525% | 0 | 1.3809 | Industrial_2026_Economic_million_m3_After Competition Groups_HE HVAC Units
Industrial | Ind ¦ Process Heat Recovery (Gas) - HVAC | 2026 | Economic | million_m3 | After Competition Groups | 1.0137 | 0 | 0 | 2116.1572 | 0.00047905 | 22 | Industrial_2026_Economic_million_m3_After Competition Groups_22 | Process Heat Recovery (Gas) - HVAC | 0.0479% | 0 | 1.0137 | Industrial_2026_Economic_million_m3_After Competition Groups_Process Heat Recovery (Gas) - HVAC
Industrial | Ind ¦ Insulation - Steam - Direct | 2026 | Economic | million_m3 | After Competition Groups | 0.67583 | 0 | 0 | 2116.1572 | 0.00031937 | 23 | Industrial_2026_Economic_million_m3_After Competition Groups_23 | Insulation - Steam - Direct | 0.03194% | 0 | 0.67583 | Industrial_2026_Economic_million_m3_After Competition Groups_Insulation - Steam - Direct
Industrial | Ind ¦ Insulation - Steam - HVAC | 2026 | Economic | million_m3 | After Competition Groups | 0.14055 | 0 | 0 | 2116.1572 | 6.6417e-05 | 24 | Industrial_2026_Economic_million_m3_After Competition Groups_24 | Insulation - Steam - HVAC | 0.006642% | 0 | 0.14055 | Industrial_2026_Economic_million_m3_After Competition Groups_Insulation - Steam - HVAC
Industrial | Ind ¦ High Efficiency Furnaces | 2026 | Economic | million_m3 | After Competition Groups | 0 | 0 | 0 | 2116.1572 | 0 | 25 | Industrial_2026_Economic_million_m3_After Competition Groups_25 | High Efficiency Furnaces | 0% | 0 | 0 | Industrial_2026_Economic_million_m3_After Competition Groups_High Efficiency Furnaces
Industrial | Ind ¦ Steam Trap Repair | 2026 | Economic | million_m3 | After Competition Groups | 0 | 0 | 0 | 2116.1572 | 0 | 26 | Industrial_2026_Economic_million_m3_After Competition Groups_26 | Steam Trap Repair | 0% | 0 | 0 | Industrial_2026_Economic_million_m3_After Competition Groups_Steam Trap Repair
Industrial | Ind ¦ Boiler Upgrade | 2026 | SC A | million_m3 | After Competition Groups | 111.1225 | 5293119.1671 | 5.2931 | 366.6196 | 0.3031 | 1 | Industrial_2026_SC A_million_m3_After Competition Groups_1 | Boiler Upgrade | 30.31% | 5.2931 | 111.1225 | Industrial_2026_SC A_million_m3_After Competition Groups_Boiler Upgrade
Industrial | Ind ¦ Process Heat Improvements | 2026 | SC A | million_m3 | After Competition Groups | 88.7243 | 6435998.6041 | 6.436 | 366.6196 | 0.24201 | 2 | Industrial_2026_SC A_million_m3_After Competition Groups_2 | Process Heat Improvements | 24.2% | 6.436 | 88.7243 | Industrial_2026_SC A_million_m3_After Competition Groups_Process Heat Improvements
Industrial | Ind ¦ Recommissioning | 2026 | SC A | million_m3 | After Competition Groups | 38.2114 | 1063409.6761 | 1.0634 | 366.6196 | 0.10423 | 3 | Industrial_2026_SC A_million_m3_After Competition Groups_3 | Recommissioning | 10.42% | 1.0634 | 38.2114 | Industrial_2026_SC A_million_m3_After Competition Groups_Recommissioning
Industrial | Ind ¦ Greenhouse Envelope Improvements | 2026 | SC A | million_m3 | After Competition Groups | 33.6754 | 366708.132 | 0.36671 | 366.6196 | 0.091854 | 4 | Industrial_2026_SC A_million_m3_After Competition Groups_4 | Greenhouse Envelope Improvements | 9.185% | 0.36671 | 33.6754 | Industrial_2026_SC A_million_m3_After Competition Groups_Greenhouse Envelope Improvements
Industrial | Ind ¦ Process Heat Recovery (Gas) | 2026 | SC A | million_m3 | After Competition Groups | 26.6699 | 1255832.6925 | 1.2558 | 366.6196 | 0.072745 | 5 | Industrial_2026_SC A_million_m3_After Competition Groups_5 | Process Heat Recovery (Gas) | 7.275% | 1.2558 | 26.6699 | Industrial_2026_SC A_million_m3_After Competition Groups_Process Heat Recovery (Gas)
Industrial | Ind ¦ Improved Controls -Process Heating Gas | 2026 | SC A | million_m3 | After Competition Groups | 25.035 | 1564802.0478 | 1.5648 | 366.6196 | 0.068286 | 6 | Industrial_2026_SC A_million_m3_After Competition Groups_6 | Improved Controls -Process Heating Gas | 6.829% | 1.5648 | 25.035 | Industrial_2026_SC A_million_m3_After Competition Groups_Improved Controls -Process Heating Gas
Industrial | Ind ¦ Insulation - Steam | 2026 | SC A | million_m3 | After Competition Groups | 8.2664 | 560204.8612 | 0.5602 | 366.6196 | 0.022548 | 7 | Industrial_2026_SC A_million_m3_After Competition Groups_7 | Insulation - Steam | 2.255% | 0.5602 | 8.2664 | Industrial_2026_SC A_million_m3_After Competition Groups_Insulation - Steam
Industrial | Ind ¦ Direct Contact Water Heaters | 2026 | SC A | million_m3 | After Competition Groups | 6.3504 | 0 | 0 | 366.6196 | 0.017322 | 8 | Industrial_2026_SC A_million_m3_After Competition Groups_8 | Direct Contact Water Heaters | 1.732% | 0 | 6.3504 | Industrial_2026_SC A_million_m3_After Competition Groups_Direct Contact Water Heaters
Industrial | Ind ¦ Steam Turbine Optimization | 2026 | SC A | million_m3 | After Competition Groups | 4.5754 | 306232.0453 | 0.30623 | 366.6196 | 0.01248 | 9 | Industrial_2026_SC A_million_m3_After Competition Groups_9 | Steam Turbine Optimization | 1.248% | 0.30623 | 4.5754 | Industrial_2026_SC A_million_m3_After Competition Groups_Steam Turbine Optimization
Industrial | Ind ¦ High Efficiency HVAC Fans (Gas) | 2026 | SC A | million_m3 | After Competition Groups | 4.3493 | 240805.9395 | 0.24081 | 366.6196 | 0.011863 | 10 | Industrial_2026_SC A_million_m3_After Competition Groups_10 | High Efficiency HVAC Fans (Gas) | 1.186% | 0.24081 | 4.3493 | Industrial_2026_SC A_million_m3_After Competition Groups_High Efficiency HVAC Fans (Gas)
Industrial | Ind ¦ Insulation - Steam (AG) | 2026 | SC A | million_m3 | After Competition Groups | 4.2997 | 294905.6769 | 0.29491 | 366.6196 | 0.011728 | 11 | Industrial_2026_SC A_million_m3_After Competition Groups_11 | Insulation - Steam (AG) | 1.173% | 0.29491 | 4.2997 | Industrial_2026_SC A_million_m3_After Competition Groups_Insulation - Steam (AG)
Industrial | Ind ¦ High Efficiency Burners | 2026 | SC A | million_m3 | After Competition Groups | 4.226 | 219808.9951 | 0.21981 | 366.6196 | 0.011527 | 12 | Industrial_2026_SC A_million_m3_After Competition Groups_12 | High Efficiency Burners | 1.153% | 0.21981 | 4.226 | Industrial_2026_SC A_million_m3_After Competition Groups_High Efficiency Burners
Industrial | Ind ¦ Gas Turbine Optimization | 2026 | SC A | million_m3 | After Competition Groups | 3.3559 | 189401.5798 | 0.1894 | 366.6196 | 0.0091535 | 13 | Industrial_2026_SC A_million_m3_After Competition Groups_13 | Gas Turbine Optimization | 0.9154% | 0.1894 | 3.3559 | Industrial_2026_SC A_million_m3_After Competition Groups_Gas Turbine Optimization
Industrial | Ind ¦ Air Compressor Heat Recovery | 2026 | SC A | million_m3 | After Competition Groups | 2.5181 | 142867.5239 | 0.14287 | 366.6196 | 0.0068684 | 14 | Industrial_2026_SC A_million_m3_After Competition Groups_14 | Air Compressor Heat Recovery | 0.6868% | 0.14287 | 2.5181 | Industrial_2026_SC A_million_m3_After Competition Groups_Air Compressor Heat Recovery
Industrial | Ind ¦ Ventilation Optimization (Gas) | 2026 | SC A | million_m3 | After Competition Groups | 2.4998 | 0 | 0 | 366.6196 | 0.0068185 | 15 | Industrial_2026_SC A_million_m3_After Competition Groups_15 | Ventilation Optimization (Gas) | 0.6818% | 0 | 2.4998 | Industrial_2026_SC A_million_m3_After Competition Groups_Ventilation Optimization (Gas)
Industrial | Ind ¦ HE Stock Tank | 2026 | SC A | million_m3 | After Competition Groups | 1.1309 | 84699.0216 | 0.084699 | 366.6196 | 0.0030847 | 16 | Industrial_2026_SC A_million_m3_After Competition Groups_16 | HE Stock Tank | 0.3085% | 0.084699 | 1.1309 | Industrial_2026_SC A_million_m3_After Competition Groups_HE Stock Tank
Industrial | Ind ¦ Process Optimization (Gas) | 2026 | SC A | million_m3 | After Competition Groups | 0.76385 | 57354.7154 | 0.057355 | 366.6196 | 0.0020835 | 17 | Industrial_2026_SC A_million_m3_After Competition Groups_17 | Process Optimization (Gas) | 0.2083% | 0.057355 | 0.76385 | Industrial_2026_SC A_million_m3_After Competition Groups_Process Optimization (Gas)
Industrial | Ind ¦ VAV Conversion Project (Gas) | 2026 | SC A | million_m3 | After Competition Groups | 0.33601 | 27120.9171 | 0.027121 | 366.6196 | 0.00091651 | 18 | Industrial_2026_SC A_million_m3_After Competition Groups_18 | VAV Conversion Project (Gas) | 0.09165% | 0.027121 | 0.33601 | Industrial_2026_SC A_million_m3_After Competition Groups_VAV Conversion Project (Gas)
Industrial | Ind ¦ HE HVAC Controls | 2026 | SC A | million_m3 | After Competition Groups | 0.23192 | 19752.119 | 0.019752 | 366.6196 | 0.00063258 | 19 | Industrial_2026_SC A_million_m3_After Competition Groups_19 | HE HVAC Controls | 0.06326% | 0.019752 | 0.23192 | Industrial_2026_SC A_million_m3_After Competition Groups_HE HVAC Controls
Industrial | Ind ¦ Insulation - Steam - Direct | 2026 | SC A | million_m3 | After Competition Groups | 0.12499 | 8394.2846 | 0.0083943 | 366.6196 | 0.00034092 | 20 | Industrial_2026_SC A_million_m3_After Competition Groups_20 | Insulation - Steam - Direct | 0.03409% | 0.0083943 | 0.12499 | Industrial_2026_SC A_million_m3_After Competition Groups_Insulation - Steam - Direct
Industrial | Ind ¦ Process Heat Recovery (Gas) - HVAC | 2026 | SC A | million_m3 | After Competition Groups | 0.10648 | 5209.9156 | 0.0052099 | 366.6196 | 0.00029045 | 21 | Industrial_2026_SC A_million_m3_After Competition Groups_21 | Process Heat Recovery (Gas) - HVAC | 0.02905% | 0.0052099 | 0.10648 | Industrial_2026_SC A_million_m3_After Competition Groups_Process Heat Recovery (Gas) - HVAC
Industrial | Ind ¦ Insulation - Steam - HVAC | 2026 | SC A | million_m3 | After Competition Groups | 0.030751 | 2109.1323 | 0.0021091 | 366.6196 | 8.3876e-05 | 22 | Industrial_2026_SC A_million_m3_After Competition Groups_22 | Insulation - Steam - HVAC | 0.008388% | 0.0021091 | 0.030751 | Industrial_2026_SC A_million_m3_After Competition Groups_Insulation - Steam - HVAC
Industrial | Ind ¦ HE HVAC Units | 2026 | SC A | million_m3 | After Competition Groups | 0.012267 | 1042.7169 | 0.0010427 | 366.6196 | 3.346e-05 | 23 | Industrial_2026_SC A_million_m3_After Competition Groups_23 | HE HVAC Units | 0.003346% | 0.0010427 | 0.012267 | Industrial_2026_SC A_million_m3_After Competition Groups_HE HVAC Units
Industrial | Ind ¦ Solar Walls | 2026 | SC A | million_m3 | After Competition Groups | 0.0031456 | 0 | 0 | 366.6196 | 8.5801e-06 | 24 | Industrial_2026_SC A_million_m3_After Competition Groups_24 | Solar Walls | 0.000858% | 0 | 0.0031456 | Industrial_2026_SC A_million_m3_After Competition Groups_Solar Walls
Industrial | Ind ¦ High Efficiency Furnaces | 2026 | SC A | million_m3 | After Competition Groups | 0 | 0 | 0 | 366.6196 | 0 | 25 | Industrial_2026_SC A_million_m3_After Competition Groups_25 | High Efficiency Furnaces | 0% | 0 | 0 | Industrial_2026_SC A_million_m3_After Competition Groups_High Efficiency Furnaces
Industrial | Ind ¦ Steam Trap Repair | 2026 | SC A | million_m3 | After Competition Groups | 0 | 0 | 0 | 366.6196 | 0 | 26 | Industrial_2026_SC A_million_m3_After Competition Groups_26 | Steam Trap Repair | 0% | 0 | 0 | Industrial_2026_SC A_million_m3_After Competition Groups_Steam Trap Repair
Industrial | Ind ¦ Process Heat Improvements | 2026 | SC B | million_m3 | After Competition Groups | 283.3787 | 50552206.3538 | 50.5522 | 987.9768 | 0.28683 | 1 | Industrial_2026_SC B_million_m3_After Competition Groups_1 | Process Heat Improvements | 28.68% | 50.5522 | 283.3787 | Industrial_2026_SC B_million_m3_After Competition Groups_Process Heat Improvements
Industrial | Ind ¦ Boiler Upgrade | 2026 | SC B | million_m3 | After Competition Groups | 159.1922 | 35432999.8408 | 35.433 | 987.9768 | 0.16113 | 2 | Industrial_2026_SC B_million_m3_After Competition Groups_2 | Boiler Upgrade | 16.11% | 35.433 | 159.1922 | Industrial_2026_SC B_million_m3_After Competition Groups_Boiler Upgrade
Industrial | Ind ¦ Process Heat Recovery (Gas) | 2026 | SC B | million_m3 | After Competition Groups | 149.1006 | 30664679.5143 | 30.6647 | 987.9768 | 0.15092 | 3 | Industrial_2026_SC B_million_m3_After Competition Groups_3 | Process Heat Recovery (Gas) | 15.09% | 30.6647 | 149.1006 | Industrial_2026_SC B_million_m3_After Competition Groups_Process Heat Recovery (Gas)
Industrial | Ind ¦ Recommissioning | 2026 | SC B | million_m3 | After Competition Groups | 108.825 | 8596264.0099 | 8.5963 | 987.9768 | 0.11015 | 4 | Industrial_2026_SC B_million_m3_After Competition Groups_4 | Recommissioning | 11.01% | 8.5963 | 108.825 | Industrial_2026_SC B_million_m3_After Competition Groups_Recommissioning
Industrial | Ind ¦ Improved Controls -Process Heating Gas | 2026 | SC B | million_m3 | After Competition Groups | 68.1353 | 7380089.7051 | 7.3801 | 987.9768 | 0.068965 | 5 | Industrial_2026_SC B_million_m3_After Competition Groups_5 | Improved Controls -Process Heating Gas | 6.896% | 7.3801 | 68.1353 | Industrial_2026_SC B_million_m3_After Competition Groups_Improved Controls -Process Heating Gas
Industrial | Ind ¦ High Efficiency Burners | 2026 | SC B | million_m3 | After Competition Groups | 53.9634 | 15064527.9697 | 15.0645 | 987.9768 | 0.05462 | 6 | Industrial_2026_SC B_million_m3_After Competition Groups_6 | High Efficiency Burners | 5.462% | 15.0645 | 53.9634 | Industrial_2026_SC B_million_m3_After Competition Groups_High Efficiency Burners
Industrial | Ind ¦ Greenhouse Envelope Improvements | 2026 | SC B | million_m3 | After Competition Groups | 46.6112 | 506330.0006 | 0.50633 | 987.9768 | 0.047178 | 7 | Industrial_2026_SC B_million_m3_After Competition Groups_7 | Greenhouse Envelope Improvements | 4.718% | 0.50633 | 46.6112 | Industrial_2026_SC B_million_m3_After Competition Groups_Greenhouse Envelope Improvements
Industrial | Ind ¦ Insulation - Steam | 2026 | SC B | million_m3 | After Competition Groups | 21.0153 | 1246221.2363 | 1.2462 | 987.9768 | 0.021271 | 8 | Industrial_2026_SC B_million_m3_After Competition Groups_8 | Insulation - Steam | 2.127% | 1.2462 | 21.0153 | Industrial_2026_SC B_million_m3_After Competition Groups_Insulation - Steam
Industrial | Ind ¦ High Efficiency HVAC Fans (Gas) | 2026 | SC B | million_m3 | After Competition Groups | 18.2265 | 3657914.2749 | 3.6579 | 987.9768 | 0.018448 | 9 | Industrial_2026_SC B_million_m3_After Competition Groups_9 | High Efficiency HVAC Fans (Gas) | 1.845% | 3.6579 | 18.2265 | Industrial_2026_SC B_million_m3_After Competition Groups_High Efficiency HVAC Fans (Gas)
Industrial | Ind ¦ VAV Conversion Project (Gas) | 2026 | SC B | million_m3 | After Competition Groups | 17.8734 | 6534630.1093 | 6.5346 | 987.9768 | 0.018091 | 10 | Industrial_2026_SC B_million_m3_After Competition Groups_10 | VAV Conversion Project (Gas) | 1.809% | 6.5346 | 17.8734 | Industrial_2026_SC B_million_m3_After Competition Groups_VAV Conversion Project (Gas)
Industrial | Ind ¦ HE HVAC Controls | 2026 | SC B | million_m3 | After Competition Groups | 12.6261 | 4552839.3849 | 4.5528 | 987.9768 | 0.01278 | 11 | Industrial_2026_SC B_million_m3_After Competition Groups_11 | HE HVAC Controls | 1.278% | 4.5528 | 12.6261 | Industrial_2026_SC B_million_m3_After Competition Groups_HE HVAC Controls
Industrial | Ind ¦ Direct Contact Water Heaters | 2026 | SC B | million_m3 | After Competition Groups | 12.0197 | 0 | 0 | 987.9768 | 0.012166 | 12 | Industrial_2026_SC B_million_m3_After Competition Groups_12 | Direct Contact Water Heaters | 1.217% | 0 | 12.0197 | Industrial_2026_SC B_million_m3_After Competition Groups_Direct Contact Water Heaters
Industrial | Ind ¦ Insulation - Steam (AG) | 2026 | SC B | million_m3 | After Competition Groups | 10.7559 | 625506.0569 | 0.62551 | 987.9768 | 0.010887 | 13 | Industrial_2026_SC B_million_m3_After Competition Groups_13 | Insulation - Steam (AG) | 1.089% | 0.62551 | 10.7559 | Industrial_2026_SC B_million_m3_After Competition Groups_Insulation - Steam (AG)
Industrial | Ind ¦ Air Compressor Heat Recovery | 2026 | SC B | million_m3 | After Competition Groups | 7.8273 | 1105424.5265 | 1.1054 | 987.9768 | 0.0079225 | 14 | Industrial_2026_SC B_million_m3_After Competition Groups_14 | Air Compressor Heat Recovery | 0.7923% | 1.1054 | 7.8273 | Industrial_2026_SC B_million_m3_After Competition Groups_Air Compressor Heat Recovery
Industrial | Ind ¦ Steam Turbine Optimization | 2026 | SC B | million_m3 | After Competition Groups | 4.6906 | 811169.0279 | 0.81117 | 987.9768 | 0.0047476 | 15 | Industrial_2026_SC B_million_m3_After Competition Groups_15 | Steam Turbine Optimization | 0.4748% | 0.81117 | 4.6906 | Industrial_2026_SC B_million_m3_After Competition Groups_Steam Turbine Optimization
Industrial | Ind ¦ Gas Turbine Optimization | 2026 | SC B | million_m3 | After Competition Groups | 3.5179 | 608376.7709 | 0.60838 | 987.9768 | 0.0035607 | 16 | Industrial_2026_SC B_million_m3_After Competition Groups_16 | Gas Turbine Optimization | 0.3561% | 0.60838 | 3.5179 | Industrial_2026_SC B_million_m3_After Competition Groups_Gas Turbine Optimization
Industrial | Ind ¦ HE Stock Tank | 2026 | SC B | million_m3 | After Competition Groups | 2.894 | 197286.8565 | 0.19729 | 987.9768 | 0.0029292 | 17 | Industrial_2026_SC B_million_m3_After Competition Groups_17 | HE Stock Tank | 0.2929% | 0.19729 | 2.894 | Industrial_2026_SC B_million_m3_After Competition Groups_HE Stock Tank
Industrial | Ind ¦ Ventilation Optimization (Gas) | 2026 | SC B | million_m3 | After Competition Groups | 2.4998 | 0 | 0 | 987.9768 | 0.0025302 | 18 | Industrial_2026_SC B_million_m3_After Competition Groups_18 | Ventilation Optimization (Gas) | 0.253% | 0 | 2.4998 | Industrial_2026_SC B_million_m3_After Competition Groups_Ventilation Optimization (Gas)
Industrial | Ind ¦ Solar Walls | 2026 | SC B | million_m3 | After Competition Groups | 2.4108 | 1492563.7727 | 1.4926 | 987.9768 | 0.0024402 | 19 | Industrial_2026_SC B_million_m3_After Competition Groups_19 | Solar Walls | 0.244% | 1.4926 | 2.4108 | Industrial_2026_SC B_million_m3_After Competition Groups_Solar Walls
Industrial | Ind ¦ Process Optimization (Gas) | 2026 | SC B | million_m3 | After Competition Groups | 0.76385 | 73218.2885 | 0.073218 | 987.9768 | 0.00077314 | 20 | Industrial_2026_SC B_million_m3_After Competition Groups_20 | Process Optimization (Gas) | 0.07731% | 0.073218 | 0.76385 | Industrial_2026_SC B_million_m3_After Competition Groups_Process Optimization (Gas)
Industrial | Ind ¦ HE HVAC Units | 2026 | SC B | million_m3 | After Competition Groups | 0.69659 | 254301.3616 | 0.2543 | 987.9768 | 0.00070507 | 21 | Industrial_2026_SC B_million_m3_After Competition Groups_21 | HE HVAC Units | 0.07051% | 0.2543 | 0.69659 | Industrial_2026_SC B_million_m3_After Competition Groups_HE HVAC Units
Industrial | Ind ¦ Process Heat Recovery (Gas) - HVAC | 2026 | SC B | million_m3 | After Competition Groups | 0.55483 | 111391.4266 | 0.11139 | 987.9768 | 0.00056158 | 22 | Industrial_2026_SC B_million_m3_After Competition Groups_22 | Process Heat Recovery (Gas) - HVAC | 0.05616% | 0.11139 | 0.55483 | Industrial_2026_SC B_million_m3_After Competition Groups_Process Heat Recovery (Gas) - HVAC
Industrial | Ind ¦ Insulation - Steam - Direct | 2026 | SC B | million_m3 | After Competition Groups | 0.32108 | 19261.0316 | 0.019261 | 987.9768 | 0.00032499 | 23 | Industrial_2026_SC B_million_m3_After Competition Groups_23 | Insulation - Steam - Direct | 0.0325% | 0.019261 | 0.32108 | Industrial_2026_SC B_million_m3_After Competition Groups_Insulation - Steam - Direct
Industrial | Ind ¦ Insulation - Steam - HVAC | 2026 | SC B | million_m3 | After Competition Groups | 0.076925 | 4473.5495 | 0.0044735 | 987.9768 | 7.7861e-05 | 24 | Industrial_2026_SC B_million_m3_After Competition Groups_24 | Insulation - Steam - HVAC | 0.007786% | 0.0044735 | 0.076925 | Industrial_2026_SC B_million_m3_After Competition Groups_Insulation - Steam - HVAC
Industrial | Ind ¦ High Efficiency Furnaces | 2026 | SC B | million_m3 | After Competition Groups | 0 | 0 | 0 | 987.9768 | 0 | 25 | Industrial_2026_SC B_million_m3_After Competition Groups_25 | High Efficiency Furnaces | 0% | 0 | 0 | Industrial_2026_SC B_million_m3_After Competition Groups_High Efficiency Furnaces
Industrial | Ind ¦ Steam Trap Repair | 2026 | SC B | million_m3 | After Competition Groups | 0 | 0 | 0 | 987.9768 | 0 | 26 | Industrial_2026_SC B_million_m3_After Competition Groups_26 | Steam Trap Repair | 0% | 0 | 0 | Industrial_2026_SC B_million_m3_After Competition Groups_Steam Trap Repair
Industrial | Ind ¦ Boiler Upgrade | 2026 | SC C | million_m3 | After Competition Groups | 159.1922 | 28882287.4271 | 28.8823 | 492.1171 | 0.32348 | 1 | Industrial_2026_SC C_million_m3_After Competition Groups_1 | Boiler Upgrade | 32.35% | 28.8823 | 159.1922 | Industrial_2026_SC C_million_m3_After Competition Groups_Boiler Upgrade
Industrial | Ind ¦ Process Heat Improvements | 2026 | SC C | million_m3 | After Competition Groups | 110.7548 | 21885452.1293 | 21.8855 | 492.1171 | 0.22506 | 2 | Industrial_2026_SC C_million_m3_After Competition Groups_2 | Process Heat Improvements | 22.51% | 21.8855 | 110.7548 | Industrial_2026_SC C_million_m3_After Competition Groups_Process Heat Improvements
Industrial | Ind ¦ Process Heat Recovery (Gas) | 2026 | SC C | million_m3 | After Competition Groups | 57.9183 | 13190572.0278 | 13.1906 | 492.1171 | 0.11769 | 3 | Industrial_2026_SC C_million_m3_After Competition Groups_3 | Process Heat Recovery (Gas) | 11.77% | 13.1906 | 57.9183 | Industrial_2026_SC C_million_m3_After Competition Groups_Process Heat Recovery (Gas)
Industrial | Ind ¦ Recommissioning | 2026 | SC C | million_m3 | After Competition Groups | 42.3469 | 3564650.6411 | 3.5647 | 492.1171 | 0.08605 | 4 | Industrial_2026_SC C_million_m3_After Competition Groups_4 | Recommissioning | 8.605% | 3.5647 | 42.3469 | Industrial_2026_SC C_million_m3_After Competition Groups_Recommissioning
Industrial | Ind ¦ Greenhouse Envelope Improvements | 2026 | SC C | million_m3 | After Competition Groups | 33.6754 | 366708.132 | 0.36671 | 492.1171 | 0.06843 | 5 | Industrial_2026_SC C_million_m3_After Competition Groups_5 | Greenhouse Envelope Improvements | 6.843% | 0.36671 | 33.6754 | Industrial_2026_SC C_million_m3_After Competition Groups_Greenhouse Envelope Improvements
Industrial | Ind ¦ Improved Controls -Process Heating Gas | 2026 | SC C | million_m3 | After Competition Groups | 26.6644 | 3267443.0331 | 3.2674 | 492.1171 | 0.054183 | 6 | Industrial_2026_SC C_million_m3_After Competition Groups_6 | Improved Controls -Process Heating Gas | 5.418% | 3.2674 | 26.6644 | Industrial_2026_SC C_million_m3_After Competition Groups_Improved Controls -Process Heating Gas
Industrial | Ind ¦ High Efficiency Burners | 2026 | SC C | million_m3 | After Competition Groups | 18.7609 | 4745380.2846 | 4.7454 | 492.1171 | 0.038123 | 7 | Industrial_2026_SC C_million_m3_After Competition Groups_7 | High Efficiency Burners | 3.812% | 4.7454 | 18.7609 | Industrial_2026_SC C_million_m3_After Competition Groups_High Efficiency Burners
Industrial | Ind ¦ Insulation - Steam | 2026 | SC C | million_m3 | After Competition Groups | 8.2664 | 560204.8612 | 0.5602 | 492.1171 | 0.016798 | 8 | Industrial_2026_SC C_million_m3_After Competition Groups_8 | Insulation - Steam | 1.68% | 0.5602 | 8.2664 | Industrial_2026_SC C_million_m3_After Competition Groups_Insulation - Steam
Industrial | Ind ¦ High Efficiency HVAC Fans (Gas) | 2026 | SC C | million_m3 | After Competition Groups | 6.499 | 1196707.4095 | 1.1967 | 492.1171 | 0.013206 | 9 | Industrial_2026_SC C_million_m3_After Competition Groups_9 | High Efficiency HVAC Fans (Gas) | 1.321% | 1.1967 | 6.499 | Industrial_2026_SC C_million_m3_After Competition Groups_High Efficiency HVAC Fans (Gas)
Industrial | Ind ¦ Direct Contact Water Heaters | 2026 | SC C | million_m3 | After Competition Groups | 6.3504 | 0 | 0 | 492.1171 | 0.012904 | 10 | Industrial_2026_SC C_million_m3_After Competition Groups_10 | Direct Contact Water Heaters | 1.29% | 0 | 6.3504 | Industrial_2026_SC C_million_m3_After Competition Groups_Direct Contact Water Heaters
Industrial | Ind ¦ Steam Turbine Optimization | 2026 | SC C | million_m3 | After Competition Groups | 4.6906 | 811250.1529 | 0.81125 | 492.1171 | 0.0095314 | 11 | Industrial_2026_SC C_million_m3_After Competition Groups_11 | Steam Turbine Optimization | 0.9531% | 0.81125 | 4.6906 | Industrial_2026_SC C_million_m3_After Competition Groups_Steam Turbine Optimization
Industrial | Ind ¦ Insulation - Steam (AG) | 2026 | SC C | million_m3 | After Competition Groups | 4.2997 | 294905.6769 | 0.29491 | 492.1171 | 0.0087371 | 12 | Industrial_2026_SC C_million_m3_After Competition Groups_12 | Insulation - Steam (AG) | 0.8737% | 0.29491 | 4.2997 | Industrial_2026_SC C_million_m3_After Competition Groups_Insulation - Steam (AG)
Industrial | Ind ¦ Gas Turbine Optimization | 2026 | SC C | million_m3 | After Competition Groups | 3.5179 | 602163.7665 | 0.60216 | 492.1171 | 0.0071485 | 13 | Industrial_2026_SC C_million_m3_After Competition Groups_13 | Gas Turbine Optimization | 0.7149% | 0.60216 | 3.5179 | Industrial_2026_SC C_million_m3_After Competition Groups_Gas Turbine Optimization
Industrial | Ind ¦ Air Compressor Heat Recovery | 2026 | SC C | million_m3 | After Competition Groups | 3.0886 | 501536.037 | 0.50154 | 492.1171 | 0.0062761 | 14 | Industrial_2026_SC C_million_m3_After Competition Groups_14 | Air Compressor Heat Recovery | 0.6276% | 0.50154 | 3.0886 | Industrial_2026_SC C_million_m3_After Competition Groups_Air Compressor Heat Recovery
Industrial | Ind ¦ Ventilation Optimization (Gas) | 2026 | SC C | million_m3 | After Competition Groups | 2.4998 | 0 | 0 | 492.1171 | 0.0050796 | 15 | Industrial_2026_SC C_million_m3_After Competition Groups_15 | Ventilation Optimization (Gas) | 0.508% | 0 | 2.4998 | Industrial_2026_SC C_million_m3_After Competition Groups_Ventilation Optimization (Gas)
Industrial | Ind ¦ HE Stock Tank | 2026 | SC C | million_m3 | After Competition Groups | 1.131 | 85192.618 | 0.085193 | 492.1171 | 0.0022983 | 16 | Industrial_2026_SC C_million_m3_After Competition Groups_16 | HE Stock Tank | 0.2298% | 0.085193 | 1.131 | Industrial_2026_SC C_million_m3_After Competition Groups_HE Stock Tank
Industrial | Ind ¦ VAV Conversion Project (Gas) | 2026 | SC C | million_m3 | After Competition Groups | 0.84816 | 170755.4382 | 0.17076 | 492.1171 | 0.0017235 | 17 | Industrial_2026_SC C_million_m3_After Competition Groups_17 | VAV Conversion Project (Gas) | 0.1723% | 0.17076 | 0.84816 | Industrial_2026_SC C_million_m3_After Competition Groups_VAV Conversion Project (Gas)
Industrial | Ind ¦ Process Optimization (Gas) | 2026 | SC C | million_m3 | After Competition Groups | 0.76385 | 73225.6111 | 0.073226 | 492.1171 | 0.0015522 | 18 | Industrial_2026_SC C_million_m3_After Competition Groups_18 | Process Optimization (Gas) | 0.1552% | 0.073226 | 0.76385 | Industrial_2026_SC C_million_m3_After Competition Groups_Process Optimization (Gas)
Industrial | Ind ¦ HE HVAC Controls | 2026 | SC C | million_m3 | After Competition Groups | 0.44073 | 73548.9783 | 0.073549 | 492.1171 | 0.00089558 | 19 | Industrial_2026_SC C_million_m3_After Competition Groups_19 | HE HVAC Controls | 0.08956% | 0.073549 | 0.44073 | Industrial_2026_SC C_million_m3_After Competition Groups_HE HVAC Controls
Industrial | Ind ¦ Process Heat Recovery (Gas) - HVAC | 2026 | SC C | million_m3 | After Competition Groups | 0.21991 | 50877.7065 | 0.050878 | 492.1171 | 0.00044686 | 20 | Industrial_2026_SC C_million_m3_After Competition Groups_20 | Process Heat Recovery (Gas) - HVAC | 0.04469% | 0.050878 | 0.21991 | Industrial_2026_SC C_million_m3_After Competition Groups_Process Heat Recovery (Gas) - HVAC
Industrial | Ind ¦ Insulation - Steam - Direct | 2026 | SC C | million_m3 | After Competition Groups | 0.12499 | 8394.2846 | 0.0083943 | 492.1171 | 0.00025398 | 21 | Industrial_2026_SC C_million_m3_After Competition Groups_21 | Insulation - Steam - Direct | 0.0254% | 0.0083943 | 0.12499 | Industrial_2026_SC C_million_m3_After Competition Groups_Insulation - Steam - Direct
Industrial | Ind ¦ Insulation - Steam - HVAC | 2026 | SC C | million_m3 | After Competition Groups | 0.030751 | 2109.1323 | 0.0021091 | 492.1171 | 6.2487e-05 | 22 | Industrial_2026_SC C_million_m3_After Competition Groups_22 | Insulation - Steam - HVAC | 0.006249% | 0.0021091 | 0.030751 | Industrial_2026_SC C_million_m3_After Competition Groups_Insulation - Steam - HVAC
Industrial | Ind ¦ HE HVAC Units | 2026 | SC C | million_m3 | After Competition Groups | 0.023255 | 3862.385 | 0.0038624 | 492.1171 | 4.7255e-05 | 23 | Industrial_2026_SC C_million_m3_After Competition Groups_23 | HE HVAC Units | 0.004726% | 0.0038624 | 0.023255 | Industrial_2026_SC C_million_m3_After Competition Groups_HE HVAC Units
Industrial | Ind ¦ Solar Walls | 2026 | SC C | million_m3 | After Competition Groups | 0.0093276 | 1919.5637 | 0.0019196 | 492.1171 | 1.8954e-05 | 24 | Industrial_2026_SC C_million_m3_After Competition Groups_24 | Solar Walls | 0.001895% | 0.0019196 | 0.0093276 | Industrial_2026_SC C_million_m3_After Competition Groups_Solar Walls
Industrial | Ind ¦ High Efficiency Furnaces | 2026 | SC C | million_m3 | After Competition Groups | 0 | 0 | 0 | 492.1171 | 0 | 25 | Industrial_2026_SC C_million_m3_After Competition Groups_25 | High Efficiency Furnaces | 0% | 0 | 0 | Industrial_2026_SC C_million_m3_After Competition Groups_High Efficiency Furnaces
Industrial | Ind ¦ Steam Trap Repair | 2026 | SC C | million_m3 | After Competition Groups | 0 | 0 | 0 | 492.1171 | 0 | 26 | Industrial_2026_SC C_million_m3_After Competition Groups_26 | Steam Trap Repair | 0% | 0 | 0 | Industrial_2026_SC C_million_m3_After Competition Groups_Steam Trap Repair
Industrial | Ind ¦ Process Heat Improvements | 2026 | Technical | million_m3 | After Competition Groups | 729.5776 | 0 | 0 | 2247.2856 | 0.32465 | 1 | Industrial_2026_Technical_million_m3_After Competition Groups_1 | Process Heat Improvements | 32.46% | 0 | 729.5776 | Industrial_2026_Technical_million_m3_After Competition Groups_Process Heat Improvements
Industrial | Ind ¦ Process Heat Recovery (Gas) | 2026 | Technical | million_m3 | After Competition Groups | 303.3321 | 0 | 0 | 2247.2856 | 0.13498 | 2 | Industrial_2026_Technical_million_m3_After Competition Groups_2 | Process Heat Recovery (Gas) | 13.5% | 0 | 303.3321 | Industrial_2026_Technical_million_m3_After Competition Groups_Process Heat Recovery (Gas)
Industrial | Ind ¦ Boiler Upgrade | 2026 | Technical | million_m3 | After Competition Groups | 274.784 | 0 | 0 | 2247.2856 | 0.12227 | 3 | Industrial_2026_Technical_million_m3_After Competition Groups_3 | Boiler Upgrade | 12.23% | 0 | 274.784 | Industrial_2026_Technical_million_m3_After Competition Groups_Boiler Upgrade
Industrial | Ind ¦ Recommissioning | 2026 | Technical | million_m3 | After Competition Groups | 218.3228 | 0 | 0 | 2247.2856 | 0.09715 | 4 | Industrial_2026_Technical_million_m3_After Competition Groups_4 | Recommissioning | 9.715% | 0 | 218.3228 | Industrial_2026_Technical_million_m3_After Competition Groups_Recommissioning
Industrial | Ind ¦ Improved Controls -Process Heating Gas | 2026 | Technical | million_m3 | After Competition Groups | 139.1832 | 0 | 0 | 2247.2856 | 0.061934 | 5 | Industrial_2026_Technical_million_m3_After Competition Groups_5 | Improved Controls -Process Heating Gas | 6.193% | 0 | 139.1832 | Industrial_2026_Technical_million_m3_After Competition Groups_Improved Controls -Process Heating Gas
Industrial | Ind ¦ High Efficiency Burners | 2026 | Technical | million_m3 | After Competition Groups | 137.6915 | 0 | 0 | 2247.2856 | 0.06127 | 6 | Industrial_2026_Technical_million_m3_After Competition Groups_6 | High Efficiency Burners | 6.127% | 0 | 137.6915 | Industrial_2026_Technical_million_m3_After Competition Groups_High Efficiency Burners
Industrial | Ind ¦ Greenhouse Envelope Improvements | 2026 | Technical | million_m3 | After Competition Groups | 72.8745 | 0 | 0 | 2247.2856 | 0.032428 | 7 | Industrial_2026_Technical_million_m3_After Competition Groups_7 | Greenhouse Envelope Improvements | 3.243% | 0 | 72.8745 | Industrial_2026_Technical_million_m3_After Competition Groups_Greenhouse Envelope Improvements
Industrial | Ind ¦ Boiler Tune Up | 2026 | Technical | million_m3 | After Competition Groups | 43.2632 | 0 | 0 | 2247.2856 | 0.019251 | 8 | Industrial_2026_Technical_million_m3_After Competition Groups_8 | Boiler Tune Up | 1.925% | 0 | 43.2632 | Industrial_2026_Technical_million_m3_After Competition Groups_Boiler Tune Up
Industrial | Ind ¦ Insulation - Steam | 2026 | Technical | million_m3 | After Competition Groups | 41.7031 | 0 | 0 | 2247.2856 | 0.018557 | 9 | Industrial_2026_Technical_million_m3_After Competition Groups_9 | Insulation - Steam | 1.856% | 0 | 41.7031 | Industrial_2026_Technical_million_m3_After Competition Groups_Insulation - Steam
Industrial | Ind ¦ High Efficiency HVAC Fans (Gas) | 2026 | Technical | million_m3 | After Competition Groups | 35.9642 | 0 | 0 | 2247.2856 | 0.016003 | 10 | Industrial_2026_Technical_million_m3_After Competition Groups_10 | High Efficiency HVAC Fans (Gas) | 1.6% | 0 | 35.9642 | Industrial_2026_Technical_million_m3_After Competition Groups_High Efficiency HVAC Fans (Gas)
Industrial | Ind ¦ VAV Conversion Project (Gas) | 2026 | Technical | million_m3 | After Competition Groups | 34.6947 | 0 | 0 | 2247.2856 | 0.015439 | 11 | Industrial_2026_Technical_million_m3_After Competition Groups_11 | VAV Conversion Project (Gas) | 1.544% | 0 | 34.6947 | Industrial_2026_Technical_million_m3_After Competition Groups_VAV Conversion Project (Gas)
Industrial | Ind ¦ Steam Leak Repairs | 2026 | Technical | million_m3 | After Competition Groups | 26.2976 | 0 | 0 | 2247.2856 | 0.011702 | 12 | Industrial_2026_Technical_million_m3_After Competition Groups_12 | Steam Leak Repairs | 1.17% | 0 | 26.2976 | Industrial_2026_Technical_million_m3_After Competition Groups_Steam Leak Repairs
Industrial | Ind ¦ Direct Contact Water Heaters | 2026 | Technical | million_m3 | After Competition Groups | 24.3784 | 0 | 0 | 2247.2856 | 0.010848 | 13 | Industrial_2026_Technical_million_m3_After Competition Groups_13 | Direct Contact Water Heaters | 1.085% | 0 | 24.3784 | Industrial_2026_Technical_million_m3_After Competition Groups_Direct Contact Water Heaters
Industrial | Ind ¦ HE HVAC Controls | 2026 | Technical | million_m3 | After Competition Groups | 23.7319 | 0 | 0 | 2247.2856 | 0.01056 | 14 | Industrial_2026_Technical_million_m3_After Competition Groups_14 | HE HVAC Controls | 1.056% | 0 | 23.7319 | Industrial_2026_Technical_million_m3_After Competition Groups_HE HVAC Controls
Industrial | Ind ¦ Loading Dock Seals | 2026 | Technical | million_m3 | After Competition Groups | 23.7319 | 0 | 0 | 2247.2856 | 0.01056 | 15 | Industrial_2026_Technical_million_m3_After Competition Groups_15 | Loading Dock Seals | 1.056% | 0 | 23.7319 | Industrial_2026_Technical_million_m3_After Competition Groups_Loading Dock Seals
Industrial | Ind ¦ Steam Trap Repair | 2026 | Technical | million_m3 | After Competition Groups | 19.9615 | 0 | 0 | 2247.2856 | 0.0088825 | 16 | Industrial_2026_Technical_million_m3_After Competition Groups_16 | Steam Trap Repair | 0.8883% | 0 | 19.9615 | Industrial_2026_Technical_million_m3_After Competition Groups_Steam Trap Repair
Industrial | Ind ¦ Insulation - Steam (AG) | 2026 | Technical | million_m3 | After Competition Groups | 18.3761 | 0 | 0 | 2247.2856 | 0.008177 | 17 | Industrial_2026_Technical_million_m3_After Competition Groups_17 | Insulation - Steam (AG) | 0.8177% | 0 | 18.3761 | Industrial_2026_Technical_million_m3_After Competition Groups_Insulation - Steam (AG)
Industrial | Ind ¦ High Efficiency Furnaces | 2026 | Technical | million_m3 | After Competition Groups | 15.85 | 0 | 0 | 2247.2856 | 0.0070529 | 18 | Industrial_2026_Technical_million_m3_After Competition Groups_18 | High Efficiency Furnaces | 0.7053% | 0 | 15.85 | Industrial_2026_Technical_million_m3_After Competition Groups_High Efficiency Furnaces
Industrial | Ind ¦ Air Compressor Heat Recovery | 2026 | Technical | million_m3 | After Competition Groups | 15.2876 | 0 | 0 | 2247.2856 | 0.0068027 | 19 | Industrial_2026_Technical_million_m3_After Competition Groups_19 | Air Compressor Heat Recovery | 0.6803% | 0 | 15.2876 | Industrial_2026_Technical_million_m3_After Competition Groups_Air Compressor Heat Recovery
Industrial | Ind ¦ Steam Turbine Optimization | 2026 | Technical | million_m3 | After Competition Groups | 9.7481 | 0 | 0 | 2247.2856 | 0.0043377 | 20 | Industrial_2026_Technical_million_m3_After Competition Groups_20 | Steam Turbine Optimization | 0.4338% | 0 | 9.7481 | Industrial_2026_Technical_million_m3_After Competition Groups_Steam Turbine Optimization
Industrial | Ind ¦ Process Optimization (Gas) | 2026 | Technical | million_m3 | After Competition Groups | 8.9846 | 0 | 0 | 2247.2856 | 0.003998 | 21 | Industrial_2026_Technical_million_m3_After Competition Groups_21 | Process Optimization (Gas) | 0.3998% | 0 | 8.9846 | Industrial_2026_Technical_million_m3_After Competition Groups_Process Optimization (Gas)
Industrial | Ind ¦ HE Stock Tank | 2026 | Technical | million_m3 | After Competition Groups | 7.5635 | 0 | 0 | 2247.2856 | 0.0033656 | 22 | Industrial_2026_Technical_million_m3_After Competition Groups_22 | HE Stock Tank | 0.3366% | 0 | 7.5635 | Industrial_2026_Technical_million_m3_After Competition Groups_HE Stock Tank
Industrial | Ind ¦ Gas Turbine Optimization | 2026 | Technical | million_m3 | After Competition Groups | 7.3111 | 0 | 0 | 2247.2856 | 0.0032533 | 23 | Industrial_2026_Technical_million_m3_After Competition Groups_23 | Gas Turbine Optimization | 0.3253% | 0 | 7.3111 | Industrial_2026_Technical_million_m3_After Competition Groups_Gas Turbine Optimization
Industrial | Ind ¦ Ventilation Optimization (Gas) | 2026 | Technical | million_m3 | After Competition Groups | 4.7572 | 0 | 0 | 2247.2856 | 0.0021168 | 24 | Industrial_2026_Technical_million_m3_After Competition Groups_24 | Ventilation Optimization (Gas) | 0.2117% | 0 | 4.7572 | Industrial_2026_Technical_million_m3_After Competition Groups_Ventilation Optimization (Gas)
Industrial | Ind ¦ Solar Walls | 2026 | Technical | million_m3 | After Competition Groups | 4.68 | 0 | 0 | 2247.2856 | 0.0020825 | 25 | Industrial_2026_Technical_million_m3_After Competition Groups_25 | Solar Walls | 0.2082% | 0 | 4.68 | Industrial_2026_Technical_million_m3_After Competition Groups_Solar Walls
Industrial | Ind ¦ HE HVAC Units | 2026 | Technical | million_m3 | After Competition Groups | 1.8005 | 0 | 0 | 2247.2856 | 0.00080118 | 26 | Industrial_2026_Technical_million_m3_After Competition Groups_26 | HE HVAC Units | 0.08012% | 0 | 1.8005 | Industrial_2026_Technical_million_m3_After Competition Groups_HE HVAC Units
Industrial | Ind ¦ Boiler Tune Up - Direct | 2026 | Technical | million_m3 | After Competition Groups | 1.4767 | 0 | 0 | 2247.2856 | 0.00065712 | 27 | Industrial_2026_Technical_million_m3_After Competition Groups_27 | Boiler Tune Up - Direct | 0.06571% | 0 | 1.4767 | Industrial_2026_Technical_million_m3_After Competition Groups_Boiler Tune Up - Direct
Industrial | Ind ¦ Process Heat Recovery (Gas) - HVAC | 2026 | Technical | million_m3 | After Competition Groups | 1.0137 | 0 | 0 | 2247.2856 | 0.0004511 | 28 | Industrial_2026_Technical_million_m3_After Competition Groups_28 | Process Heat Recovery (Gas) - HVAC | 0.04511% | 0 | 1.0137 | Industrial_2026_Technical_million_m3_After Competition Groups_Process Heat Recovery (Gas) - HVAC
Industrial | Ind ¦ Insulation - Steam - Direct | 2026 | Technical | million_m3 | After Competition Groups | 0.67583 | 0 | 0 | 2247.2856 | 0.00030073 | 29 | Industrial_2026_Technical_million_m3_After Competition Groups_29 | Insulation - Steam - Direct | 0.03007% | 0 | 0.67583 | Industrial_2026_Technical_million_m3_After Competition Groups_Insulation - Steam - Direct
Industrial | Ind ¦ Insulation - Steam - HVAC | 2026 | Technical | million_m3 | After Competition Groups | 0.14055 | 0 | 0 | 2247.2856 | 6.2541e-05 | 30 | Industrial_2026_Technical_million_m3_After Competition Groups_30 | Insulation - Steam - HVAC | 0.006254% | 0 | 0.14055 | Industrial_2026_Technical_million_m3_After Competition Groups_Insulation - Steam - HVAC
Industrial | Ind ¦ Boiler Tune Up - HVAC | 2026 | Technical | million_m3 | After Competition Groups | 0.12778 | 0 | 0 | 2247.2856 | 5.6859e-05 | 31 | Industrial_2026_Technical_million_m3_After Competition Groups_31 | Boiler Tune Up - HVAC | 0.005686% | 0 | 0.12778 | Industrial_2026_Technical_million_m3_After Competition Groups_Boiler Tune Up - HVAC
Industrial | Ind ¦ Process Heat Improvements | 2027 | Economic | million_m3 | After Competition Groups | 746.5803 | 0 | 0 | 2147.387 | 0.34767 | 1 | Industrial_2027_Economic_million_m3_After Competition Groups_1 | Process Heat Improvements | 34.77% | 0 | 746.5803 | Industrial_2027_Economic_million_m3_After Competition Groups_Process Heat Improvements
Industrial | Ind ¦ Process Heat Recovery (Gas) | 2027 | Economic | million_m3 | After Competition Groups | 303.3321 | 0 | 0 | 2147.387 | 0.14126 | 2 | Industrial_2027_Economic_million_m3_After Competition Groups_2 | Process Heat Recovery (Gas) | 14.13% | 0 | 303.3321 | Industrial_2027_Economic_million_m3_After Competition Groups_Process Heat Recovery (Gas)
Industrial | Ind ¦ Boiler Upgrade | 2027 | Economic | million_m3 | After Competition Groups | 281.9602 | 0 | 0 | 2147.387 | 0.1313 | 3 | Industrial_2027_Economic_million_m3_After Competition Groups_3 | Boiler Upgrade | 13.13% | 0 | 281.9602 | Industrial_2027_Economic_million_m3_After Competition Groups_Boiler Upgrade
Industrial | Ind ¦ Recommissioning | 2027 | Economic | million_m3 | After Competition Groups | 218.3228 | 0 | 0 | 2147.387 | 0.10167 | 4 | Industrial_2027_Economic_million_m3_After Competition Groups_4 | Recommissioning | 10.17% | 0 | 218.3228 | Industrial_2027_Economic_million_m3_After Competition Groups_Recommissioning
Industrial | Ind ¦ High Efficiency Burners | 2027 | Economic | million_m3 | After Competition Groups | 140.9004 | 0 | 0 | 2147.387 | 0.065615 | 5 | Industrial_2027_Economic_million_m3_After Competition Groups_5 | High Efficiency Burners | 6.561% | 0 | 140.9004 | Industrial_2027_Economic_million_m3_After Competition Groups_High Efficiency Burners
Industrial | Ind ¦ Improved Controls -Process Heating Gas | 2027 | Economic | million_m3 | After Competition Groups | 139.1832 | 0 | 0 | 2147.387 | 0.064815 | 6 | Industrial_2027_Economic_million_m3_After Competition Groups_6 | Improved Controls -Process Heating Gas | 6.482% | 0 | 139.1832 | Industrial_2027_Economic_million_m3_After Competition Groups_Improved Controls -Process Heating Gas
Industrial | Ind ¦ Greenhouse Envelope Improvements | 2027 | Economic | million_m3 | After Competition Groups | 75.3044 | 0 | 0 | 2147.387 | 0.035068 | 7 | Industrial_2027_Economic_million_m3_After Competition Groups_7 | Greenhouse Envelope Improvements | 3.507% | 0 | 75.3044 | Industrial_2027_Economic_million_m3_After Competition Groups_Greenhouse Envelope Improvements
Industrial | Ind ¦ Insulation - Steam | 2027 | Economic | million_m3 | After Competition Groups | 41.7031 | 0 | 0 | 2147.387 | 0.01942 | 8 | Industrial_2027_Economic_million_m3_After Competition Groups_8 | Insulation - Steam | 1.942% | 0 | 41.7031 | Industrial_2027_Economic_million_m3_After Competition Groups_Insulation - Steam
Industrial | Ind ¦ High Efficiency HVAC Fans (Gas) | 2027 | Economic | million_m3 | After Competition Groups | 36.6513 | 0 | 0 | 2147.387 | 0.017068 | 9 | Industrial_2027_Economic_million_m3_After Competition Groups_9 | High Efficiency HVAC Fans (Gas) | 1.707% | 0 | 36.6513 | Industrial_2027_Economic_million_m3_After Competition Groups_High Efficiency HVAC Fans (Gas)
Industrial | Ind ¦ VAV Conversion Project (Gas) | 2027 | Economic | million_m3 | After Competition Groups | 34.729 | 0 | 0 | 2147.387 | 0.016173 | 10 | Industrial_2027_Economic_million_m3_After Competition Groups_10 | VAV Conversion Project (Gas) | 1.617% | 0 | 34.729 | Industrial_2027_Economic_million_m3_After Competition Groups_VAV Conversion Project (Gas)
Industrial | Ind ¦ Direct Contact Water Heaters | 2027 | Economic | million_m3 | After Competition Groups | 24.9787 | 0 | 0 | 2147.387 | 0.011632 | 11 | Industrial_2027_Economic_million_m3_After Competition Groups_11 | Direct Contact Water Heaters | 1.163% | 0 | 24.9787 | Industrial_2027_Economic_million_m3_After Competition Groups_Direct Contact Water Heaters
Industrial | Ind ¦ HE HVAC Controls | 2027 | Economic | million_m3 | After Competition Groups | 23.7319 | 0 | 0 | 2147.387 | 0.011052 | 12 | Industrial_2027_Economic_million_m3_After Competition Groups_12 | HE HVAC Controls | 1.105% | 0 | 23.7319 | Industrial_2027_Economic_million_m3_After Competition Groups_HE HVAC Controls
Industrial | Ind ¦ Insulation - Steam (AG) | 2027 | Economic | million_m3 | After Competition Groups | 18.2662 | 0 | 0 | 2147.387 | 0.0085063 | 13 | Industrial_2027_Economic_million_m3_After Competition Groups_13 | Insulation - Steam (AG) | 0.8506% | 0 | 18.2662 | Industrial_2027_Economic_million_m3_After Competition Groups_Insulation - Steam (AG)
Industrial | Ind ¦ Air Compressor Heat Recovery | 2027 | Economic | million_m3 | After Competition Groups | 15.2876 | 0 | 0 | 2147.387 | 0.0071192 | 14 | Industrial_2027_Economic_million_m3_After Competition Groups_14 | Air Compressor Heat Recovery | 0.7119% | 0 | 15.2876 | Industrial_2027_Economic_million_m3_After Competition Groups_Air Compressor Heat Recovery
Industrial | Ind ¦ Steam Turbine Optimization | 2027 | Economic | million_m3 | After Competition Groups | 9.7506 | 0 | 0 | 2147.387 | 0.0045407 | 15 | Industrial_2027_Economic_million_m3_After Competition Groups_15 | Steam Turbine Optimization | 0.4541% | 0 | 9.7506 | Industrial_2027_Economic_million_m3_After Competition Groups_Steam Turbine Optimization
Industrial | Ind ¦ Process Optimization (Gas) | 2027 | Economic | million_m3 | After Competition Groups | 8.9846 | 0 | 0 | 2147.387 | 0.004184 | 16 | Industrial_2027_Economic_million_m3_After Competition Groups_16 | Process Optimization (Gas) | 0.4184% | 0 | 8.9846 | Industrial_2027_Economic_million_m3_After Competition Groups_Process Optimization (Gas)
Industrial | Ind ¦ HE Stock Tank | 2027 | Economic | million_m3 | After Competition Groups | 7.7547 | 0 | 0 | 2147.387 | 0.0036112 | 17 | Industrial_2027_Economic_million_m3_After Competition Groups_17 | HE Stock Tank | 0.3611% | 0 | 7.7547 | Industrial_2027_Economic_million_m3_After Competition Groups_HE Stock Tank
Industrial | Ind ¦ Gas Turbine Optimization | 2027 | Economic | million_m3 | After Competition Groups | 7.313 | 0 | 0 | 2147.387 | 0.0034055 | 18 | Industrial_2027_Economic_million_m3_After Competition Groups_18 | Gas Turbine Optimization | 0.3406% | 0 | 7.313 | Industrial_2027_Economic_million_m3_After Competition Groups_Gas Turbine Optimization
Industrial | Ind ¦ Ventilation Optimization (Gas) | 2027 | Economic | million_m3 | After Competition Groups | 4.7572 | 0 | 0 | 2147.387 | 0.0022153 | 19 | Industrial_2027_Economic_million_m3_After Competition Groups_19 | Ventilation Optimization (Gas) | 0.2215% | 0 | 4.7572 | Industrial_2027_Economic_million_m3_After Competition Groups_Ventilation Optimization (Gas)
Industrial | Ind ¦ Solar Walls | 2027 | Economic | million_m3 | After Competition Groups | 4.6846 | 0 | 0 | 2147.387 | 0.0021815 | 20 | Industrial_2027_Economic_million_m3_After Competition Groups_20 | Solar Walls | 0.2182% | 0 | 4.6846 | Industrial_2027_Economic_million_m3_After Competition Groups_Solar Walls
Industrial | Ind ¦ HE HVAC Units | 2027 | Economic | million_m3 | After Competition Groups | 1.3809 | 0 | 0 | 2147.387 | 0.00064306 | 21 | Industrial_2027_Economic_million_m3_After Competition Groups_21 | HE HVAC Units | 0.06431% | 0 | 1.3809 | Industrial_2027_Economic_million_m3_After Competition Groups_HE HVAC Units
Industrial | Ind ¦ Process Heat Recovery (Gas) - HVAC | 2027 | Economic | million_m3 | After Competition Groups | 1.0137 | 0 | 0 | 2147.387 | 0.00047208 | 22 | Industrial_2027_Economic_million_m3_After Competition Groups_22 | Process Heat Recovery (Gas) - HVAC | 0.04721% | 0 | 1.0137 | Industrial_2027_Economic_million_m3_After Competition Groups_Process Heat Recovery (Gas) - HVAC
Industrial | Ind ¦ Insulation - Steam - Direct | 2027 | Economic | million_m3 | After Competition Groups | 0.67583 | 0 | 0 | 2147.387 | 0.00031472 | 23 | Industrial_2027_Economic_million_m3_After Competition Groups_23 | Insulation - Steam - Direct | 0.03147% | 0 | 0.67583 | Industrial_2027_Economic_million_m3_After Competition Groups_Insulation - Steam - Direct
Industrial | Ind ¦ Insulation - Steam - HVAC | 2027 | Economic | million_m3 | After Competition Groups | 0.14055 | 0 | 0 | 2147.387 | 6.5451e-05 | 24 | Industrial_2027_Economic_million_m3_After Competition Groups_24 | Insulation - Steam - HVAC | 0.006545% | 0 | 0.14055 | Industrial_2027_Economic_million_m3_After Competition Groups_Insulation - Steam - HVAC
Industrial | Ind ¦ High Efficiency Furnaces | 2027 | Economic | million_m3 | After Competition Groups | 0 | 0 | 0 | 2147.387 | 0 | 25 | Industrial_2027_Economic_million_m3_After Competition Groups_25 | High Efficiency Furnaces | 0% | 0 | 0 | Industrial_2027_Economic_million_m3_After Competition Groups_High Efficiency Furnaces
Industrial | Ind ¦ Steam Trap Repair | 2027 | Economic | million_m3 | After Competition Groups | 0 | 0 | 0 | 2147.387 | 0 | 26 | Industrial_2027_Economic_million_m3_After Competition Groups_26 | Steam Trap Repair | 0% | 0 | 0 | Industrial_2027_Economic_million_m3_After Competition Groups_Steam Trap Repair
Industrial | Ind ¦ Boiler Upgrade | 2027 | SC A | million_m3 | After Competition Groups | 121.1828 | 4507424.7322 | 4.5074 | 414.8587 | 0.29211 | 1 | Industrial_2027_SC A_million_m3_After Competition Groups_1 | Boiler Upgrade | 29.21% | 4.5074 | 121.1828 | Industrial_2027_SC A_million_m3_After Competition Groups_Boiler Upgrade
Industrial | Ind ¦ Process Heat Improvements | 2027 | SC A | million_m3 | After Competition Groups | 102.7454 | 6282054.0336 | 6.2821 | 414.8587 | 0.24766 | 2 | Industrial_2027_SC A_million_m3_After Competition Groups_2 | Process Heat Improvements | 24.77% | 6.2821 | 102.7454 | Industrial_2027_SC A_million_m3_After Competition Groups_Process Heat Improvements
Industrial | Ind ¦ Recommissioning | 2027 | SC A | million_m3 | After Competition Groups | 44.871 | 1100531.9023 | 1.1005 | 414.8587 | 0.10816 | 3 | Industrial_2027_SC A_million_m3_After Competition Groups_3 | Recommissioning | 10.82% | 1.1005 | 44.871 | Industrial_2027_SC A_million_m3_After Competition Groups_Recommissioning
Industrial | Ind ¦ Greenhouse Envelope Improvements | 2027 | SC A | million_m3 | After Competition Groups | 37.5978 | 352172.2569 | 0.35217 | 414.8587 | 0.090628 | 4 | Industrial_2027_SC A_million_m3_After Competition Groups_4 | Greenhouse Envelope Improvements | 9.063% | 0.35217 | 37.5978 | Industrial_2027_SC A_million_m3_After Competition Groups_Greenhouse Envelope Improvements
Industrial | Ind ¦ Process Heat Recovery (Gas) | 2027 | SC A | million_m3 | After Competition Groups | 29.2923 | 1174931.116 | 1.1749 | 414.8587 | 0.070608 | 5 | Industrial_2027_SC A_million_m3_After Competition Groups_5 | Process Heat Recovery (Gas) | 7.061% | 1.1749 | 29.2923 | Industrial_2027_SC A_million_m3_After Competition Groups_Process Heat Recovery (Gas)
Industrial | Ind ¦ Improved Controls -Process Heating Gas | 2027 | SC A | million_m3 | After Competition Groups | 29.2716 | 1609307.9236 | 1.6093 | 414.8587 | 0.070558 | 6 | Industrial_2027_SC A_million_m3_After Competition Groups_6 | Improved Controls -Process Heating Gas | 7.056% | 1.6093 | 29.2716 | Industrial_2027_SC A_million_m3_After Competition Groups_Improved Controls -Process Heating Gas
Industrial | Ind ¦ Insulation - Steam | 2027 | SC A | million_m3 | After Competition Groups | 9.774 | 614216.9884 | 0.61422 | 414.8587 | 0.02356 | 7 | Industrial_2027_SC A_million_m3_After Competition Groups_7 | Insulation - Steam | 2.356% | 0.61422 | 9.774 | Industrial_2027_SC A_million_m3_After Competition Groups_Insulation - Steam
Industrial | Ind ¦ Direct Contact Water Heaters | 2027 | SC A | million_m3 | After Competition Groups | 7.3713 | 0 | 0 | 414.8587 | 0.017768 | 8 | Industrial_2027_SC A_million_m3_After Competition Groups_8 | Direct Contact Water Heaters | 1.777% | 0 | 7.3713 | Industrial_2027_SC A_million_m3_After Competition Groups_Direct Contact Water Heaters
Industrial | Ind ¦ Steam Turbine Optimization | 2027 | SC A | million_m3 | After Competition Groups | 5.2208 | 289174.6917 | 0.28917 | 414.8587 | 0.012584 | 9 | Industrial_2027_SC A_million_m3_After Competition Groups_9 | Steam Turbine Optimization | 1.258% | 0.28917 | 5.2208 | Industrial_2027_SC A_million_m3_After Competition Groups_Steam Turbine Optimization
Industrial | Ind ¦ Insulation - Steam (AG) | 2027 | SC A | million_m3 | After Competition Groups | 5.0933 | 323354.431 | 0.32335 | 414.8587 | 0.012277 | 10 | Industrial_2027_SC A_million_m3_After Competition Groups_10 | Insulation - Steam (AG) | 1.228% | 0.32335 | 5.0933 | Industrial_2027_SC A_million_m3_After Competition Groups_Insulation - Steam (AG)
Industrial | Ind ¦ High Efficiency HVAC Fans (Gas) | 2027 | SC A | million_m3 | After Competition Groups | 4.9508 | 236540.081 | 0.23654 | 414.8587 | 0.011934 | 11 | Industrial_2027_SC A_million_m3_After Competition Groups_11 | High Efficiency HVAC Fans (Gas) | 1.193% | 0.23654 | 4.9508 | Industrial_2027_SC A_million_m3_After Competition Groups_High Efficiency HVAC Fans (Gas)
Industrial | Ind ¦ High Efficiency Burners | 2027 | SC A | million_m3 | After Competition Groups | 4.6915 | 208558.592 | 0.20856 | 414.8587 | 0.011309 | 12 | Industrial_2027_SC A_million_m3_After Competition Groups_12 | High Efficiency Burners | 1.131% | 0.20856 | 4.6915 | Industrial_2027_SC A_million_m3_After Competition Groups_High Efficiency Burners
Industrial | Ind ¦ Gas Turbine Optimization | 2027 | SC A | million_m3 | After Competition Groups | 3.8291 | 179753.9504 | 0.17975 | 414.8587 | 0.0092298 | 13 | Industrial_2027_SC A_million_m3_After Competition Groups_13 | Gas Turbine Optimization | 0.923% | 0.17975 | 3.8291 | Industrial_2027_SC A_million_m3_After Competition Groups_Gas Turbine Optimization
Industrial | Ind ¦ Air Compressor Heat Recovery | 2027 | SC A | million_m3 | After Competition Groups | 2.8932 | 142492.9883 | 0.14249 | 414.8587 | 0.006974 | 14 | Industrial_2027_SC A_million_m3_After Competition Groups_14 | Air Compressor Heat Recovery | 0.6974% | 0.14249 | 2.8932 | Industrial_2027_SC A_million_m3_After Competition Groups_Air Compressor Heat Recovery
Industrial | Ind ¦ Ventilation Optimization (Gas) | 2027 | SC A | million_m3 | After Competition Groups | 2.8526 | 0 | 0 | 414.8587 | 0.006876 | 15 | Industrial_2027_SC A_million_m3_After Competition Groups_15 | Ventilation Optimization (Gas) | 0.6876% | 0 | 2.8526 | Industrial_2027_SC A_million_m3_After Competition Groups_Ventilation Optimization (Gas)
Industrial | Ind ¦ HE Stock Tank | 2027 | SC A | million_m3 | After Competition Groups | 1.3609 | 87366.3816 | 0.087366 | 414.8587 | 0.0032804 | 16 | Industrial_2027_SC A_million_m3_After Competition Groups_16 | HE Stock Tank | 0.328% | 0.087366 | 1.3609 | Industrial_2027_SC A_million_m3_After Competition Groups_HE Stock Tank
Industrial | Ind ¦ Process Optimization (Gas) | 2027 | SC A | million_m3 | After Competition Groups | 0.8973 | 59795.065 | 0.059795 | 414.8587 | 0.0021629 | 17 | Industrial_2027_SC A_million_m3_After Competition Groups_17 | Process Optimization (Gas) | 0.2163% | 0.059795 | 0.8973 | Industrial_2027_SC A_million_m3_After Competition Groups_Process Optimization (Gas)
Industrial | Ind ¦ VAV Conversion Project (Gas) | 2027 | SC A | million_m3 | After Competition Groups | 0.38 | 27850.9234 | 0.027851 | 414.8587 | 0.00091598 | 18 | Industrial_2027_SC A_million_m3_After Competition Groups_18 | VAV Conversion Project (Gas) | 0.0916% | 0.027851 | 0.38 | Industrial_2027_SC A_million_m3_After Competition Groups_VAV Conversion Project (Gas)
Industrial | Ind ¦ HE HVAC Controls | 2027 | SC A | million_m3 | After Competition Groups | 0.26427 | 20293.1341 | 0.020293 | 414.8587 | 0.000637 | 19 | Industrial_2027_SC A_million_m3_After Competition Groups_19 | HE HVAC Controls | 0.0637% | 0.020293 | 0.26427 | Industrial_2027_SC A_million_m3_After Competition Groups_HE HVAC Controls
Industrial | Ind ¦ Insulation - Steam - Direct | 2027 | SC A | million_m3 | After Competition Groups | 0.14757 | 9200.1076 | 0.0092001 | 414.8587 | 0.00035571 | 20 | Industrial_2027_SC A_million_m3_After Competition Groups_20 | Insulation - Steam - Direct | 0.03557% | 0.0092001 | 0.14757 | Industrial_2027_SC A_million_m3_After Competition Groups_Insulation - Steam - Direct
Industrial | Ind ¦ Process Heat Recovery (Gas) - HVAC | 2027 | SC A | million_m3 | After Competition Groups | 0.1174 | 4891.7829 | 0.0048918 | 414.8587 | 0.00028299 | 21 | Industrial_2027_SC A_million_m3_After Competition Groups_21 | Process Heat Recovery (Gas) - HVAC | 0.0283% | 0.0048918 | 0.1174 | Industrial_2027_SC A_million_m3_After Competition Groups_Process Heat Recovery (Gas) - HVAC
Industrial | Ind ¦ Insulation - Steam - HVAC | 2027 | SC A | million_m3 | After Competition Groups | 0.036427 | 2312.5946 | 0.0023126 | 414.8587 | 8.7806e-05 | 22 | Industrial_2027_SC A_million_m3_After Competition Groups_22 | Insulation - Steam - HVAC | 0.008781% | 0.0023126 | 0.036427 | Industrial_2027_SC A_million_m3_After Competition Groups_Insulation - Steam - HVAC
Industrial | Ind ¦ HE HVAC Units | 2027 | SC A | million_m3 | After Competition Groups | 0.013974 | 1070.4534 | 0.0010705 | 414.8587 | 3.3683e-05 | 23 | Industrial_2027_SC A_million_m3_After Competition Groups_23 | HE HVAC Units | 0.003368% | 0.0010705 | 0.013974 | Industrial_2027_SC A_million_m3_After Competition Groups_HE HVAC Units
Industrial | Ind ¦ Solar Walls | 2027 | SC A | million_m3 | After Competition Groups | 0.0033573 | 0 | 0 | 414.8587 | 8.0927e-06 | 24 | Industrial_2027_SC A_million_m3_After Competition Groups_24 | Solar Walls | 0.0008093% | 0 | 0.0033573 | Industrial_2027_SC A_million_m3_After Competition Groups_Solar Walls
Industrial | Ind ¦ High Efficiency Furnaces | 2027 | SC A | million_m3 | After Competition Groups | 0 | 0 | 0 | 414.8587 | 0 | 25 | Industrial_2027_SC A_million_m3_After Competition Groups_25 | High Efficiency Furnaces | 0% | 0 | 0 | Industrial_2027_SC A_million_m3_After Competition Groups_High Efficiency Furnaces
Industrial | Ind ¦ Steam Trap Repair | 2027 | SC A | million_m3 | After Competition Groups | 0 | 0 | 0 | 414.8587 | 0 | 26 | Industrial_2027_SC A_million_m3_After Competition Groups_26 | Steam Trap Repair | 0% | 0 | 0 | Industrial_2027_SC A_million_m3_After Competition Groups_Steam Trap Repair
Industrial | Ind ¦ Process Heat Improvements | 2027 | SC B | million_m3 | After Competition Groups | 330.192 | 50181334.699 | 50.1813 | 1132.5327 | 0.29155 | 1 | Industrial_2027_SC B_million_m3_After Competition Groups_1 | Process Heat Improvements | 29.16% | 50.1813 | 330.192 | Industrial_2027_SC B_million_m3_After Competition Groups_Process Heat Improvements
Industrial | Ind ¦ Boiler Upgrade | 2027 | SC B | million_m3 | After Competition Groups | 178.5413 | 32643883.1217 | 32.6439 | 1132.5327 | 0.15765 | 2 | Industrial_2027_SC B_million_m3_After Competition Groups_2 | Boiler Upgrade | 15.76% | 32.6439 | 178.5413 | Industrial_2027_SC B_million_m3_After Competition Groups_Boiler Upgrade
Industrial | Ind ¦ Process Heat Recovery (Gas) | 2027 | SC B | million_m3 | After Competition Groups | 170.7805 | 30490119.0154 | 30.4901 | 1132.5327 | 0.1508 | 3 | Industrial_2027_SC B_million_m3_After Competition Groups_3 | Process Heat Recovery (Gas) | 15.08% | 30.4901 | 170.7805 | Industrial_2027_SC B_million_m3_After Competition Groups_Process Heat Recovery (Gas)
Industrial | Ind ¦ Recommissioning | 2027 | SC B | million_m3 | After Competition Groups | 124.5466 | 8518895.0277 | 8.5189 | 1132.5327 | 0.10997 | 4 | Industrial_2027_SC B_million_m3_After Competition Groups_4 | Recommissioning | 11% | 8.5189 | 124.5466 | Industrial_2027_SC B_million_m3_After Competition Groups_Recommissioning
Industrial | Ind ¦ Improved Controls -Process Heating Gas | 2027 | SC B | million_m3 | After Competition Groups | 78.065 | 7346317.6664 | 7.3463 | 1132.5327 | 0.06893 | 5 | Industrial_2027_SC B_million_m3_After Competition Groups_5 | Improved Controls -Process Heating Gas | 6.893% | 7.3463 | 78.065 | Industrial_2027_SC B_million_m3_After Competition Groups_Improved Controls -Process Heating Gas
Industrial | Ind ¦ High Efficiency Burners | 2027 | SC B | million_m3 | After Competition Groups | 62.85 | 14930555.5047 | 14.9306 | 1132.5327 | 0.055495 | 6 | Industrial_2027_SC B_million_m3_After Competition Groups_6 | High Efficiency Burners | 5.55% | 14.9306 | 62.85 | Industrial_2027_SC B_million_m3_After Competition Groups_High Efficiency Burners
Industrial | Ind ¦ Greenhouse Envelope Improvements | 2027 | SC B | million_m3 | After Competition Groups | 51.7773 | 463782.1306 | 0.46378 | 1132.5327 | 0.045718 | 7 | Industrial_2027_SC B_million_m3_After Competition Groups_7 | Greenhouse Envelope Improvements | 4.572% | 0.46378 | 51.7773 | Industrial_2027_SC B_million_m3_After Competition Groups_Greenhouse Envelope Improvements
Industrial | Ind ¦ Insulation - Steam | 2027 | SC B | million_m3 | After Competition Groups | 24.0409 | 1232592.2334 | 1.2326 | 1132.5327 | 0.021228 | 8 | Industrial_2027_SC B_million_m3_After Competition Groups_8 | Insulation - Steam | 2.123% | 1.2326 | 24.0409 | Industrial_2027_SC B_million_m3_After Competition Groups_Insulation - Steam
Industrial | Ind ¦ High Efficiency HVAC Fans (Gas) | 2027 | SC B | million_m3 | After Competition Groups | 20.8338 | 3478296.2887 | 3.4783 | 1132.5327 | 0.018396 | 9 | Industrial_2027_SC B_million_m3_After Competition Groups_9 | High Efficiency HVAC Fans (Gas) | 1.84% | 3.4783 | 20.8338 | Industrial_2027_SC B_million_m3_After Competition Groups_High Efficiency HVAC Fans (Gas)
Industrial | Ind ¦ VAV Conversion Project (Gas) | 2027 | SC B | million_m3 | After Competition Groups | 20.4044 | 6408809.5015 | 6.4088 | 1132.5327 | 0.018017 | 10 | Industrial_2027_SC B_million_m3_After Competition Groups_10 | VAV Conversion Project (Gas) | 1.802% | 6.4088 | 20.4044 | Industrial_2027_SC B_million_m3_After Competition Groups_VAV Conversion Project (Gas)
Industrial | Ind ¦ HE HVAC Controls | 2027 | SC B | million_m3 | After Competition Groups | 14.3971 | 4443234.0567 | 4.4432 | 1132.5327 | 0.012712 | 11 | Industrial_2027_SC B_million_m3_After Competition Groups_11 | HE HVAC Controls | 1.271% | 4.4432 | 14.3971 | Industrial_2027_SC B_million_m3_After Competition Groups_HE HVAC Controls
Industrial | Ind ¦ Direct Contact Water Heaters | 2027 | SC B | million_m3 | After Competition Groups | 13.7315 | 0 | 0 | 1132.5327 | 0.012125 | 12 | Industrial_2027_SC B_million_m3_After Competition Groups_12 | Direct Contact Water Heaters | 1.212% | 0 | 13.7315 | Industrial_2027_SC B_million_m3_After Competition Groups_Direct Contact Water Heaters
Industrial | Ind ¦ Insulation - Steam (AG) | 2027 | SC B | million_m3 | After Competition Groups | 12.2437 | 606089.627 | 0.60609 | 1132.5327 | 0.010811 | 13 | Industrial_2027_SC B_million_m3_After Competition Groups_13 | Insulation - Steam (AG) | 1.081% | 0.60609 | 12.2437 | Industrial_2027_SC B_million_m3_After Competition Groups_Insulation - Steam (AG)
Industrial | Ind ¦ Air Compressor Heat Recovery | 2027 | SC B | million_m3 | After Competition Groups | 8.9457 | 1089091.2267 | 1.0891 | 1132.5327 | 0.0078988 | 14 | Industrial_2027_SC B_million_m3_After Competition Groups_14 | Air Compressor Heat Recovery | 0.7899% | 1.0891 | 8.9457 | Industrial_2027_SC B_million_m3_After Competition Groups_Air Compressor Heat Recovery
Industrial | Ind ¦ Steam Turbine Optimization | 2027 | SC B | million_m3 | After Competition Groups | 5.3782 | 809975.0721 | 0.80998 | 1132.5327 | 0.0047488 | 15 | Industrial_2027_SC B_million_m3_After Competition Groups_15 | Steam Turbine Optimization | 0.4749% | 0.80998 | 5.3782 | Industrial_2027_SC B_million_m3_After Competition Groups_Steam Turbine Optimization
Industrial | Ind ¦ Gas Turbine Optimization | 2027 | SC B | million_m3 | After Competition Groups | 4.0336 | 607481.3041 | 0.60748 | 1132.5327 | 0.0035616 | 16 | Industrial_2027_SC B_million_m3_After Competition Groups_16 | Gas Turbine Optimization | 0.3562% | 0.60748 | 4.0336 | Industrial_2027_SC B_million_m3_After Competition Groups_Gas Turbine Optimization
Industrial | Ind ¦ HE Stock Tank | 2027 | SC B | million_m3 | After Competition Groups | 3.3845 | 197171.3555 | 0.19717 | 1132.5327 | 0.0029885 | 17 | Industrial_2027_SC B_million_m3_After Competition Groups_17 | HE Stock Tank | 0.2988% | 0.19717 | 3.3845 | Industrial_2027_SC B_million_m3_After Competition Groups_HE Stock Tank
Industrial | Ind ¦ Ventilation Optimization (Gas) | 2027 | SC B | million_m3 | After Competition Groups | 2.8526 | 0 | 0 | 1132.5327 | 0.0025188 | 18 | Industrial_2027_SC B_million_m3_After Competition Groups_18 | Ventilation Optimization (Gas) | 0.2519% | 0 | 2.8526 | Industrial_2027_SC B_million_m3_After Competition Groups_Ventilation Optimization (Gas)
Industrial | Ind ¦ Solar Walls | 2027 | SC B | million_m3 | After Competition Groups | 2.7522 | 1463839.7828 | 1.4638 | 1132.5327 | 0.0024302 | 19 | Industrial_2027_SC B_million_m3_After Competition Groups_19 | Solar Walls | 0.243% | 1.4638 | 2.7522 | Industrial_2027_SC B_million_m3_After Competition Groups_Solar Walls
Industrial | Ind ¦ Process Optimization (Gas) | 2027 | SC B | million_m3 | After Competition Groups | 0.8973 | 80351.1655 | 0.080351 | 1132.5327 | 0.0007923 | 20 | Industrial_2027_SC B_million_m3_After Competition Groups_20 | Process Optimization (Gas) | 0.07923% | 0.080351 | 0.8973 | Industrial_2027_SC B_million_m3_After Competition Groups_Process Optimization (Gas)
Industrial | Ind ¦ HE HVAC Units | 2027 | SC B | million_m3 | After Competition Groups | 0.79681 | 251436.15 | 0.25144 | 1132.5327 | 0.00070356 | 21 | Industrial_2027_SC B_million_m3_After Competition Groups_21 | HE HVAC Units | 0.07036% | 0.25144 | 0.79681 | Industrial_2027_SC B_million_m3_After Competition Groups_HE HVAC Units
Industrial | Ind ¦ Process Heat Recovery (Gas) - HVAC | 2027 | SC B | million_m3 | After Competition Groups | 0.63158 | 107934.387 | 0.10793 | 1132.5327 | 0.00055767 | 22 | Industrial_2027_SC B_million_m3_After Competition Groups_22 | Process Heat Recovery (Gas) - HVAC | 0.05577% | 0.10793 | 0.63158 | Industrial_2027_SC B_million_m3_After Competition Groups_Process Heat Recovery (Gas) - HVAC
Industrial | Ind ¦ Insulation - Steam - Direct | 2027 | SC B | million_m3 | After Competition Groups | 0.36845 | 19298.3339 | 0.019298 | 1132.5327 | 0.00032533 | 23 | Industrial_2027_SC B_million_m3_After Competition Groups_23 | Insulation - Steam - Direct | 0.03253% | 0.019298 | 0.36845 | Industrial_2027_SC B_million_m3_After Competition Groups_Insulation - Steam - Direct
Industrial | Ind ¦ Insulation - Steam - HVAC | 2027 | SC B | million_m3 | After Competition Groups | 0.087565 | 4334.6852 | 0.0043347 | 1132.5327 | 7.7318e-05 | 24 | Industrial_2027_SC B_million_m3_After Competition Groups_24 | Insulation - Steam - HVAC | 0.007732% | 0.0043347 | 0.087565 | Industrial_2027_SC B_million_m3_After Competition Groups_Insulation - Steam - HVAC
Industrial | Ind ¦ High Efficiency Furnaces | 2027 | SC B | million_m3 | After Competition Groups | 0 | 0 | 0 | 1132.5327 | 0 | 25 | Industrial_2027_SC B_million_m3_After Competition Groups_25 | High Efficiency Furnaces | 0% | 0 | 0 | Industrial_2027_SC B_million_m3_After Competition Groups_High Efficiency Furnaces
Industrial | Ind ¦ Steam Trap Repair | 2027 | SC B | million_m3 | After Competition Groups | 0 | 0 | 0 | 1132.5327 | 0 | 26 | Industrial_2027_SC B_million_m3_After Competition Groups_26 | Steam Trap Repair | 0% | 0 | 0 | Industrial_2027_SC B_million_m3_After Competition Groups_Steam Trap Repair
Industrial | Ind ¦ Boiler Upgrade | 2027 | SC C | million_m3 | After Competition Groups | 178.5413 | 26608811.54 | 26.6088 | 571.5826 | 0.31236 | 1 | Industrial_2027_SC C_million_m3_After Competition Groups_1 | Boiler Upgrade | 31.24% | 26.6088 | 178.5413 | Industrial_2027_SC C_million_m3_After Competition Groups_Boiler Upgrade
Industrial | Ind ¦ Process Heat Improvements | 2027 | SC C | million_m3 | After Competition Groups | 132.8958 | 23736285.453 | 23.7363 | 571.5826 | 0.2325 | 2 | Industrial_2027_SC C_million_m3_After Competition Groups_2 | Process Heat Improvements | 23.25% | 23.7363 | 132.8958 | Industrial_2027_SC C_million_m3_After Competition Groups_Process Heat Improvements
Industrial | Ind ¦ Process Heat Recovery (Gas) | 2027 | SC C | million_m3 | After Competition Groups | 68.4327 | 14459299.9286 | 14.4593 | 571.5826 | 0.11972 | 3 | Industrial_2027_SC C_million_m3_After Competition Groups_3 | Process Heat Recovery (Gas) | 11.97% | 14.4593 | 68.4327 | Industrial_2027_SC C_million_m3_After Competition Groups_Process Heat Recovery (Gas)
Industrial | Ind ¦ Recommissioning | 2027 | SC C | million_m3 | After Competition Groups | 50.051 | 3907729.2869 | 3.9077 | 571.5826 | 0.087566 | 4 | Industrial_2027_SC C_million_m3_After Competition Groups_4 | Recommissioning | 8.757% | 3.9077 | 50.051 | Industrial_2027_SC C_million_m3_After Competition Groups_Recommissioning
Industrial | Ind ¦ Greenhouse Envelope Improvements | 2027 | SC C | million_m3 | After Competition Groups | 37.5978 | 352172.2569 | 0.35217 | 571.5826 | 0.065778 | 5 | Industrial_2027_SC C_million_m3_After Competition Groups_5 | Greenhouse Envelope Improvements | 6.578% | 0.35217 | 37.5978 | Industrial_2027_SC C_million_m3_After Competition Groups_Greenhouse Envelope Improvements
Industrial | Ind ¦ Improved Controls -Process Heating Gas | 2027 | SC C | million_m3 | After Competition Groups | 31.5054 | 3581872.2727 | 3.5819 | 571.5826 | 0.05512 | 6 | Industrial_2027_SC C_million_m3_After Competition Groups_6 | Improved Controls -Process Heating Gas | 5.512% | 3.5819 | 31.5054 | Industrial_2027_SC C_million_m3_After Competition Groups_Improved Controls -Process Heating Gas
Industrial | Ind ¦ High Efficiency Burners | 2027 | SC C | million_m3 | After Competition Groups | 22.4998 | 5141810.7893 | 5.1418 | 571.5826 | 0.039364 | 7 | Industrial_2027_SC C_million_m3_After Competition Groups_7 | High Efficiency Burners | 3.936% | 5.1418 | 22.4998 | Industrial_2027_SC C_million_m3_After Competition Groups_High Efficiency Burners
Industrial | Ind ¦ Insulation - Steam | 2027 | SC C | million_m3 | After Competition Groups | 9.774 | 614216.9884 | 0.61422 | 571.5826 | 0.0171 | 8 | Industrial_2027_SC C_million_m3_After Competition Groups_8 | Insulation - Steam | 1.71% | 0.61422 | 9.774 | Industrial_2027_SC C_million_m3_After Competition Groups_Insulation - Steam
Industrial | Ind ¦ High Efficiency HVAC Fans (Gas) | 2027 | SC C | million_m3 | After Competition Groups | 7.6778 | 1279556.3476 | 1.2796 | 571.5826 | 0.013433 | 9 | Industrial_2027_SC C_million_m3_After Competition Groups_9 | High Efficiency HVAC Fans (Gas) | 1.343% | 1.2796 | 7.6778 | Industrial_2027_SC C_million_m3_After Competition Groups_High Efficiency HVAC Fans (Gas)
Industrial | Ind ¦ Direct Contact Water Heaters | 2027 | SC C | million_m3 | After Competition Groups | 7.3713 | 0 | 0 | 571.5826 | 0.012896 | 10 | Industrial_2027_SC C_million_m3_After Competition Groups_10 | Direct Contact Water Heaters | 1.29% | 0 | 7.3713 | Industrial_2027_SC C_million_m3_After Competition Groups_Direct Contact Water Heaters
Industrial | Ind ¦ Steam Turbine Optimization | 2027 | SC C | million_m3 | After Competition Groups | 5.3782 | 810056.0777 | 0.81006 | 571.5826 | 0.0094093 | 11 | Industrial_2027_SC C_million_m3_After Competition Groups_11 | Steam Turbine Optimization | 0.9409% | 0.81006 | 5.3782 | Industrial_2027_SC C_million_m3_After Competition Groups_Steam Turbine Optimization
Industrial | Ind ¦ Insulation - Steam (AG) | 2027 | SC C | million_m3 | After Competition Groups | 5.0933 | 323354.431 | 0.32335 | 571.5826 | 0.0089109 | 12 | Industrial_2027_SC C_million_m3_After Competition Groups_12 | Insulation - Steam (AG) | 0.8911% | 0.32335 | 5.0933 | Industrial_2027_SC C_million_m3_After Competition Groups_Insulation - Steam (AG)
Industrial | Ind ¦ Gas Turbine Optimization | 2027 | SC C | million_m3 | After Competition Groups | 4.0336 | 601277.4446 | 0.60128 | 571.5826 | 0.0070569 | 13 | Industrial_2027_SC C_million_m3_After Competition Groups_13 | Gas Turbine Optimization | 0.7057% | 0.60128 | 4.0336 | Industrial_2027_SC C_million_m3_After Competition Groups_Gas Turbine Optimization
Industrial | Ind ¦ Air Compressor Heat Recovery | 2027 | SC C | million_m3 | After Competition Groups | 3.6532 | 549905.5828 | 0.54991 | 571.5826 | 0.0063915 | 14 | Industrial_2027_SC C_million_m3_After Competition Groups_14 | Air Compressor Heat Recovery | 0.6391% | 0.54991 | 3.6532 | Industrial_2027_SC C_million_m3_After Competition Groups_Air Compressor Heat Recovery
Industrial | Ind ¦ Ventilation Optimization (Gas) | 2027 | SC C | million_m3 | After Competition Groups | 2.8526 | 0 | 0 | 571.5826 | 0.0049907 | 15 | Industrial_2027_SC C_million_m3_After Competition Groups_15 | Ventilation Optimization (Gas) | 0.4991% | 0 | 2.8526 | Industrial_2027_SC C_million_m3_After Competition Groups_Ventilation Optimization (Gas)
Industrial | Ind ¦ HE Stock Tank | 2027 | SC C | million_m3 | After Competition Groups | 1.362 | 92871.9569 | 0.092872 | 571.5826 | 0.0023829 | 16 | Industrial_2027_SC C_million_m3_After Competition Groups_16 | HE Stock Tank | 0.2383% | 0.092872 | 1.362 | Industrial_2027_SC C_million_m3_After Competition Groups_HE Stock Tank
Industrial | Ind ¦ VAV Conversion Project (Gas) | 2027 | SC C | million_m3 | After Competition Groups | 0.9774 | 177729.9898 | 0.17773 | 571.5826 | 0.00171 | 17 | Industrial_2027_SC C_million_m3_After Competition Groups_17 | VAV Conversion Project (Gas) | 0.171% | 0.17773 | 0.9774 | Industrial_2027_SC C_million_m3_After Competition Groups_VAV Conversion Project (Gas)
Industrial | Ind ¦ Process Optimization (Gas) | 2027 | SC C | million_m3 | After Competition Groups | 0.8973 | 80359.2014 | 0.080359 | 571.5826 | 0.0015699 | 18 | Industrial_2027_SC C_million_m3_After Competition Groups_18 | Process Optimization (Gas) | 0.157% | 0.080359 | 0.8973 | Industrial_2027_SC C_million_m3_After Competition Groups_Process Optimization (Gas)
Industrial | Ind ¦ HE HVAC Controls | 2027 | SC C | million_m3 | After Competition Groups | 0.50604 | 76145.1087 | 0.076145 | 571.5826 | 0.00088533 | 19 | Industrial_2027_SC C_million_m3_After Competition Groups_19 | HE HVAC Controls | 0.08853% | 0.076145 | 0.50604 | Industrial_2027_SC C_million_m3_After Competition Groups_HE HVAC Controls
Industrial | Ind ¦ Process Heat Recovery (Gas) - HVAC | 2027 | SC C | million_m3 | After Competition Groups | 0.26048 | 55789.3977 | 0.055789 | 571.5826 | 0.00045571 | 20 | Industrial_2027_SC C_million_m3_After Competition Groups_20 | Process Heat Recovery (Gas) - HVAC | 0.04557% | 0.055789 | 0.26048 | Industrial_2027_SC C_million_m3_After Competition Groups_Process Heat Recovery (Gas) - HVAC
Industrial | Ind ¦ Insulation - Steam - Direct | 2027 | SC C | million_m3 | After Competition Groups | 0.14757 | 9200.1076 | 0.0092001 | 571.5826 | 0.00025818 | 21 | Industrial_2027_SC C_million_m3_After Competition Groups_21 | Insulation - Steam - Direct | 0.02582% | 0.0092001 | 0.14757 | Industrial_2027_SC C_million_m3_After Competition Groups_Insulation - Steam - Direct
Industrial | Ind ¦ Insulation - Steam - HVAC | 2027 | SC C | million_m3 | After Competition Groups | 0.036427 | 2312.5946 | 0.0023126 | 571.5826 | 6.373e-05 | 22 | Industrial_2027_SC C_million_m3_After Competition Groups_22 | Insulation - Steam - HVAC | 0.006373% | 0.0023126 | 0.036427 | Industrial_2027_SC C_million_m3_After Competition Groups_Insulation - Steam - HVAC
Industrial | Ind ¦ HE HVAC Units | 2027 | SC C | million_m3 | After Competition Groups | 0.02668 | 3992.88 | 0.0039929 | 571.5826 | 4.6677e-05 | 23 | Industrial_2027_SC C_million_m3_After Competition Groups_23 | HE HVAC Units | 0.004668% | 0.0039929 | 0.02668 | Industrial_2027_SC C_million_m3_After Competition Groups_HE HVAC Units
Industrial | Ind ¦ Solar Walls | 2027 | SC C | million_m3 | After Competition Groups | 0.010748 | 1953.345 | 0.0019533 | 571.5826 | 1.8804e-05 | 24 | Industrial_2027_SC C_million_m3_After Competition Groups_24 | Solar Walls | 0.00188% | 0.0019533 | 0.010748 | Industrial_2027_SC C_million_m3_After Competition Groups_Solar Walls
Industrial | Ind ¦ High Efficiency Furnaces | 2027 | SC C | million_m3 | After Competition Groups | 0 | 0 | 0 | 571.5826 | 0 | 25 | Industrial_2027_SC C_million_m3_After Competition Groups_25 | High Efficiency Furnaces | 0% | 0 | 0 | Industrial_2027_SC C_million_m3_After Competition Groups_High Efficiency Furnaces
Industrial | Ind ¦ Steam Trap Repair | 2027 | SC C | million_m3 | After Competition Groups | 0 | 0 | 0 | 571.5826 | 0 | 26 | Industrial_2027_SC C_million_m3_After Competition Groups_26 | Steam Trap Repair | 0% | 0 | 0 | Industrial_2027_SC C_million_m3_After Competition Groups_Steam Trap Repair
Industrial | Ind ¦ Process Heat Improvements | 2027 | Technical | million_m3 | After Competition Groups | 746.5803 | 0 | 0 | 2278.9128 | 0.3276 | 1 | Industrial_2027_Technical_million_m3_After Competition Groups_1 | Process Heat Improvements | 32.76% | 0 | 746.5803 | Industrial_2027_Technical_million_m3_After Competition Groups_Process Heat Improvements
Industrial | Ind ¦ Process Heat Recovery (Gas) | 2027 | Technical | million_m3 | After Competition Groups | 303.3321 | 0 | 0 | 2278.9128 | 0.1331 | 2 | Industrial_2027_Technical_million_m3_After Competition Groups_2 | Process Heat Recovery (Gas) | 13.31% | 0 | 303.3321 | Industrial_2027_Technical_million_m3_After Competition Groups_Process Heat Recovery (Gas)
Industrial | Ind ¦ Boiler Upgrade | 2027 | Technical | million_m3 | After Competition Groups | 281.9602 | 0 | 0 | 2278.9128 | 0.12373 | 3 | Industrial_2027_Technical_million_m3_After Competition Groups_3 | Boiler Upgrade | 12.37% | 0 | 281.9602 | Industrial_2027_Technical_million_m3_After Competition Groups_Boiler Upgrade
Industrial | Ind ¦ Recommissioning | 2027 | Technical | million_m3 | After Competition Groups | 218.3228 | 0 | 0 | 2278.9128 | 0.095801 | 4 | Industrial_2027_Technical_million_m3_After Competition Groups_4 | Recommissioning | 9.58% | 0 | 218.3228 | Industrial_2027_Technical_million_m3_After Competition Groups_Recommissioning
Industrial | Ind ¦ High Efficiency Burners | 2027 | Technical | million_m3 | After Competition Groups | 140.9004 | 0 | 0 | 2278.9128 | 0.061828 | 5 | Industrial_2027_Technical_million_m3_After Competition Groups_5 | High Efficiency Burners | 6.183% | 0 | 140.9004 | Industrial_2027_Technical_million_m3_After Competition Groups_High Efficiency Burners
Industrial | Ind ¦ Improved Controls -Process Heating Gas | 2027 | Technical | million_m3 | After Competition Groups | 139.1832 | 0 | 0 | 2278.9128 | 0.061074 | 6 | Industrial_2027_Technical_million_m3_After Competition Groups_6 | Improved Controls -Process Heating Gas | 6.107% | 0 | 139.1832 | Industrial_2027_Technical_million_m3_After Competition Groups_Improved Controls -Process Heating Gas
Industrial | Ind ¦ Greenhouse Envelope Improvements | 2027 | Technical | million_m3 | After Competition Groups | 75.3044 | 0 | 0 | 2278.9128 | 0.033044 | 7 | Industrial_2027_Technical_million_m3_After Competition Groups_7 | Greenhouse Envelope Improvements | 3.304% | 0 | 75.3044 | Industrial_2027_Technical_million_m3_After Competition Groups_Greenhouse Envelope Improvements
Industrial | Ind ¦ Boiler Tune Up | 2027 | Technical | million_m3 | After Competition Groups | 43.2632 | 0 | 0 | 2278.9128 | 0.018984 | 8 | Industrial_2027_Technical_million_m3_After Competition Groups_8 | Boiler Tune Up | 1.898% | 0 | 43.2632 | Industrial_2027_Technical_million_m3_After Competition Groups_Boiler Tune Up
Industrial | Ind ¦ Insulation - Steam | 2027 | Technical | million_m3 | After Competition Groups | 41.7031 | 0 | 0 | 2278.9128 | 0.0183 | 9 | Industrial_2027_Technical_million_m3_After Competition Groups_9 | Insulation - Steam | 1.83% | 0 | 41.7031 | Industrial_2027_Technical_million_m3_After Competition Groups_Insulation - Steam
Industrial | Ind ¦ High Efficiency HVAC Fans (Gas) | 2027 | Technical | million_m3 | After Competition Groups | 36.6513 | 0 | 0 | 2278.9128 | 0.016083 | 10 | Industrial_2027_Technical_million_m3_After Competition Groups_10 | High Efficiency HVAC Fans (Gas) | 1.608% | 0 | 36.6513 | Industrial_2027_Technical_million_m3_After Competition Groups_High Efficiency HVAC Fans (Gas)
Industrial | Ind ¦ VAV Conversion Project (Gas) | 2027 | Technical | million_m3 | After Competition Groups | 34.729 | 0 | 0 | 2278.9128 | 0.015239 | 11 | Industrial_2027_Technical_million_m3_After Competition Groups_11 | VAV Conversion Project (Gas) | 1.524% | 0 | 34.729 | Industrial_2027_Technical_million_m3_After Competition Groups_VAV Conversion Project (Gas)
Industrial | Ind ¦ Steam Leak Repairs | 2027 | Technical | million_m3 | After Competition Groups | 26.2976 | 0 | 0 | 2278.9128 | 0.01154 | 12 | Industrial_2027_Technical_million_m3_After Competition Groups_12 | Steam Leak Repairs | 1.154% | 0 | 26.2976 | Industrial_2027_Technical_million_m3_After Competition Groups_Steam Leak Repairs
Industrial | Ind ¦ Direct Contact Water Heaters | 2027 | Technical | million_m3 | After Competition Groups | 24.9787 | 0 | 0 | 2278.9128 | 0.010961 | 13 | Industrial_2027_Technical_million_m3_After Competition Groups_13 | Direct Contact Water Heaters | 1.096% | 0 | 24.9787 | Industrial_2027_Technical_million_m3_After Competition Groups_Direct Contact Water Heaters
Industrial | Ind ¦ HE HVAC Controls | 2027 | Technical | million_m3 | After Competition Groups | 23.7319 | 0 | 0 | 2278.9128 | 0.010414 | 14 | Industrial_2027_Technical_million_m3_After Competition Groups_14 | HE HVAC Controls | 1.041% | 0 | 23.7319 | Industrial_2027_Technical_million_m3_After Competition Groups_HE HVAC Controls
Industrial | Ind ¦ Loading Dock Seals | 2027 | Technical | million_m3 | After Competition Groups | 23.7319 | 0 | 0 | 2278.9128 | 0.010414 | 15 | Industrial_2027_Technical_million_m3_After Competition Groups_15 | Loading Dock Seals | 1.041% | 0 | 23.7319 | Industrial_2027_Technical_million_m3_After Competition Groups_Loading Dock Seals
Industrial | Ind ¦ Steam Trap Repair | 2027 | Technical | million_m3 | After Competition Groups | 19.9615 | 0 | 0 | 2278.9128 | 0.0087592 | 16 | Industrial_2027_Technical_million_m3_After Competition Groups_16 | Steam Trap Repair | 0.8759% | 0 | 19.9615 | Industrial_2027_Technical_million_m3_After Competition Groups_Steam Trap Repair
Industrial | Ind ¦ Insulation - Steam (AG) | 2027 | Technical | million_m3 | After Competition Groups | 18.2662 | 0 | 0 | 2278.9128 | 0.0080153 | 17 | Industrial_2027_Technical_million_m3_After Competition Groups_17 | Insulation - Steam (AG) | 0.8015% | 0 | 18.2662 | Industrial_2027_Technical_million_m3_After Competition Groups_Insulation - Steam (AG)
Industrial | Ind ¦ High Efficiency Furnaces | 2027 | Technical | million_m3 | After Competition Groups | 16.2194 | 0 | 0 | 2278.9128 | 0.0071172 | 18 | Industrial_2027_Technical_million_m3_After Competition Groups_18 | High Efficiency Furnaces | 0.7117% | 0 | 16.2194 | Industrial_2027_Technical_million_m3_After Competition Groups_High Efficiency Furnaces
Industrial | Ind ¦ Air Compressor Heat Recovery | 2027 | Technical | million_m3 | After Competition Groups | 15.2876 | 0 | 0 | 2278.9128 | 0.0067083 | 19 | Industrial_2027_Technical_million_m3_After Competition Groups_19 | Air Compressor Heat Recovery | 0.6708% | 0 | 15.2876 | Industrial_2027_Technical_million_m3_After Competition Groups_Air Compressor Heat Recovery
Industrial | Ind ¦ Steam Turbine Optimization | 2027 | Technical | million_m3 | After Competition Groups | 9.7506 | 0 | 0 | 2278.9128 | 0.0042786 | 20 | Industrial_2027_Technical_million_m3_After Competition Groups_20 | Steam Turbine Optimization | 0.4279% | 0 | 9.7506 | Industrial_2027_Technical_million_m3_After Competition Groups_Steam Turbine Optimization
Industrial | Ind ¦ Process Optimization (Gas) | 2027 | Technical | million_m3 | After Competition Groups | 8.9846 | 0 | 0 | 2278.9128 | 0.0039425 | 21 | Industrial_2027_Technical_million_m3_After Competition Groups_21 | Process Optimization (Gas) | 0.3943% | 0 | 8.9846 | Industrial_2027_Technical_million_m3_After Competition Groups_Process Optimization (Gas)
Industrial | Ind ¦ HE Stock Tank | 2027 | Technical | million_m3 | After Competition Groups | 7.7547 | 0 | 0 | 2278.9128 | 0.0034028 | 22 | Industrial_2027_Technical_million_m3_After Competition Groups_22 | HE Stock Tank | 0.3403% | 0 | 7.7547 | Industrial_2027_Technical_million_m3_After Competition Groups_HE Stock Tank
Industrial | Ind ¦ Gas Turbine Optimization | 2027 | Technical | million_m3 | After Competition Groups | 7.313 | 0 | 0 | 2278.9128 | 0.003209 | 23 | Industrial_2027_Technical_million_m3_After Competition Groups_23 | Gas Turbine Optimization | 0.3209% | 0 | 7.313 | Industrial_2027_Technical_million_m3_After Competition Groups_Gas Turbine Optimization
Industrial | Ind ¦ Ventilation Optimization (Gas) | 2027 | Technical | million_m3 | After Competition Groups | 4.7572 | 0 | 0 | 2278.9128 | 0.0020875 | 24 | Industrial_2027_Technical_million_m3_After Competition Groups_24 | Ventilation Optimization (Gas) | 0.2087% | 0 | 4.7572 | Industrial_2027_Technical_million_m3_After Competition Groups_Ventilation Optimization (Gas)
Industrial | Ind ¦ Solar Walls | 2027 | Technical | million_m3 | After Competition Groups | 4.6846 | 0 | 0 | 2278.9128 | 0.0020556 | 25 | Industrial_2027_Technical_million_m3_After Competition Groups_25 | Solar Walls | 0.2056% | 0 | 4.6846 | Industrial_2027_Technical_million_m3_After Competition Groups_Solar Walls
Industrial | Ind ¦ HE HVAC Units | 2027 | Technical | million_m3 | After Competition Groups | 1.8285 | 0 | 0 | 2278.9128 | 0.00080237 | 26 | Industrial_2027_Technical_million_m3_After Competition Groups_26 | HE HVAC Units | 0.08024% | 0 | 1.8285 | Industrial_2027_Technical_million_m3_After Competition Groups_HE HVAC Units
Industrial | Ind ¦ Boiler Tune Up - Direct | 2027 | Technical | million_m3 | After Competition Groups | 1.4767 | 0 | 0 | 2278.9128 | 0.000648 | 27 | Industrial_2027_Technical_million_m3_After Competition Groups_27 | Boiler Tune Up - Direct | 0.0648% | 0 | 1.4767 | Industrial_2027_Technical_million_m3_After Competition Groups_Boiler Tune Up - Direct
Industrial | Ind ¦ Process Heat Recovery (Gas) - HVAC | 2027 | Technical | million_m3 | After Competition Groups | 1.0137 | 0 | 0 | 2278.9128 | 0.00044484 | 28 | Industrial_2027_Technical_million_m3_After Competition Groups_28 | Process Heat Recovery (Gas) - HVAC | 0.04448% | 0 | 1.0137 | Industrial_2027_Technical_million_m3_After Competition Groups_Process Heat Recovery (Gas) - HVAC
Industrial | Ind ¦ Insulation - Steam - Direct | 2027 | Technical | million_m3 | After Competition Groups | 0.67583 | 0 | 0 | 2278.9128 | 0.00029656 | 29 | Industrial_2027_Technical_million_m3_After Competition Groups_29 | Insulation - Steam - Direct | 0.02966% | 0 | 0.67583 | Industrial_2027_Technical_million_m3_After Competition Groups_Insulation - Steam - Direct
Industrial | Ind ¦ Insulation - Steam - HVAC | 2027 | Technical | million_m3 | After Competition Groups | 0.14055 | 0 | 0 | 2278.9128 | 6.1673e-05 | 30 | Industrial_2027_Technical_million_m3_After Competition Groups_30 | Insulation - Steam - HVAC | 0.006167% | 0 | 0.14055 | Industrial_2027_Technical_million_m3_After Competition Groups_Insulation - Steam - HVAC
Industrial | Ind ¦ Boiler Tune Up - HVAC | 2027 | Technical | million_m3 | After Competition Groups | 0.12778 | 0 | 0 | 2278.9128 | 5.607e-05 | 31 | Industrial_2027_Technical_million_m3_After Competition Groups_31 | Boiler Tune Up - HVAC | 0.005607% | 0 | 0.12778 | Industrial_2027_Technical_million_m3_After Competition Groups_Boiler Tune Up - HVAC
Industrial | Ind ¦ Process Heat Improvements | 2028 | Economic | million_m3 | After Competition Groups | 764.0071 | 0 | 0 | 2179.153 | 0.3506 | 1 | Industrial_2028_Economic_million_m3_After Competition Groups_1 | Process Heat Improvements | 35.06% | 0 | 764.0071 | Industrial_2028_Economic_million_m3_After Competition Groups_Process Heat Improvements
Industrial | Ind ¦ Process Heat Recovery (Gas) | 2028 | Economic | million_m3 | After Competition Groups | 303.3321 | 0 | 0 | 2179.153 | 0.1392 | 2 | Industrial_2028_Economic_million_m3_After Competition Groups_2 | Process Heat Recovery (Gas) | 13.92% | 0 | 303.3321 | Industrial_2028_Economic_million_m3_After Competition Groups_Process Heat Recovery (Gas)
Industrial | Ind ¦ Boiler Upgrade | 2028 | Economic | million_m3 | After Competition Groups | 289.2865 | 0 | 0 | 2179.153 | 0.13275 | 3 | Industrial_2028_Economic_million_m3_After Competition Groups_3 | Boiler Upgrade | 13.28% | 0 | 289.2865 | Industrial_2028_Economic_million_m3_After Competition Groups_Boiler Upgrade
Industrial | Ind ¦ Recommissioning | 2028 | Economic | million_m3 | After Competition Groups | 218.3228 | 0 | 0 | 2179.153 | 0.10019 | 4 | Industrial_2028_Economic_million_m3_After Competition Groups_4 | Recommissioning | 10.02% | 0 | 218.3228 | Industrial_2028_Economic_million_m3_After Competition Groups_Recommissioning
Industrial | Ind ¦ High Efficiency Burners | 2028 | Economic | million_m3 | After Competition Groups | 144.1894 | 0 | 0 | 2179.153 | 0.066168 | 5 | Industrial_2028_Economic_million_m3_After Competition Groups_5 | High Efficiency Burners | 6.617% | 0 | 144.1894 | Industrial_2028_Economic_million_m3_After Competition Groups_High Efficiency Burners
Industrial | Ind ¦ Improved Controls -Process Heating Gas | 2028 | Economic | million_m3 | After Competition Groups | 139.1832 | 0 | 0 | 2179.153 | 0.06387 | 6 | Industrial_2028_Economic_million_m3_After Competition Groups_6 | Improved Controls -Process Heating Gas | 6.387% | 0 | 139.1832 | Industrial_2028_Economic_million_m3_After Competition Groups_Improved Controls -Process Heating Gas
Industrial | Ind ¦ Greenhouse Envelope Improvements | 2028 | Economic | million_m3 | After Competition Groups | 77.5978 | 0 | 0 | 2179.153 | 0.035609 | 7 | Industrial_2028_Economic_million_m3_After Competition Groups_7 | Greenhouse Envelope Improvements | 3.561% | 0 | 77.5978 | Industrial_2028_Economic_million_m3_After Competition Groups_Greenhouse Envelope Improvements
Industrial | Ind ¦ Insulation - Steam | 2028 | Economic | million_m3 | After Competition Groups | 41.7031 | 0 | 0 | 2179.153 | 0.019137 | 8 | Industrial_2028_Economic_million_m3_After Competition Groups_8 | Insulation - Steam | 1.914% | 0 | 41.7031 | Industrial_2028_Economic_million_m3_After Competition Groups_Insulation - Steam
Industrial | Ind ¦ High Efficiency HVAC Fans (Gas) | 2028 | Economic | million_m3 | After Competition Groups | 37.3362 | 0 | 0 | 2179.153 | 0.017133 | 9 | Industrial_2028_Economic_million_m3_After Competition Groups_9 | High Efficiency HVAC Fans (Gas) | 1.713% | 0 | 37.3362 | Industrial_2028_Economic_million_m3_After Competition Groups_High Efficiency HVAC Fans (Gas)
Industrial | Ind ¦ VAV Conversion Project (Gas) | 2028 | Economic | million_m3 | After Competition Groups | 34.7595 | 0 | 0 | 2179.153 | 0.015951 | 10 | Industrial_2028_Economic_million_m3_After Competition Groups_10 | VAV Conversion Project (Gas) | 1.595% | 0 | 34.7595 | Industrial_2028_Economic_million_m3_After Competition Groups_VAV Conversion Project (Gas)
Industrial | Ind ¦ Direct Contact Water Heaters | 2028 | Economic | million_m3 | After Competition Groups | 25.5928 | 0 | 0 | 2179.153 | 0.011744 | 11 | Industrial_2028_Economic_million_m3_After Competition Groups_11 | Direct Contact Water Heaters | 1.174% | 0 | 25.5928 | Industrial_2028_Economic_million_m3_After Competition Groups_Direct Contact Water Heaters
Industrial | Ind ¦ HE HVAC Controls | 2028 | Economic | million_m3 | After Competition Groups | 23.7319 | 0 | 0 | 2179.153 | 0.01089 | 12 | Industrial_2028_Economic_million_m3_After Competition Groups_12 | HE HVAC Controls | 1.089% | 0 | 23.7319 | Industrial_2028_Economic_million_m3_After Competition Groups_HE HVAC Controls
Industrial | Ind ¦ Insulation - Steam (AG) | 2028 | Economic | million_m3 | After Competition Groups | 18.1681 | 0 | 0 | 2179.153 | 0.0083372 | 13 | Industrial_2028_Economic_million_m3_After Competition Groups_13 | Insulation - Steam (AG) | 0.8337% | 0 | 18.1681 | Industrial_2028_Economic_million_m3_After Competition Groups_Insulation - Steam (AG)
Industrial | Ind ¦ Air Compressor Heat Recovery | 2028 | Economic | million_m3 | After Competition Groups | 15.2876 | 0 | 0 | 2179.153 | 0.0070154 | 14 | Industrial_2028_Economic_million_m3_After Competition Groups_14 | Air Compressor Heat Recovery | 0.7015% | 0 | 15.2876 | Industrial_2028_Economic_million_m3_After Competition Groups_Air Compressor Heat Recovery
Industrial | Ind ¦ Steam Turbine Optimization | 2028 | Economic | million_m3 | After Competition Groups | 9.7529 | 0 | 0 | 2179.153 | 0.0044755 | 15 | Industrial_2028_Economic_million_m3_After Competition Groups_15 | Steam Turbine Optimization | 0.4476% | 0 | 9.7529 | Industrial_2028_Economic_million_m3_After Competition Groups_Steam Turbine Optimization
Industrial | Ind ¦ Process Optimization (Gas) | 2028 | Economic | million_m3 | After Competition Groups | 8.9846 | 0 | 0 | 2179.153 | 0.004123 | 16 | Industrial_2028_Economic_million_m3_After Competition Groups_16 | Process Optimization (Gas) | 0.4123% | 0 | 8.9846 | Industrial_2028_Economic_million_m3_After Competition Groups_Process Optimization (Gas)
Industrial | Ind ¦ HE Stock Tank | 2028 | Economic | million_m3 | After Competition Groups | 7.9458 | 0 | 0 | 2179.153 | 0.0036463 | 17 | Industrial_2028_Economic_million_m3_After Competition Groups_17 | HE Stock Tank | 0.3646% | 0 | 7.9458 | Industrial_2028_Economic_million_m3_After Competition Groups_HE Stock Tank
Industrial | Ind ¦ Gas Turbine Optimization | 2028 | Economic | million_m3 | After Competition Groups | 7.3146 | 0 | 0 | 2179.153 | 0.0033566 | 18 | Industrial_2028_Economic_million_m3_After Competition Groups_18 | Gas Turbine Optimization | 0.3357% | 0 | 7.3146 | Industrial_2028_Economic_million_m3_After Competition Groups_Gas Turbine Optimization
Industrial | Ind ¦ Ventilation Optimization (Gas) | 2028 | Economic | million_m3 | After Competition Groups | 4.7572 | 0 | 0 | 2179.153 | 0.002183 | 19 | Industrial_2028_Economic_million_m3_After Competition Groups_19 | Ventilation Optimization (Gas) | 0.2183% | 0 | 4.7572 | Industrial_2028_Economic_million_m3_After Competition Groups_Ventilation Optimization (Gas)
Industrial | Ind ¦ Solar Walls | 2028 | Economic | million_m3 | After Competition Groups | 4.6887 | 0 | 0 | 2179.153 | 0.0021516 | 20 | Industrial_2028_Economic_million_m3_After Competition Groups_20 | Solar Walls | 0.2152% | 0 | 4.6887 | Industrial_2028_Economic_million_m3_After Competition Groups_Solar Walls
Industrial | Ind ¦ HE HVAC Units | 2028 | Economic | million_m3 | After Competition Groups | 1.3809 | 0 | 0 | 2179.153 | 0.00063368 | 21 | Industrial_2028_Economic_million_m3_After Competition Groups_21 | HE HVAC Units | 0.06337% | 0 | 1.3809 | Industrial_2028_Economic_million_m3_After Competition Groups_HE HVAC Units
Industrial | Ind ¦ Process Heat Recovery (Gas) - HVAC | 2028 | Economic | million_m3 | After Competition Groups | 1.0137 | 0 | 0 | 2179.153 | 0.0004652 | 22 | Industrial_2028_Economic_million_m3_After Competition Groups_22 | Process Heat Recovery (Gas) - HVAC | 0.04652% | 0 | 1.0137 | Industrial_2028_Economic_million_m3_After Competition Groups_Process Heat Recovery (Gas) - HVAC
Industrial | Ind ¦ Insulation - Steam - Direct | 2028 | Economic | million_m3 | After Competition Groups | 0.67583 | 0 | 0 | 2179.153 | 0.00031014 | 23 | Industrial_2028_Economic_million_m3_After Competition Groups_23 | Insulation - Steam - Direct | 0.03101% | 0 | 0.67583 | Industrial_2028_Economic_million_m3_After Competition Groups_Insulation - Steam - Direct
Industrial | Ind ¦ Insulation - Steam - HVAC | 2028 | Economic | million_m3 | After Competition Groups | 0.14055 | 0 | 0 | 2179.153 | 6.4497e-05 | 24 | Industrial_2028_Economic_million_m3_After Competition Groups_24 | Insulation - Steam - HVAC | 0.00645% | 0 | 0.14055 | Industrial_2028_Economic_million_m3_After Competition Groups_Insulation - Steam - HVAC
Industrial | Ind ¦ High Efficiency Furnaces | 2028 | Economic | million_m3 | After Competition Groups | 0 | 0 | 0 | 2179.153 | 0 | 25 | Industrial_2028_Economic_million_m3_After Competition Groups_25 | High Efficiency Furnaces | 0% | 0 | 0 | Industrial_2028_Economic_million_m3_After Competition Groups_High Efficiency Furnaces
Industrial | Ind ¦ Steam Trap Repair | 2028 | Economic | million_m3 | After Competition Groups | 0 | 0 | 0 | 2179.153 | 0 | 26 | Industrial_2028_Economic_million_m3_After Competition Groups_26 | Steam Trap Repair | 0% | 0 | 0 | Industrial_2028_Economic_million_m3_After Competition Groups_Steam Trap Repair
Industrial | Ind ¦ Boiler Upgrade | 2028 | SC A | million_m3 | After Competition Groups | 130.7497 | 4116207.5523 | 4.1162 | 463.0359 | 0.28237 | 1 | Industrial_2028_SC A_million_m3_After Competition Groups_1 | Boiler Upgrade | 28.24% | 4.1162 | 130.7497 | Industrial_2028_SC A_million_m3_After Competition Groups_Boiler Upgrade
Industrial | Ind ¦ Process Heat Improvements | 2028 | SC A | million_m3 | After Competition Groups | 116.786 | 5711444.8716 | 5.7114 | 463.0359 | 0.25222 | 2 | Industrial_2028_SC A_million_m3_After Competition Groups_2 | Process Heat Improvements | 25.22% | 5.7114 | 116.786 | Industrial_2028_SC A_million_m3_After Competition Groups_Process Heat Improvements
Industrial | Ind ¦ Recommissioning | 2028 | SC A | million_m3 | After Competition Groups | 51.9048 | 1055325.9407 | 1.0553 | 463.0359 | 0.1121 | 3 | Industrial_2028_SC A_million_m3_After Competition Groups_3 | Recommissioning | 11.21% | 1.0553 | 51.9048 | Industrial_2028_SC A_million_m3_After Competition Groups_Recommissioning
Industrial | Ind ¦ Greenhouse Envelope Improvements | 2028 | SC A | million_m3 | After Competition Groups | 41.5468 | 361655.7448 | 0.36166 | 463.0359 | 0.089727 | 4 | Industrial_2028_SC A_million_m3_After Competition Groups_4 | Greenhouse Envelope Improvements | 8.973% | 0.36166 | 41.5468 | Industrial_2028_SC A_million_m3_After Competition Groups_Greenhouse Envelope Improvements
Industrial | Ind ¦ Improved Controls -Process Heating Gas | 2028 | SC A | million_m3 | After Competition Groups | 33.6941 | 1525259.8834 | 1.5253 | 463.0359 | 0.072768 | 5 | Industrial_2028_SC A_million_m3_After Competition Groups_5 | Improved Controls -Process Heating Gas | 7.277% | 1.5253 | 33.6941 | Industrial_2028_SC A_million_m3_After Competition Groups_Improved Controls -Process Heating Gas
Industrial | Ind ¦ Process Heat Recovery (Gas) | 2028 | SC A | million_m3 | After Competition Groups | 31.5957 | 936997.9795 | 0.937 | 463.0359 | 0.068236 | 6 | Industrial_2028_SC A_million_m3_After Competition Groups_6 | Process Heat Recovery (Gas) | 6.824% | 0.937 | 31.5957 | Industrial_2028_SC A_million_m3_After Competition Groups_Process Heat Recovery (Gas)
Industrial | Ind ¦ Insulation - Steam | 2028 | SC A | million_m3 | After Competition Groups | 11.3767 | 651939.9719 | 0.65194 | 463.0359 | 0.02457 | 7 | Industrial_2028_SC A_million_m3_After Competition Groups_7 | Insulation - Steam | 2.457% | 0.65194 | 11.3767 | Industrial_2028_SC A_million_m3_After Competition Groups_Insulation - Steam
Industrial | Ind ¦ Direct Contact Water Heaters | 2028 | SC A | million_m3 | After Competition Groups | 8.4696 | 0 | 0 | 463.0359 | 0.018291 | 8 | Industrial_2028_SC A_million_m3_After Competition Groups_8 | Direct Contact Water Heaters | 1.829% | 0 | 8.4696 | Industrial_2028_SC A_million_m3_After Competition Groups_Direct Contact Water Heaters
Industrial | Ind ¦ Insulation - Steam (AG) | 2028 | SC A | million_m3 | After Competition Groups | 5.9355 | 342593.5157 | 0.34259 | 463.0359 | 0.012819 | 9 | Industrial_2028_SC A_million_m3_After Competition Groups_9 | Insulation - Steam (AG) | 1.282% | 0.34259 | 5.9355 | Industrial_2028_SC A_million_m3_After Competition Groups_Insulation - Steam (AG)
Industrial | Ind ¦ Steam Turbine Optimization | 2028 | SC A | million_m3 | After Competition Groups | 5.8278 | 246909.4534 | 0.24691 | 463.0359 | 0.012586 | 10 | Industrial_2028_SC A_million_m3_After Competition Groups_10 | Steam Turbine Optimization | 1.259% | 0.24691 | 5.8278 | Industrial_2028_SC A_million_m3_After Competition Groups_Steam Turbine Optimization
Industrial | Ind ¦ High Efficiency HVAC Fans (Gas) | 2028 | SC A | million_m3 | After Competition Groups | 5.5399 | 214376.4758 | 0.21438 | 463.0359 | 0.011964 | 11 | Industrial_2028_SC A_million_m3_After Competition Groups_11 | High Efficiency HVAC Fans (Gas) | 1.196% | 0.21438 | 5.5399 | Industrial_2028_SC A_million_m3_After Competition Groups_High Efficiency HVAC Fans (Gas)
Industrial | Ind ¦ High Efficiency Burners | 2028 | SC A | million_m3 | After Competition Groups | 5.1734 | 206485.319 | 0.20649 | 463.0359 | 0.011173 | 12 | Industrial_2028_SC A_million_m3_After Competition Groups_12 | High Efficiency Burners | 1.117% | 0.20649 | 5.1734 | Industrial_2028_SC A_million_m3_After Competition Groups_High Efficiency Burners
Industrial | Ind ¦ Gas Turbine Optimization | 2028 | SC A | million_m3 | After Competition Groups | 4.2776 | 154670.9249 | 0.15467 | 463.0359 | 0.0092381 | 13 | Industrial_2028_SC A_million_m3_After Competition Groups_13 | Gas Turbine Optimization | 0.9238% | 0.15467 | 4.2776 | Industrial_2028_SC A_million_m3_After Competition Groups_Gas Turbine Optimization
Industrial | Ind ¦ Air Compressor Heat Recovery | 2028 | SC A | million_m3 | After Competition Groups | 3.2627 | 127428.5878 | 0.12743 | 463.0359 | 0.0070463 | 14 | Industrial_2028_SC A_million_m3_After Competition Groups_14 | Air Compressor Heat Recovery | 0.7046% | 0.12743 | 3.2627 | Industrial_2028_SC A_million_m3_After Competition Groups_Air Compressor Heat Recovery
Industrial | Ind ¦ Ventilation Optimization (Gas) | 2028 | SC A | million_m3 | After Competition Groups | 3.1799 | 0 | 0 | 463.0359 | 0.0068675 | 15 | Industrial_2028_SC A_million_m3_After Competition Groups_15 | Ventilation Optimization (Gas) | 0.6867% | 0 | 3.1799 | Industrial_2028_SC A_million_m3_After Competition Groups_Ventilation Optimization (Gas)
Industrial | Ind ¦ HE Stock Tank | 2028 | SC A | million_m3 | After Competition Groups | 1.6129 | 86911.3482 | 0.086911 | 463.0359 | 0.0034834 | 16 | Industrial_2028_SC A_million_m3_After Competition Groups_16 | HE Stock Tank | 0.3483% | 0.086911 | 1.6129 | Industrial_2028_SC A_million_m3_After Competition Groups_HE Stock Tank
Industrial | Ind ¦ Process Optimization (Gas) | 2028 | SC A | million_m3 | After Competition Groups | 1.0405 | 58253.6678 | 0.058254 | 463.0359 | 0.0022471 | 17 | Industrial_2028_SC A_million_m3_After Competition Groups_17 | Process Optimization (Gas) | 0.2247% | 0.058254 | 1.0405 | Industrial_2028_SC A_million_m3_After Competition Groups_Process Optimization (Gas)
Industrial | Ind ¦ VAV Conversion Project (Gas) | 2028 | SC A | million_m3 | After Competition Groups | 0.42428 | 28593.1807 | 0.028593 | 463.0359 | 0.0009163 | 18 | Industrial_2028_SC A_million_m3_After Competition Groups_18 | VAV Conversion Project (Gas) | 0.09163% | 0.028593 | 0.42428 | Industrial_2028_SC A_million_m3_After Competition Groups_VAV Conversion Project (Gas)
Industrial | Ind ¦ HE HVAC Controls | 2028 | SC A | million_m3 | After Competition Groups | 0.27858 | 0 | 0 | 463.0359 | 0.00060164 | 19 | Industrial_2028_SC A_million_m3_After Competition Groups_19 | HE HVAC Controls | 0.06016% | 0 | 0.27858 | Industrial_2028_SC A_million_m3_After Competition Groups_HE HVAC Controls
Industrial | Ind ¦ Insulation - Steam - Direct | 2028 | SC A | million_m3 | After Competition Groups | 0.1716 | 9773.6582 | 0.0097737 | 463.0359 | 0.00037059 | 20 | Industrial_2028_SC A_million_m3_After Competition Groups_20 | Insulation - Steam - Direct | 0.03706% | 0.0097737 | 0.1716 | Industrial_2028_SC A_million_m3_After Competition Groups_Insulation - Steam - Direct
Industrial | Ind ¦ Process Heat Recovery (Gas) - HVAC | 2028 | SC A | million_m3 | After Competition Groups | 0.12701 | 3908.5096 | 0.0039085 | 463.0359 | 0.0002743 | 21 | Industrial_2028_SC A_million_m3_After Competition Groups_21 | Process Heat Recovery (Gas) - HVAC | 0.02743% | 0.0039085 | 0.12701 | Industrial_2028_SC A_million_m3_After Competition Groups_Process Heat Recovery (Gas) - HVAC
Industrial | Ind ¦ Insulation - Steam - HVAC | 2028 | SC A | million_m3 | After Competition Groups | 0.04245 | 2450.231 | 0.0024502 | 463.0359 | 9.1678e-05 | 22 | Industrial_2028_SC A_million_m3_After Competition Groups_22 | Insulation - Steam - HVAC | 0.009168% | 0.0024502 | 0.04245 | Industrial_2028_SC A_million_m3_After Competition Groups_Insulation - Steam - HVAC
Industrial | Ind ¦ HE HVAC Units | 2028 | SC A | million_m3 | After Competition Groups | 0.014727 | 0 | 0 | 463.0359 | 3.1805e-05 | 23 | Industrial_2028_SC A_million_m3_After Competition Groups_23 | HE HVAC Units | 0.00318% | 0 | 0.014727 | Industrial_2028_SC A_million_m3_After Competition Groups_HE HVAC Units
Industrial | Ind ¦ Solar Walls | 2028 | SC A | million_m3 | After Competition Groups | 0.0035675 | 0 | 0 | 463.0359 | 7.7046e-06 | 24 | Industrial_2028_SC A_million_m3_After Competition Groups_24 | Solar Walls | 0.0007705% | 0 | 0.0035675 | Industrial_2028_SC A_million_m3_After Competition Groups_Solar Walls
Industrial | Ind ¦ High Efficiency Furnaces | 2028 | SC A | million_m3 | After Competition Groups | 0 | 0 | 0 | 463.0359 | 0 | 25 | Industrial_2028_SC A_million_m3_After Competition Groups_25 | High Efficiency Furnaces | 0% | 0 | 0 | Industrial_2028_SC A_million_m3_After Competition Groups_High Efficiency Furnaces
Industrial | Ind ¦ Steam Trap Repair | 2028 | SC A | million_m3 | After Competition Groups | 0 | 0 | 0 | 463.0359 | 0 | 26 | Industrial_2028_SC A_million_m3_After Competition Groups_26 | Steam Trap Repair | 0% | 0 | 0 | Industrial_2028_SC A_million_m3_After Competition Groups_Steam Trap Repair
Industrial | Ind ¦ Process Heat Improvements | 2028 | SC B | million_m3 | After Competition Groups | 376.967 | 51142936.2809 | 51.1429 | 1272.4112 | 0.29626 | 1 | Industrial_2028_SC B_million_m3_After Competition Groups_1 | Process Heat Improvements | 29.63% | 51.1429 | 376.967 | Industrial_2028_SC B_million_m3_After Competition Groups_Process Heat Improvements
Industrial | Ind ¦ Boiler Upgrade | 2028 | SC B | million_m3 | After Competition Groups | 197.1875 | 32087016.9032 | 32.087 | 1272.4112 | 0.15497 | 2 | Industrial_2028_SC B_million_m3_After Competition Groups_2 | Boiler Upgrade | 15.5% | 32.087 | 197.1875 | Industrial_2028_SC B_million_m3_After Competition Groups_Boiler Upgrade
Industrial | Ind ¦ Process Heat Recovery (Gas) | 2028 | SC B | million_m3 | After Competition Groups | 191.2864 | 29415858.6897 | 29.4159 | 1272.4112 | 0.15033 | 3 | Industrial_2028_SC B_million_m3_After Competition Groups_3 | Process Heat Recovery (Gas) | 15.03% | 29.4159 | 191.2864 | Industrial_2028_SC B_million_m3_After Competition Groups_Process Heat Recovery (Gas)
Industrial | Ind ¦ Recommissioning | 2028 | SC B | million_m3 | After Competition Groups | 139.3561 | 8185199.8235 | 8.1852 | 1272.4112 | 0.10952 | 4 | Industrial_2028_SC B_million_m3_After Competition Groups_4 | Recommissioning | 10.95% | 8.1852 | 139.3561 | Industrial_2028_SC B_million_m3_After Competition Groups_Recommissioning
Industrial | Ind ¦ Improved Controls -Process Heating Gas | 2028 | SC B | million_m3 | After Competition Groups | 87.4695 | 7096895.6621 | 7.0969 | 1272.4112 | 0.068743 | 5 | Industrial_2028_SC B_million_m3_After Competition Groups_5 | Improved Controls -Process Heating Gas | 6.874% | 7.0969 | 87.4695 | Industrial_2028_SC B_million_m3_After Competition Groups_Improved Controls -Process Heating Gas
Industrial | Ind ¦ High Efficiency Burners | 2028 | SC B | million_m3 | After Competition Groups | 71.7141 | 15190602.4494 | 15.1906 | 1272.4112 | 0.056361 | 6 | Industrial_2028_SC B_million_m3_After Competition Groups_6 | High Efficiency Burners | 5.636% | 15.1906 | 71.7141 | Industrial_2028_SC B_million_m3_After Competition Groups_High Efficiency Burners
Industrial | Ind ¦ Greenhouse Envelope Improvements | 2028 | SC B | million_m3 | After Competition Groups | 56.6022 | 441823.6179 | 0.44182 | 1272.4112 | 0.044484 | 7 | Industrial_2028_SC B_million_m3_After Competition Groups_7 | Greenhouse Envelope Improvements | 4.448% | 0.44182 | 56.6022 | Industrial_2028_SC B_million_m3_After Competition Groups_Greenhouse Envelope Improvements
Industrial | Ind ¦ Insulation - Steam | 2028 | SC B | million_m3 | After Competition Groups | 26.8837 | 1181227.3148 | 1.1812 | 1272.4112 | 0.021128 | 8 | Industrial_2028_SC B_million_m3_After Competition Groups_8 | Insulation - Steam | 2.113% | 1.1812 | 26.8837 | Industrial_2028_SC B_million_m3_After Competition Groups_Insulation - Steam
Industrial | Ind ¦ High Efficiency HVAC Fans (Gas) | 2028 | SC B | million_m3 | After Competition Groups | 23.3286 | 3453099.2224 | 3.4531 | 1272.4112 | 0.018334 | 9 | Industrial_2028_SC B_million_m3_After Competition Groups_9 | High Efficiency HVAC Fans (Gas) | 1.833% | 3.4531 | 23.3286 | Industrial_2028_SC B_million_m3_After Competition Groups_High Efficiency HVAC Fans (Gas)
Industrial | Ind ¦ VAV Conversion Project (Gas) | 2028 | SC B | million_m3 | After Competition Groups | 22.7578 | 6078245.963 | 6.0782 | 1272.4112 | 0.017886 | 10 | Industrial_2028_SC B_million_m3_After Competition Groups_10 | VAV Conversion Project (Gas) | 1.789% | 6.0782 | 22.7578 | Industrial_2028_SC B_million_m3_After Competition Groups_VAV Conversion Project (Gas)
Industrial | Ind ¦ HE HVAC Controls | 2028 | SC B | million_m3 | After Competition Groups | 16.0337 | 4187919.3261 | 4.1879 | 1272.4112 | 0.012601 | 11 | Industrial_2028_SC B_million_m3_After Competition Groups_11 | HE HVAC Controls | 1.26% | 4.1879 | 16.0337 | Industrial_2028_SC B_million_m3_After Competition Groups_HE HVAC Controls
Industrial | Ind ¦ Direct Contact Water Heaters | 2028 | SC B | million_m3 | After Competition Groups | 15.4011 | 0 | 0 | 1272.4112 | 0.012104 | 12 | Industrial_2028_SC B_million_m3_After Competition Groups_12 | Direct Contact Water Heaters | 1.21% | 0 | 15.4011 | Industrial_2028_SC B_million_m3_After Competition Groups_Direct Contact Water Heaters
Industrial | Ind ¦ Insulation - Steam (AG) | 2028 | SC B | million_m3 | After Competition Groups | 13.6061 | 566126.0727 | 0.56613 | 1272.4112 | 0.010693 | 13 | Industrial_2028_SC B_million_m3_After Competition Groups_13 | Insulation - Steam (AG) | 1.069% | 0.56613 | 13.6061 | Industrial_2028_SC B_million_m3_After Competition Groups_Insulation - Steam (AG)
Industrial | Ind ¦ Air Compressor Heat Recovery | 2028 | SC B | million_m3 | After Competition Groups | 9.9914 | 1038713.7748 | 1.0387 | 1272.4112 | 0.0078524 | 14 | Industrial_2028_SC B_million_m3_After Competition Groups_14 | Air Compressor Heat Recovery | 0.7852% | 1.0387 | 9.9914 | Industrial_2028_SC B_million_m3_After Competition Groups_Air Compressor Heat Recovery
Industrial | Ind ¦ Steam Turbine Optimization | 2028 | SC B | million_m3 | After Competition Groups | 6.0319 | 785514.7859 | 0.78551 | 1272.4112 | 0.0047406 | 15 | Industrial_2028_SC B_million_m3_After Competition Groups_15 | Steam Turbine Optimization | 0.4741% | 0.78551 | 6.0319 | Industrial_2028_SC B_million_m3_After Competition Groups_Steam Turbine Optimization
Industrial | Ind ¦ Gas Turbine Optimization | 2028 | SC B | million_m3 | After Competition Groups | 4.524 | 589136.0895 | 0.58914 | 1272.4112 | 0.0035554 | 16 | Industrial_2028_SC B_million_m3_After Competition Groups_16 | Gas Turbine Optimization | 0.3555% | 0.58914 | 4.524 | Industrial_2028_SC B_million_m3_After Competition Groups_Gas Turbine Optimization
Industrial | Ind ¦ HE Stock Tank | 2028 | SC B | million_m3 | After Competition Groups | 3.8762 | 201584.8712 | 0.20158 | 1272.4112 | 0.0030463 | 17 | Industrial_2028_SC B_million_m3_After Competition Groups_17 | HE Stock Tank | 0.3046% | 0.20158 | 3.8762 | Industrial_2028_SC B_million_m3_After Competition Groups_HE Stock Tank
Industrial | Ind ¦ Ventilation Optimization (Gas) | 2028 | SC B | million_m3 | After Competition Groups | 3.1799 | 0 | 0 | 1272.4112 | 0.0024991 | 18 | Industrial_2028_SC B_million_m3_After Competition Groups_18 | Ventilation Optimization (Gas) | 0.2499% | 0 | 3.1799 | Industrial_2028_SC B_million_m3_After Competition Groups_Ventilation Optimization (Gas)
Industrial | Ind ¦ Solar Walls | 2028 | SC B | million_m3 | After Competition Groups | 3.0697 | 1388352.378 | 1.3884 | 1272.4112 | 0.0024125 | 19 | Industrial_2028_SC B_million_m3_After Competition Groups_19 | Solar Walls | 0.2412% | 1.3884 | 3.0697 | Industrial_2028_SC B_million_m3_After Competition Groups_Solar Walls
Industrial | Ind ¦ Process Optimization (Gas) | 2028 | SC B | million_m3 | After Competition Groups | 1.0405 | 87944.0634 | 0.087944 | 1272.4112 | 0.00081775 | 20 | Industrial_2028_SC B_million_m3_After Competition Groups_20 | Process Optimization (Gas) | 0.08177% | 0.087944 | 1.0405 | Industrial_2028_SC B_million_m3_After Competition Groups_Process Optimization (Gas)
Industrial | Ind ¦ HE HVAC Units | 2028 | SC B | million_m3 | After Competition Groups | 0.89093 | 240864.9537 | 0.24086 | 1272.4112 | 0.00070019 | 21 | Industrial_2028_SC B_million_m3_After Competition Groups_21 | HE HVAC Units | 0.07002% | 0.24086 | 0.89093 | Industrial_2028_SC B_million_m3_After Competition Groups_HE HVAC Units
Industrial | Ind ¦ Process Heat Recovery (Gas) - HVAC | 2028 | SC B | million_m3 | After Competition Groups | 0.70186 | 100818.3199 | 0.10082 | 1272.4112 | 0.0005516 | 22 | Industrial_2028_SC B_million_m3_After Competition Groups_22 | Process Heat Recovery (Gas) - HVAC | 0.05516% | 0.10082 | 0.70186 | Industrial_2028_SC B_million_m3_After Competition Groups_Process Heat Recovery (Gas) - HVAC
Industrial | Ind ¦ Insulation - Steam - Direct | 2028 | SC B | million_m3 | After Competition Groups | 0.41368 | 18794.8462 | 0.018795 | 1272.4112 | 0.00032512 | 23 | Industrial_2028_SC B_million_m3_After Competition Groups_23 | Insulation - Steam - Direct | 0.03251% | 0.018795 | 0.41368 | Industrial_2028_SC B_million_m3_After Competition Groups_Insulation - Steam - Direct
Industrial | Ind ¦ Insulation - Steam - HVAC | 2028 | SC B | million_m3 | After Competition Groups | 0.097309 | 4048.8701 | 0.0040489 | 1272.4112 | 7.6476e-05 | 24 | Industrial_2028_SC B_million_m3_After Competition Groups_24 | Insulation - Steam - HVAC | 0.007648% | 0.0040489 | 0.097309 | Industrial_2028_SC B_million_m3_After Competition Groups_Insulation - Steam - HVAC
Industrial | Ind ¦ High Efficiency Furnaces | 2028 | SC B | million_m3 | After Competition Groups | 0 | 0 | 0 | 1272.4112 | 0 | 25 | Industrial_2028_SC B_million_m3_After Competition Groups_25 | High Efficiency Furnaces | 0% | 0 | 0 | Industrial_2028_SC B_million_m3_After Competition Groups_High Efficiency Furnaces
Industrial | Ind ¦ Steam Trap Repair | 2028 | SC B | million_m3 | After Competition Groups | 0 | 0 | 0 | 1272.4112 | 0 | 26 | Industrial_2028_SC B_million_m3_After Competition Groups_26 | Steam Trap Repair | 0% | 0 | 0 | Industrial_2028_SC B_million_m3_After Competition Groups_Steam Trap Repair
Industrial | Ind ¦ Boiler Upgrade | 2028 | SC C | million_m3 | After Competition Groups | 197.1875 | 26154896.5383 | 26.1549 | 654.8373 | 0.30112 | 1 | Industrial_2028_SC C_million_m3_After Competition Groups_1 | Boiler Upgrade | 30.11% | 26.1549 | 197.1875 | Industrial_2028_SC C_million_m3_After Competition Groups_Boiler Upgrade
Industrial | Ind ¦ Process Heat Improvements | 2028 | SC C | million_m3 | After Competition Groups | 157.3126 | 26699610.104 | 26.6996 | 654.8373 | 0.24023 | 2 | Industrial_2028_SC C_million_m3_After Competition Groups_2 | Process Heat Improvements | 24.02% | 26.6996 | 157.3126 | Industrial_2028_SC C_million_m3_After Competition Groups_Process Heat Improvements
Industrial | Ind ¦ Process Heat Recovery (Gas) | 2028 | SC C | million_m3 | After Competition Groups | 79.6331 | 15710746.0265 | 15.7107 | 654.8373 | 0.12161 | 3 | Industrial_2028_SC C_million_m3_After Competition Groups_3 | Process Heat Recovery (Gas) | 12.16% | 15.7107 | 79.6331 | Industrial_2028_SC C_million_m3_After Competition Groups_Process Heat Recovery (Gas)
Industrial | Ind ¦ Recommissioning | 2028 | SC C | million_m3 | After Competition Groups | 58.2558 | 4244917.5264 | 4.2449 | 654.8373 | 0.088962 | 4 | Industrial_2028_SC C_million_m3_After Competition Groups_4 | Recommissioning | 8.896% | 4.2449 | 58.2558 | Industrial_2028_SC C_million_m3_After Competition Groups_Recommissioning
Industrial | Ind ¦ Greenhouse Envelope Improvements | 2028 | SC C | million_m3 | After Competition Groups | 41.5468 | 361655.7448 | 0.36166 | 654.8373 | 0.063446 | 5 | Industrial_2028_SC C_million_m3_After Competition Groups_5 | Greenhouse Envelope Improvements | 6.345% | 0.36166 | 41.5468 | Industrial_2028_SC C_million_m3_After Competition Groups_Greenhouse Envelope Improvements
Industrial | Ind ¦ Improved Controls -Process Heating Gas | 2028 | SC C | million_m3 | After Competition Groups | 36.6624 | 3891968.7899 | 3.892 | 654.8373 | 0.055987 | 6 | Industrial_2028_SC C_million_m3_After Competition Groups_6 | Improved Controls -Process Heating Gas | 5.599% | 3.892 | 36.6624 | Industrial_2028_SC C_million_m3_After Competition Groups_Improved Controls -Process Heating Gas
Industrial | Ind ¦ High Efficiency Burners | 2028 | SC C | million_m3 | After Competition Groups | 26.6302 | 5793673.43 | 5.7937 | 654.8373 | 0.040667 | 7 | Industrial_2028_SC C_million_m3_After Competition Groups_7 | High Efficiency Burners | 4.067% | 5.7937 | 26.6302 | Industrial_2028_SC C_million_m3_After Competition Groups_High Efficiency Burners
Industrial | Ind ¦ Insulation - Steam | 2028 | SC C | million_m3 | After Competition Groups | 11.3793 | 667108.6557 | 0.66711 | 654.8373 | 0.017377 | 8 | Industrial_2028_SC C_million_m3_After Competition Groups_8 | Insulation - Steam | 1.738% | 0.66711 | 11.3793 | Industrial_2028_SC C_million_m3_After Competition Groups_Insulation - Steam
Industrial | Ind ¦ High Efficiency HVAC Fans (Gas) | 2028 | SC C | million_m3 | After Competition Groups | 8.9335 | 1390450.3064 | 1.3905 | 654.8373 | 0.013642 | 9 | Industrial_2028_SC C_million_m3_After Competition Groups_9 | High Efficiency HVAC Fans (Gas) | 1.364% | 1.3905 | 8.9335 | Industrial_2028_SC C_million_m3_After Competition Groups_High Efficiency HVAC Fans (Gas)
Industrial | Ind ¦ Direct Contact Water Heaters | 2028 | SC C | million_m3 | After Competition Groups | 8.4696 | 0 | 0 | 654.8373 | 0.012934 | 10 | Industrial_2028_SC C_million_m3_After Competition Groups_10 | Direct Contact Water Heaters | 1.293% | 0 | 8.4696 | Industrial_2028_SC C_million_m3_After Competition Groups_Direct Contact Water Heaters
Industrial | Ind ¦ Steam Turbine Optimization | 2028 | SC C | million_m3 | After Competition Groups | 6.0319 | 785593.3453 | 0.78559 | 654.8373 | 0.0092114 | 11 | Industrial_2028_SC C_million_m3_After Competition Groups_11 | Steam Turbine Optimization | 0.9211% | 0.78559 | 6.0319 | Industrial_2028_SC C_million_m3_After Competition Groups_Steam Turbine Optimization
Industrial | Ind ¦ Insulation - Steam (AG) | 2028 | SC C | million_m3 | After Competition Groups | 5.9369 | 350569.9893 | 0.35057 | 654.8373 | 0.0090663 | 12 | Industrial_2028_SC C_million_m3_After Competition Groups_12 | Insulation - Steam (AG) | 0.9066% | 0.35057 | 5.9369 | Industrial_2028_SC C_million_m3_After Competition Groups_Insulation - Steam (AG)
Industrial | Ind ¦ Gas Turbine Optimization | 2028 | SC C | million_m3 | After Competition Groups | 4.524 | 583119.5792 | 0.58312 | 654.8373 | 0.0069085 | 13 | Industrial_2028_SC C_million_m3_After Competition Groups_13 | Gas Turbine Optimization | 0.6909% | 0.58312 | 4.524 | Industrial_2028_SC C_million_m3_After Competition Groups_Gas Turbine Optimization
Industrial | Ind ¦ Air Compressor Heat Recovery | 2028 | SC C | million_m3 | After Competition Groups | 4.2543 | 597057.9135 | 0.59706 | 654.8373 | 0.0064967 | 14 | Industrial_2028_SC C_million_m3_After Competition Groups_14 | Air Compressor Heat Recovery | 0.6497% | 0.59706 | 4.2543 | Industrial_2028_SC C_million_m3_After Competition Groups_Air Compressor Heat Recovery
Industrial | Ind ¦ Ventilation Optimization (Gas) | 2028 | SC C | million_m3 | After Competition Groups | 3.1799 | 0 | 0 | 654.8373 | 0.004856 | 15 | Industrial_2028_SC C_million_m3_After Competition Groups_15 | Ventilation Optimization (Gas) | 0.4856% | 0 | 3.1799 | Industrial_2028_SC C_million_m3_After Competition Groups_Ventilation Optimization (Gas)
Industrial | Ind ¦ HE Stock Tank | 2028 | SC C | million_m3 | After Competition Groups | 1.6173 | 104682.4319 | 0.10468 | 654.8373 | 0.0024698 | 16 | Industrial_2028_SC C_million_m3_After Competition Groups_16 | HE Stock Tank | 0.247% | 0.10468 | 1.6173 | Industrial_2028_SC C_million_m3_After Competition Groups_HE Stock Tank
Industrial | Ind ¦ VAV Conversion Project (Gas) | 2028 | SC C | million_m3 | After Competition Groups | 1.1093 | 185001.3313 | 0.185 | 654.8373 | 0.001694 | 17 | Industrial_2028_SC C_million_m3_After Competition Groups_17 | VAV Conversion Project (Gas) | 0.1694% | 0.185 | 1.1093 | Industrial_2028_SC C_million_m3_After Competition Groups_VAV Conversion Project (Gas)
Industrial | Ind ¦ Process Optimization (Gas) | 2028 | SC C | million_m3 | After Competition Groups | 1.0405 | 87952.8587 | 0.087953 | 654.8373 | 0.001589 | 18 | Industrial_2028_SC C_million_m3_After Competition Groups_18 | Process Optimization (Gas) | 0.1589% | 0.087953 | 1.0405 | Industrial_2028_SC C_million_m3_After Competition Groups_Process Optimization (Gas)
Industrial | Ind ¦ HE HVAC Controls | 2028 | SC C | million_m3 | After Competition Groups | 0.5723 | 78799.245 | 0.078799 | 654.8373 | 0.00087396 | 19 | Industrial_2028_SC C_million_m3_After Competition Groups_19 | HE HVAC Controls | 0.0874% | 0.078799 | 0.5723 | Industrial_2028_SC C_million_m3_After Competition Groups_HE HVAC Controls
Industrial | Ind ¦ Process Heat Recovery (Gas) - HVAC | 2028 | SC C | million_m3 | After Competition Groups | 0.30361 | 60499.2306 | 0.060499 | 654.8373 | 0.00046364 | 20 | Industrial_2028_SC C_million_m3_After Competition Groups_20 | Process Heat Recovery (Gas) - HVAC | 0.04636% | 0.060499 | 0.30361 | Industrial_2028_SC C_million_m3_After Competition Groups_Process Heat Recovery (Gas) - HVAC
Industrial | Ind ¦ Insulation - Steam - Direct | 2028 | SC C | million_m3 | After Competition Groups | 0.17163 | 10000.656 | 0.010001 | 654.8373 | 0.0002621 | 21 | Industrial_2028_SC C_million_m3_After Competition Groups_21 | Insulation - Steam - Direct | 0.02621% | 0.010001 | 0.17163 | Industrial_2028_SC C_million_m3_After Competition Groups_Insulation - Steam - Direct
Industrial | Ind ¦ Insulation - Steam - HVAC | 2028 | SC C | million_m3 | After Competition Groups | 0.04246 | 2507.2373 | 0.0025072 | 654.8373 | 6.4841e-05 | 22 | Industrial_2028_SC C_million_m3_After Competition Groups_22 | Insulation - Steam - HVAC | 0.006484% | 0.0025072 | 0.04246 | Industrial_2028_SC C_million_m3_After Competition Groups_Insulation - Steam - HVAC
Industrial | Ind ¦ HE HVAC Units | 2028 | SC C | million_m3 | After Competition Groups | 0.030149 | 4126.1271 | 0.0041261 | 654.8373 | 4.6041e-05 | 23 | Industrial_2028_SC C_million_m3_After Competition Groups_23 | HE HVAC Units | 0.004604% | 0.0041261 | 0.030149 | Industrial_2028_SC C_million_m3_After Competition Groups_HE HVAC Units
Industrial | Ind ¦ Solar Walls | 2028 | SC C | million_m3 | After Competition Groups | 0.012164 | 1986.8697 | 0.0019869 | 654.8373 | 1.8576e-05 | 24 | Industrial_2028_SC C_million_m3_After Competition Groups_24 | Solar Walls | 0.001858% | 0.0019869 | 0.012164 | Industrial_2028_SC C_million_m3_After Competition Groups_Solar Walls
Industrial | Ind ¦ High Efficiency Furnaces | 2028 | SC C | million_m3 | After Competition Groups | 0 | 0 | 0 | 654.8373 | 0 | 25 | Industrial_2028_SC C_million_m3_After Competition Groups_25 | High Efficiency Furnaces | 0% | 0 | 0 | Industrial_2028_SC C_million_m3_After Competition Groups_High Efficiency Furnaces
Industrial | Ind ¦ Steam Trap Repair | 2028 | SC C | million_m3 | After Competition Groups | 0 | 0 | 0 | 654.8373 | 0 | 26 | Industrial_2028_SC C_million_m3_After Competition Groups_26 | Steam Trap Repair | 0% | 0 | 0 | Industrial_2028_SC C_million_m3_After Competition Groups_Steam Trap Repair
Industrial | Ind ¦ Process Heat Improvements | 2028 | Technical | million_m3 | After Competition Groups | 764.0071 | 0 | 0 | 2311.0854 | 0.33058 | 1 | Industrial_2028_Technical_million_m3_After Competition Groups_1 | Process Heat Improvements | 33.06% | 0 | 764.0071 | Industrial_2028_Technical_million_m3_After Competition Groups_Process Heat Improvements
Industrial | Ind ¦ Process Heat Recovery (Gas) | 2028 | Technical | million_m3 | After Competition Groups | 303.3321 | 0 | 0 | 2311.0854 | 0.13125 | 2 | Industrial_2028_Technical_million_m3_After Competition Groups_2 | Process Heat Recovery (Gas) | 13.13% | 0 | 303.3321 | Industrial_2028_Technical_million_m3_After Competition Groups_Process Heat Recovery (Gas)
Industrial | Ind ¦ Boiler Upgrade | 2028 | Technical | million_m3 | After Competition Groups | 289.2865 | 0 | 0 | 2311.0854 | 0.12517 | 3 | Industrial_2028_Technical_million_m3_After Competition Groups_3 | Boiler Upgrade | 12.52% | 0 | 289.2865 | Industrial_2028_Technical_million_m3_After Competition Groups_Boiler Upgrade
Industrial | Ind ¦ Recommissioning | 2028 | Technical | million_m3 | After Competition Groups | 218.3228 | 0 | 0 | 2311.0854 | 0.094468 | 4 | Industrial_2028_Technical_million_m3_After Competition Groups_4 | Recommissioning | 9.447% | 0 | 218.3228 | Industrial_2028_Technical_million_m3_After Competition Groups_Recommissioning
Industrial | Ind ¦ High Efficiency Burners | 2028 | Technical | million_m3 | After Competition Groups | 144.1894 | 0 | 0 | 2311.0854 | 0.06239 | 5 | Industrial_2028_Technical_million_m3_After Competition Groups_5 | High Efficiency Burners | 6.239% | 0 | 144.1894 | Industrial_2028_Technical_million_m3_After Competition Groups_High Efficiency Burners
Industrial | Ind ¦ Improved Controls -Process Heating Gas | 2028 | Technical | million_m3 | After Competition Groups | 139.1832 | 0 | 0 | 2311.0854 | 0.060224 | 6 | Industrial_2028_Technical_million_m3_After Competition Groups_6 | Improved Controls -Process Heating Gas | 6.022% | 0 | 139.1832 | Industrial_2028_Technical_million_m3_After Competition Groups_Improved Controls -Process Heating Gas
Industrial | Ind ¦ Greenhouse Envelope Improvements | 2028 | Technical | million_m3 | After Competition Groups | 77.5978 | 0 | 0 | 2311.0854 | 0.033576 | 7 | Industrial_2028_Technical_million_m3_After Competition Groups_7 | Greenhouse Envelope Improvements | 3.358% | 0 | 77.5978 | Industrial_2028_Technical_million_m3_After Competition Groups_Greenhouse Envelope Improvements
Industrial | Ind ¦ Boiler Tune Up | 2028 | Technical | million_m3 | After Competition Groups | 43.2632 | 0 | 0 | 2311.0854 | 0.01872 | 8 | Industrial_2028_Technical_million_m3_After Competition Groups_8 | Boiler Tune Up | 1.872% | 0 | 43.2632 | Industrial_2028_Technical_million_m3_After Competition Groups_Boiler Tune Up
Industrial | Ind ¦ Insulation - Steam | 2028 | Technical | million_m3 | After Competition Groups | 41.7031 | 0 | 0 | 2311.0854 | 0.018045 | 9 | Industrial_2028_Technical_million_m3_After Competition Groups_9 | Insulation - Steam | 1.804% | 0 | 41.7031 | Industrial_2028_Technical_million_m3_After Competition Groups_Insulation - Steam
Industrial | Ind ¦ High Efficiency HVAC Fans (Gas) | 2028 | Technical | million_m3 | After Competition Groups | 37.3362 | 0 | 0 | 2311.0854 | 0.016155 | 10 | Industrial_2028_Technical_million_m3_After Competition Groups_10 | High Efficiency HVAC Fans (Gas) | 1.616% | 0 | 37.3362 | Industrial_2028_Technical_million_m3_After Competition Groups_High Efficiency HVAC Fans (Gas)
Industrial | Ind ¦ VAV Conversion Project (Gas) | 2028 | Technical | million_m3 | After Competition Groups | 34.7595 | 0 | 0 | 2311.0854 | 0.01504 | 11 | Industrial_2028_Technical_million_m3_After Competition Groups_11 | VAV Conversion Project (Gas) | 1.504% | 0 | 34.7595 | Industrial_2028_Technical_million_m3_After Competition Groups_VAV Conversion Project (Gas)
Industrial | Ind ¦ Steam Leak Repairs | 2028 | Technical | million_m3 | After Competition Groups | 26.2976 | 0 | 0 | 2311.0854 | 0.011379 | 12 | Industrial_2028_Technical_million_m3_After Competition Groups_12 | Steam Leak Repairs | 1.138% | 0 | 26.2976 | Industrial_2028_Technical_million_m3_After Competition Groups_Steam Leak Repairs
Industrial | Ind ¦ Direct Contact Water Heaters | 2028 | Technical | million_m3 | After Competition Groups | 25.5928 | 0 | 0 | 2311.0854 | 0.011074 | 13 | Industrial_2028_Technical_million_m3_After Competition Groups_13 | Direct Contact Water Heaters | 1.107% | 0 | 25.5928 | Industrial_2028_Technical_million_m3_After Competition Groups_Direct Contact Water Heaters
Industrial | Ind ¦ HE HVAC Controls | 2028 | Technical | million_m3 | After Competition Groups | 23.7319 | 0 | 0 | 2311.0854 | 0.010269 | 14 | Industrial_2028_Technical_million_m3_After Competition Groups_14 | HE HVAC Controls | 1.027% | 0 | 23.7319 | Industrial_2028_Technical_million_m3_After Competition Groups_HE HVAC Controls
Industrial | Ind ¦ Loading Dock Seals | 2028 | Technical | million_m3 | After Competition Groups | 23.7319 | 0 | 0 | 2311.0854 | 0.010269 | 15 | Industrial_2028_Technical_million_m3_After Competition Groups_15 | Loading Dock Seals | 1.027% | 0 | 23.7319 | Industrial_2028_Technical_million_m3_After Competition Groups_Loading Dock Seals
Industrial | Ind ¦ Steam Trap Repair | 2028 | Technical | million_m3 | After Competition Groups | 19.9615 | 0 | 0 | 2311.0854 | 0.0086373 | 16 | Industrial_2028_Technical_million_m3_After Competition Groups_16 | Steam Trap Repair | 0.8637% | 0 | 19.9615 | Industrial_2028_Technical_million_m3_After Competition Groups_Steam Trap Repair
Industrial | Ind ¦ Insulation - Steam (AG) | 2028 | Technical | million_m3 | After Competition Groups | 18.1681 | 0 | 0 | 2311.0854 | 0.0078613 | 17 | Industrial_2028_Technical_million_m3_After Competition Groups_17 | Insulation - Steam (AG) | 0.7861% | 0 | 18.1681 | Industrial_2028_Technical_million_m3_After Competition Groups_Insulation - Steam (AG)
Industrial | Ind ¦ High Efficiency Furnaces | 2028 | Technical | million_m3 | After Competition Groups | 16.598 | 0 | 0 | 2311.0854 | 0.0071819 | 18 | Industrial_2028_Technical_million_m3_After Competition Groups_18 | High Efficiency Furnaces | 0.7182% | 0 | 16.598 | Industrial_2028_Technical_million_m3_After Competition Groups_High Efficiency Furnaces
Industrial | Ind ¦ Air Compressor Heat Recovery | 2028 | Technical | million_m3 | After Competition Groups | 15.2876 | 0 | 0 | 2311.0854 | 0.0066149 | 19 | Industrial_2028_Technical_million_m3_After Competition Groups_19 | Air Compressor Heat Recovery | 0.6615% | 0 | 15.2876 | Industrial_2028_Technical_million_m3_After Competition Groups_Air Compressor Heat Recovery
Industrial | Ind ¦ Steam Turbine Optimization | 2028 | Technical | million_m3 | After Competition Groups | 9.7529 | 0 | 0 | 2311.0854 | 0.00422 | 20 | Industrial_2028_Technical_million_m3_After Competition Groups_20 | Steam Turbine Optimization | 0.422% | 0 | 9.7529 | Industrial_2028_Technical_million_m3_After Competition Groups_Steam Turbine Optimization
Industrial | Ind ¦ Process Optimization (Gas) | 2028 | Technical | million_m3 | After Competition Groups | 8.9846 | 0 | 0 | 2311.0854 | 0.0038876 | 21 | Industrial_2028_Technical_million_m3_After Competition Groups_21 | Process Optimization (Gas) | 0.3888% | 0 | 8.9846 | Industrial_2028_Technical_million_m3_After Competition Groups_Process Optimization (Gas)
Industrial | Ind ¦ HE Stock Tank | 2028 | Technical | million_m3 | After Competition Groups | 7.9458 | 0 | 0 | 2311.0854 | 0.0034381 | 22 | Industrial_2028_Technical_million_m3_After Competition Groups_22 | HE Stock Tank | 0.3438% | 0 | 7.9458 | Industrial_2028_Technical_million_m3_After Competition Groups_HE Stock Tank
Industrial | Ind ¦ Gas Turbine Optimization | 2028 | Technical | million_m3 | After Competition Groups | 7.3146 | 0 | 0 | 2311.0854 | 0.003165 | 23 | Industrial_2028_Technical_million_m3_After Competition Groups_23 | Gas Turbine Optimization | 0.3165% | 0 | 7.3146 | Industrial_2028_Technical_million_m3_After Competition Groups_Gas Turbine Optimization
Industrial | Ind ¦ Ventilation Optimization (Gas) | 2028 | Technical | million_m3 | After Competition Groups | 4.7572 | 0 | 0 | 2311.0854 | 0.0020584 | 24 | Industrial_2028_Technical_million_m3_After Competition Groups_24 | Ventilation Optimization (Gas) | 0.2058% | 0 | 4.7572 | Industrial_2028_Technical_million_m3_After Competition Groups_Ventilation Optimization (Gas)
Industrial | Ind ¦ Solar Walls | 2028 | Technical | million_m3 | After Competition Groups | 4.6887 | 0 | 0 | 2311.0854 | 0.0020288 | 25 | Industrial_2028_Technical_million_m3_After Competition Groups_25 | Solar Walls | 0.2029% | 0 | 4.6887 | Industrial_2028_Technical_million_m3_After Competition Groups_Solar Walls
Industrial | Ind ¦ HE HVAC Units | 2028 | Technical | million_m3 | After Competition Groups | 1.8566 | 0 | 0 | 2311.0854 | 0.00080334 | 26 | Industrial_2028_Technical_million_m3_After Competition Groups_26 | HE HVAC Units | 0.08033% | 0 | 1.8566 | Industrial_2028_Technical_million_m3_After Competition Groups_HE HVAC Units
Industrial | Ind ¦ Boiler Tune Up - Direct | 2028 | Technical | million_m3 | After Competition Groups | 1.4767 | 0 | 0 | 2311.0854 | 0.00063898 | 27 | Industrial_2028_Technical_million_m3_After Competition Groups_27 | Boiler Tune Up - Direct | 0.0639% | 0 | 1.4767 | Industrial_2028_Technical_million_m3_After Competition Groups_Boiler Tune Up - Direct
Industrial | Ind ¦ Process Heat Recovery (Gas) - HVAC | 2028 | Technical | million_m3 | After Competition Groups | 1.0137 | 0 | 0 | 2311.0854 | 0.00043864 | 28 | Industrial_2028_Technical_million_m3_After Competition Groups_28 | Process Heat Recovery (Gas) - HVAC | 0.04386% | 0 | 1.0137 | Industrial_2028_Technical_million_m3_After Competition Groups_Process Heat Recovery (Gas) - HVAC
Industrial | Ind ¦ Insulation - Steam - Direct | 2028 | Technical | million_m3 | After Competition Groups | 0.67583 | 0 | 0 | 2311.0854 | 0.00029243 | 29 | Industrial_2028_Technical_million_m3_After Competition Groups_29 | Insulation - Steam - Direct | 0.02924% | 0 | 0.67583 | Industrial_2028_Technical_million_m3_After Competition Groups_Insulation - Steam - Direct
Industrial | Ind ¦ Insulation - Steam - HVAC | 2028 | Technical | million_m3 | After Competition Groups | 0.14055 | 0 | 0 | 2311.0854 | 6.0815e-05 | 30 | Industrial_2028_Technical_million_m3_After Competition Groups_30 | Insulation - Steam - HVAC | 0.006081% | 0 | 0.14055 | Industrial_2028_Technical_million_m3_After Competition Groups_Insulation - Steam - HVAC
Industrial | Ind ¦ Boiler Tune Up - HVAC | 2028 | Technical | million_m3 | After Competition Groups | 0.12778 | 0 | 0 | 2311.0854 | 5.529e-05 | 31 | Industrial_2028_Technical_million_m3_After Competition Groups_31 | Boiler Tune Up - HVAC | 0.005529% | 0 | 0.12778 | Industrial_2028_Technical_million_m3_After Competition Groups_Boiler Tune Up - HVAC
Industrial | Ind ¦ Process Heat Improvements | 2029 | Economic | million_m3 | After Competition Groups | 780.8086 | 0 | 0 | 2209.7308 | 0.35335 | 1 | Industrial_2029_Economic_million_m3_After Competition Groups_1 | Process Heat Improvements | 35.34% | 0 | 780.8086 | Industrial_2029_Economic_million_m3_After Competition Groups_Process Heat Improvements
Industrial | Ind ¦ Process Heat Recovery (Gas) | 2029 | Economic | million_m3 | After Competition Groups | 303.3321 | 0 | 0 | 2209.7308 | 0.13727 | 2 | Industrial_2029_Economic_million_m3_After Competition Groups_2 | Process Heat Recovery (Gas) | 13.73% | 0 | 303.3321 | Industrial_2029_Economic_million_m3_After Competition Groups_Process Heat Recovery (Gas)
Industrial | Ind ¦ Boiler Upgrade | 2029 | Economic | million_m3 | After Competition Groups | 296.3829 | 0 | 0 | 2209.7308 | 0.13413 | 3 | Industrial_2029_Economic_million_m3_After Competition Groups_3 | Boiler Upgrade | 13.41% | 0 | 296.3829 | Industrial_2029_Economic_million_m3_After Competition Groups_Boiler Upgrade
Industrial | Ind ¦ Recommissioning | 2029 | Economic | million_m3 | After Competition Groups | 218.3228 | 0 | 0 | 2209.7308 | 0.098801 | 4 | Industrial_2029_Economic_million_m3_After Competition Groups_4 | Recommissioning | 9.88% | 0 | 218.3228 | Industrial_2029_Economic_million_m3_After Competition Groups_Recommissioning
Industrial | Ind ¦ High Efficiency Burners | 2029 | Economic | million_m3 | After Competition Groups | 147.3603 | 0 | 0 | 2209.7308 | 0.066687 | 5 | Industrial_2029_Economic_million_m3_After Competition Groups_5 | High Efficiency Burners | 6.669% | 0 | 147.3603 | Industrial_2029_Economic_million_m3_After Competition Groups_High Efficiency Burners
Industrial | Ind ¦ Improved Controls -Process Heating Gas | 2029 | Economic | million_m3 | After Competition Groups | 139.1832 | 0 | 0 | 2209.7308 | 0.062986 | 6 | Industrial_2029_Economic_million_m3_After Competition Groups_6 | Improved Controls -Process Heating Gas | 6.299% | 0 | 139.1832 | Industrial_2029_Economic_million_m3_After Competition Groups_Improved Controls -Process Heating Gas
Industrial | Ind ¦ Greenhouse Envelope Improvements | 2029 | Economic | million_m3 | After Competition Groups | 79.731 | 0 | 0 | 2209.7308 | 0.036082 | 7 | Industrial_2029_Economic_million_m3_After Competition Groups_7 | Greenhouse Envelope Improvements | 3.608% | 0 | 79.731 | Industrial_2029_Economic_million_m3_After Competition Groups_Greenhouse Envelope Improvements
Industrial | Ind ¦ Insulation - Steam | 2029 | Economic | million_m3 | After Competition Groups | 41.7031 | 0 | 0 | 2209.7308 | 0.018872 | 8 | Industrial_2029_Economic_million_m3_After Competition Groups_8 | Insulation - Steam | 1.887% | 0 | 41.7031 | Industrial_2029_Economic_million_m3_After Competition Groups_Insulation - Steam
Industrial | Ind ¦ High Efficiency HVAC Fans (Gas) | 2029 | Economic | million_m3 | After Competition Groups | 37.9916 | 0 | 0 | 2209.7308 | 0.017193 | 9 | Industrial_2029_Economic_million_m3_After Competition Groups_9 | High Efficiency HVAC Fans (Gas) | 1.719% | 0 | 37.9916 | Industrial_2029_Economic_million_m3_After Competition Groups_High Efficiency HVAC Fans (Gas)
Industrial | Ind ¦ VAV Conversion Project (Gas) | 2029 | Economic | million_m3 | After Competition Groups | 34.7874 | 0 | 0 | 2209.7308 | 0.015743 | 10 | Industrial_2029_Economic_million_m3_After Competition Groups_10 | VAV Conversion Project (Gas) | 1.574% | 0 | 34.7874 | Industrial_2029_Economic_million_m3_After Competition Groups_VAV Conversion Project (Gas)
Industrial | Ind ¦ Direct Contact Water Heaters | 2029 | Economic | million_m3 | After Competition Groups | 26.1862 | 0 | 0 | 2209.7308 | 0.01185 | 11 | Industrial_2029_Economic_million_m3_After Competition Groups_11 | Direct Contact Water Heaters | 1.185% | 0 | 26.1862 | Industrial_2029_Economic_million_m3_After Competition Groups_Direct Contact Water Heaters
Industrial | Ind ¦ HE HVAC Controls | 2029 | Economic | million_m3 | After Competition Groups | 23.7319 | 0 | 0 | 2209.7308 | 0.01074 | 12 | Industrial_2029_Economic_million_m3_After Competition Groups_12 | HE HVAC Controls | 1.074% | 0 | 23.7319 | Industrial_2029_Economic_million_m3_After Competition Groups_HE HVAC Controls
Industrial | Ind ¦ Insulation - Steam (AG) | 2029 | Economic | million_m3 | After Competition Groups | 18.0786 | 0 | 0 | 2209.7308 | 0.0081814 | 13 | Industrial_2029_Economic_million_m3_After Competition Groups_13 | Insulation - Steam (AG) | 0.8181% | 0 | 18.0786 | Industrial_2029_Economic_million_m3_After Competition Groups_Insulation - Steam (AG)
Industrial | Ind ¦ Air Compressor Heat Recovery | 2029 | Economic | million_m3 | After Competition Groups | 15.2876 | 0 | 0 | 2209.7308 | 0.0069183 | 14 | Industrial_2029_Economic_million_m3_After Competition Groups_14 | Air Compressor Heat Recovery | 0.6918% | 0 | 15.2876 | Industrial_2029_Economic_million_m3_After Competition Groups_Air Compressor Heat Recovery
Industrial | Ind ¦ Steam Turbine Optimization | 2029 | Economic | million_m3 | After Competition Groups | 9.7549 | 0 | 0 | 2209.7308 | 0.0044145 | 15 | Industrial_2029_Economic_million_m3_After Competition Groups_15 | Steam Turbine Optimization | 0.4415% | 0 | 9.7549 | Industrial_2029_Economic_million_m3_After Competition Groups_Steam Turbine Optimization
Industrial | Ind ¦ Process Optimization (Gas) | 2029 | Economic | million_m3 | After Competition Groups | 8.9846 | 0 | 0 | 2209.7308 | 0.0040659 | 16 | Industrial_2029_Economic_million_m3_After Competition Groups_16 | Process Optimization (Gas) | 0.4066% | 0 | 8.9846 | Industrial_2029_Economic_million_m3_After Competition Groups_Process Optimization (Gas)
Industrial | Ind ¦ HE Stock Tank | 2029 | Economic | million_m3 | After Competition Groups | 8.127 | 0 | 0 | 2209.7308 | 0.0036778 | 17 | Industrial_2029_Economic_million_m3_After Competition Groups_17 | HE Stock Tank | 0.3678% | 0 | 8.127 | Industrial_2029_Economic_million_m3_After Competition Groups_HE Stock Tank
Industrial | Ind ¦ Gas Turbine Optimization | 2029 | Economic | million_m3 | After Competition Groups | 7.3162 | 0 | 0 | 2209.7308 | 0.0033109 | 18 | Industrial_2029_Economic_million_m3_After Competition Groups_18 | Gas Turbine Optimization | 0.3311% | 0 | 7.3162 | Industrial_2029_Economic_million_m3_After Competition Groups_Gas Turbine Optimization
Industrial | Ind ¦ Ventilation Optimization (Gas) | 2029 | Economic | million_m3 | After Competition Groups | 4.7572 | 0 | 0 | 2209.7308 | 0.0021528 | 19 | Industrial_2029_Economic_million_m3_After Competition Groups_19 | Ventilation Optimization (Gas) | 0.2153% | 0 | 4.7572 | Industrial_2029_Economic_million_m3_After Competition Groups_Ventilation Optimization (Gas)
Industrial | Ind ¦ Solar Walls | 2029 | Economic | million_m3 | After Competition Groups | 4.6925 | 0 | 0 | 2209.7308 | 0.0021235 | 20 | Industrial_2029_Economic_million_m3_After Competition Groups_20 | Solar Walls | 0.2124% | 0 | 4.6925 | Industrial_2029_Economic_million_m3_After Competition Groups_Solar Walls
Industrial | Ind ¦ HE HVAC Units | 2029 | Economic | million_m3 | After Competition Groups | 1.3809 | 0 | 0 | 2209.7308 | 0.00062492 | 21 | Industrial_2029_Economic_million_m3_After Competition Groups_21 | HE HVAC Units | 0.06249% | 0 | 1.3809 | Industrial_2029_Economic_million_m3_After Competition Groups_HE HVAC Units
Industrial | Ind ¦ Process Heat Recovery (Gas) - HVAC | 2029 | Economic | million_m3 | After Competition Groups | 1.0137 | 0 | 0 | 2209.7308 | 0.00045876 | 22 | Industrial_2029_Economic_million_m3_After Competition Groups_22 | Process Heat Recovery (Gas) - HVAC | 0.04588% | 0 | 1.0137 | Industrial_2029_Economic_million_m3_After Competition Groups_Process Heat Recovery (Gas) - HVAC
Industrial | Ind ¦ Insulation - Steam - Direct | 2029 | Economic | million_m3 | After Competition Groups | 0.67583 | 0 | 0 | 2209.7308 | 0.00030584 | 23 | Industrial_2029_Economic_million_m3_After Competition Groups_23 | Insulation - Steam - Direct | 0.03058% | 0 | 0.67583 | Industrial_2029_Economic_million_m3_After Competition Groups_Insulation - Steam - Direct
Industrial | Ind ¦ Insulation - Steam - HVAC | 2029 | Economic | million_m3 | After Competition Groups | 0.14055 | 0 | 0 | 2209.7308 | 6.3604e-05 | 24 | Industrial_2029_Economic_million_m3_After Competition Groups_24 | Insulation - Steam - HVAC | 0.00636% | 0 | 0.14055 | Industrial_2029_Economic_million_m3_After Competition Groups_Insulation - Steam - HVAC
Industrial | Ind ¦ High Efficiency Furnaces | 2029 | Economic | million_m3 | After Competition Groups | 0 | 0 | 0 | 2209.7308 | 0 | 25 | Industrial_2029_Economic_million_m3_After Competition Groups_25 | High Efficiency Furnaces | 0% | 0 | 0 | Industrial_2029_Economic_million_m3_After Competition Groups_High Efficiency Furnaces
Industrial | Ind ¦ Steam Trap Repair | 2029 | Economic | million_m3 | After Competition Groups | 0 | 0 | 0 | 2209.7308 | 0 | 26 | Industrial_2029_Economic_million_m3_After Competition Groups_26 | Steam Trap Repair | 0% | 0 | 0 | Industrial_2029_Economic_million_m3_After Competition Groups_Steam Trap Repair
Industrial | Ind ¦ Boiler Upgrade | 2029 | SC A | million_m3 | After Competition Groups | 140.169 | 4133699.4181 | 4.1337 | 511.7177 | 0.27392 | 1 | Industrial_2029_SC A_million_m3_After Competition Groups_1 | Boiler Upgrade | 27.39% | 4.1337 | 140.169 | Industrial_2029_SC A_million_m3_After Competition Groups_Boiler Upgrade
Industrial | Ind ¦ Process Heat Improvements | 2029 | SC A | million_m3 | After Competition Groups | 131.0765 | 5520433.1648 | 5.5204 | 511.7177 | 0.25615 | 2 | Industrial_2029_SC A_million_m3_After Competition Groups_2 | Process Heat Improvements | 25.61% | 5.5204 | 131.0765 | Industrial_2029_SC A_million_m3_After Competition Groups_Process Heat Improvements
Industrial | Ind ¦ Recommissioning | 2029 | SC A | million_m3 | After Competition Groups | 59.2971 | 1053277.1174 | 1.0533 | 511.7177 | 0.11588 | 3 | Industrial_2029_SC A_million_m3_After Competition Groups_3 | Recommissioning | 11.59% | 1.0533 | 59.2971 | Industrial_2029_SC A_million_m3_After Competition Groups_Recommissioning
Industrial | Ind ¦ Greenhouse Envelope Improvements | 2029 | SC A | million_m3 | After Competition Groups | 45.4606 | 365587.9748 | 0.36559 | 511.7177 | 0.088839 | 4 | Industrial_2029_SC A_million_m3_After Competition Groups_4 | Greenhouse Envelope Improvements | 8.884% | 0.36559 | 45.4606 | Industrial_2029_SC A_million_m3_After Competition Groups_Greenhouse Envelope Improvements
Industrial | Ind ¦ Improved Controls -Process Heating Gas | 2029 | SC A | million_m3 | After Competition Groups | 38.3064 | 1510588.6299 | 1.5106 | 511.7177 | 0.074858 | 5 | Industrial_2029_SC A_million_m3_After Competition Groups_5 | Improved Controls -Process Heating Gas | 7.486% | 1.5106 | 38.3064 | Industrial_2029_SC A_million_m3_After Competition Groups_Improved Controls -Process Heating Gas
Industrial | Ind ¦ Process Heat Recovery (Gas) | 2029 | SC A | million_m3 | After Competition Groups | 33.7237 | 822029.2024 | 0.82203 | 511.7177 | 0.065903 | 6 | Industrial_2029_SC A_million_m3_After Competition Groups_6 | Process Heat Recovery (Gas) | 6.59% | 0.82203 | 33.7237 | Industrial_2029_SC A_million_m3_After Competition Groups_Process Heat Recovery (Gas)
Industrial | Ind ¦ Insulation - Steam | 2029 | SC A | million_m3 | After Competition Groups | 13.057 | 649103.3519 | 0.6491 | 511.7177 | 0.025516 | 7 | Industrial_2029_SC A_million_m3_After Competition Groups_7 | Insulation - Steam | 2.552% | 0.6491 | 13.057 | Industrial_2029_SC A_million_m3_After Competition Groups_Insulation - Steam
Industrial | Ind ¦ Direct Contact Water Heaters | 2029 | SC A | million_m3 | After Competition Groups | 9.6187 | 0 | 0 | 511.7177 | 0.018797 | 8 | Industrial_2029_SC A_million_m3_After Competition Groups_8 | Direct Contact Water Heaters | 1.88% | 0 | 9.6187 | Industrial_2029_SC A_million_m3_After Competition Groups_Direct Contact Water Heaters
Industrial | Ind ¦ Insulation - Steam (AG) | 2029 | SC A | million_m3 | After Competition Groups | 6.8152 | 339796.5224 | 0.3398 | 511.7177 | 0.013318 | 9 | Industrial_2029_SC A_million_m3_After Competition Groups_9 | Insulation - Steam (AG) | 1.332% | 0.3398 | 6.8152 | Industrial_2029_SC A_million_m3_After Competition Groups_Insulation - Steam (AG)
Industrial | Ind ¦ Steam Turbine Optimization | 2029 | SC A | million_m3 | After Competition Groups | 6.3899 | 217156.299 | 0.21716 | 511.7177 | 0.012487 | 10 | Industrial_2029_SC A_million_m3_After Competition Groups_10 | Steam Turbine Optimization | 1.249% | 0.21716 | 6.3899 | Industrial_2029_SC A_million_m3_After Competition Groups_Steam Turbine Optimization
Industrial | Ind ¦ High Efficiency HVAC Fans (Gas) | 2029 | SC A | million_m3 | After Competition Groups | 6.0957 | 173723.8229 | 0.17372 | 511.7177 | 0.011912 | 11 | Industrial_2029_SC A_million_m3_After Competition Groups_11 | High Efficiency HVAC Fans (Gas) | 1.191% | 0.17372 | 6.0957 | Industrial_2029_SC A_million_m3_After Competition Groups_High Efficiency HVAC Fans (Gas)
Industrial | Ind ¦ High Efficiency Burners | 2029 | SC A | million_m3 | After Competition Groups | 5.689 | 225338.9494 | 0.22534 | 511.7177 | 0.011118 | 12 | Industrial_2029_SC A_million_m3_After Competition Groups_12 | High Efficiency Burners | 1.112% | 0.22534 | 5.689 | Industrial_2029_SC A_million_m3_After Competition Groups_High Efficiency Burners
Industrial | Ind ¦ Gas Turbine Optimization | 2029 | SC A | million_m3 | After Competition Groups | 4.6961 | 137073.0841 | 0.13707 | 511.7177 | 0.0091771 | 13 | Industrial_2029_SC A_million_m3_After Competition Groups_13 | Gas Turbine Optimization | 0.9177% | 0.13707 | 4.6961 | Industrial_2029_SC A_million_m3_After Competition Groups_Gas Turbine Optimization
Industrial | Ind ¦ Air Compressor Heat Recovery | 2029 | SC A | million_m3 | After Competition Groups | 3.6338 | 121533.1359 | 0.12153 | 511.7177 | 0.0071011 | 14 | Industrial_2029_SC A_million_m3_After Competition Groups_14 | Air Compressor Heat Recovery | 0.7101% | 0.12153 | 3.6338 | Industrial_2029_SC A_million_m3_After Competition Groups_Air Compressor Heat Recovery
Industrial | Ind ¦ Ventilation Optimization (Gas) | 2029 | SC A | million_m3 | After Competition Groups | 3.4736 | 0 | 0 | 511.7177 | 0.0067881 | 15 | Industrial_2029_SC A_million_m3_After Competition Groups_15 | Ventilation Optimization (Gas) | 0.6788% | 0 | 3.4736 | Industrial_2029_SC A_million_m3_After Competition Groups_Ventilation Optimization (Gas)
Industrial | Ind ¦ HE Stock Tank | 2029 | SC A | million_m3 | After Competition Groups | 1.8849 | 89069.855 | 0.08907 | 511.7177 | 0.0036834 | 16 | Industrial_2029_SC A_million_m3_After Competition Groups_16 | HE Stock Tank | 0.3683% | 0.08907 | 1.8849 | Industrial_2029_SC A_million_m3_After Competition Groups_HE Stock Tank
Industrial | Ind ¦ Process Optimization (Gas) | 2029 | SC A | million_m3 | After Competition Groups | 1.1937 | 59190.7743 | 0.059191 | 511.7177 | 0.0023328 | 17 | Industrial_2029_SC A_million_m3_After Competition Groups_17 | Process Optimization (Gas) | 0.2333% | 0.059191 | 1.1937 | Industrial_2029_SC A_million_m3_After Competition Groups_Process Optimization (Gas)
Industrial | Ind ¦ VAV Conversion Project (Gas) | 2029 | SC A | million_m3 | After Competition Groups | 0.44344 | 0 | 0 | 511.7177 | 0.00086657 | 18 | Industrial_2029_SC A_million_m3_After Competition Groups_18 | VAV Conversion Project (Gas) | 0.08666% | 0 | 0.44344 | Industrial_2029_SC A_million_m3_After Competition Groups_VAV Conversion Project (Gas)
Industrial | Ind ¦ HE HVAC Controls | 2029 | SC A | million_m3 | After Competition Groups | 0.29289 | 0 | 0 | 511.7177 | 0.00057237 | 19 | Industrial_2029_SC A_million_m3_After Competition Groups_19 | HE HVAC Controls | 0.05724% | 0 | 0.29289 | Industrial_2029_SC A_million_m3_After Competition Groups_HE HVAC Controls
Industrial | Ind ¦ Insulation - Steam - Direct | 2029 | SC A | million_m3 | After Competition Groups | 0.19684 | 9753.2758 | 0.0097533 | 511.7177 | 0.00038467 | 20 | Industrial_2029_SC A_million_m3_After Competition Groups_20 | Insulation - Steam - Direct | 0.03847% | 0.0097533 | 0.19684 | Industrial_2029_SC A_million_m3_After Competition Groups_Insulation - Steam - Direct
Industrial | Ind ¦ Process Heat Recovery (Gas) - HVAC | 2029 | SC A | million_m3 | After Competition Groups | 0.1359 | 3434.4816 | 0.0034345 | 511.7177 | 0.00026558 | 21 | Industrial_2029_SC A_million_m3_After Competition Groups_21 | Process Heat Recovery (Gas) - HVAC | 0.02656% | 0.0034345 | 0.1359 | Industrial_2029_SC A_million_m3_After Competition Groups_Process Heat Recovery (Gas) - HVAC
Industrial | Ind ¦ Insulation - Steam - HVAC | 2029 | SC A | million_m3 | After Competition Groups | 0.048742 | 2430.3545 | 0.0024304 | 511.7177 | 9.5251e-05 | 22 | Industrial_2029_SC A_million_m3_After Competition Groups_22 | Insulation - Steam - HVAC | 0.009525% | 0.0024304 | 0.048742 | Industrial_2029_SC A_million_m3_After Competition Groups_Insulation - Steam - HVAC
Industrial | Ind ¦ HE HVAC Units | 2029 | SC A | million_m3 | After Competition Groups | 0.01548 | 0 | 0 | 511.7177 | 3.025e-05 | 23 | Industrial_2029_SC A_million_m3_After Competition Groups_23 | HE HVAC Units | 0.003025% | 0 | 0.01548 | Industrial_2029_SC A_million_m3_After Competition Groups_HE HVAC Units
Industrial | Ind ¦ Solar Walls | 2029 | SC A | million_m3 | After Competition Groups | 0.0037761 | 0 | 0 | 511.7177 | 7.3792e-06 | 24 | Industrial_2029_SC A_million_m3_After Competition Groups_24 | Solar Walls | 0.0007379% | 0 | 0.0037761 | Industrial_2029_SC A_million_m3_After Competition Groups_Solar Walls
Industrial | Ind ¦ High Efficiency Furnaces | 2029 | SC A | million_m3 | After Competition Groups | 0 | 0 | 0 | 511.7177 | 0 | 25 | Industrial_2029_SC A_million_m3_After Competition Groups_25 | High Efficiency Furnaces | 0% | 0 | 0 | Industrial_2029_SC A_million_m3_After Competition Groups_High Efficiency Furnaces
Industrial | Ind ¦ Steam Trap Repair | 2029 | SC A | million_m3 | After Competition Groups | 0 | 0 | 0 | 511.7177 | 0 | 26 | Industrial_2029_SC A_million_m3_After Competition Groups_26 | Steam Trap Repair | 0% | 0 | 0 | Industrial_2029_SC A_million_m3_After Competition Groups_Steam Trap Repair
Industrial | Ind ¦ Process Heat Improvements | 2029 | SC B | million_m3 | After Competition Groups | 422.121 | 50358100.3996 | 50.3581 | 1403.4936 | 0.30076 | 1 | Industrial_2029_SC B_million_m3_After Competition Groups_1 | Process Heat Improvements | 30.08% | 50.3581 | 422.121 | Industrial_2029_SC B_million_m3_After Competition Groups_Process Heat Improvements
Industrial | Ind ¦ Boiler Upgrade | 2029 | SC B | million_m3 | After Competition Groups | 214.5129 | 30410395.1647 | 30.4104 | 1403.4936 | 0.15284 | 2 | Industrial_2029_SC B_million_m3_After Competition Groups_2 | Boiler Upgrade | 15.28% | 30.4104 | 214.5129 | Industrial_2029_SC B_million_m3_After Competition Groups_Boiler Upgrade
Industrial | Ind ¦ Process Heat Recovery (Gas) | 2029 | SC B | million_m3 | After Competition Groups | 210.1137 | 27548001.6562 | 27.548 | 1403.4936 | 0.14971 | 3 | Industrial_2029_SC B_million_m3_After Competition Groups_3 | Process Heat Recovery (Gas) | 14.97% | 27.548 | 210.1137 | Industrial_2029_SC B_million_m3_After Competition Groups_Process Heat Recovery (Gas)
Industrial | Ind ¦ Recommissioning | 2029 | SC B | million_m3 | After Competition Groups | 152.8896 | 7629507.8527 | 7.6295 | 1403.4936 | 0.10894 | 4 | Industrial_2029_SC B_million_m3_After Competition Groups_4 | Recommissioning | 10.89% | 7.6295 | 152.8896 | Industrial_2029_SC B_million_m3_After Competition Groups_Recommissioning
Industrial | Ind ¦ Improved Controls -Process Heating Gas | 2029 | SC B | million_m3 | After Competition Groups | 96.1167 | 6655957.0502 | 6.656 | 1403.4936 | 0.068484 | 5 | Industrial_2029_SC B_million_m3_After Competition Groups_5 | Improved Controls -Process Heating Gas | 6.848% | 6.656 | 96.1167 | Industrial_2029_SC B_million_m3_After Competition Groups_Improved Controls -Process Heating Gas
Industrial | Ind ¦ High Efficiency Burners | 2029 | SC B | million_m3 | After Competition Groups | 80.2555 | 14930263.1651 | 14.9303 | 1403.4936 | 0.057183 | 6 | Industrial_2029_SC B_million_m3_After Competition Groups_6 | High Efficiency Burners | 5.718% | 14.9303 | 80.2555 | Industrial_2029_SC B_million_m3_After Competition Groups_High Efficiency Burners
Industrial | Ind ¦ Greenhouse Envelope Improvements | 2029 | SC B | million_m3 | After Competition Groups | 60.9927 | 410080.9961 | 0.41008 | 1403.4936 | 0.043458 | 7 | Industrial_2029_SC B_million_m3_After Competition Groups_7 | Greenhouse Envelope Improvements | 4.346% | 0.41008 | 60.9927 | Industrial_2029_SC B_million_m3_After Competition Groups_Greenhouse Envelope Improvements
Industrial | Ind ¦ Insulation - Steam | 2029 | SC B | million_m3 | After Competition Groups | 29.473 | 1097438.6335 | 1.0974 | 1403.4936 | 0.021 | 8 | Industrial_2029_SC B_million_m3_After Competition Groups_8 | Insulation - Steam | 2.1% | 1.0974 | 29.473 | Industrial_2029_SC B_million_m3_After Competition Groups_Insulation - Steam
Industrial | Ind ¦ High Efficiency HVAC Fans (Gas) | 2029 | SC B | million_m3 | After Competition Groups | 25.637 | 3310618.7904 | 3.3106 | 1403.4936 | 0.018267 | 9 | Industrial_2029_SC B_million_m3_After Competition Groups_9 | High Efficiency HVAC Fans (Gas) | 1.827% | 3.3106 | 25.637 | Industrial_2029_SC B_million_m3_After Competition Groups_High Efficiency HVAC Fans (Gas)
Industrial | Ind ¦ VAV Conversion Project (Gas) | 2029 | SC B | million_m3 | After Competition Groups | 24.8758 | 5579795.3066 | 5.5798 | 1403.4936 | 0.017724 | 10 | Industrial_2029_SC B_million_m3_After Competition Groups_10 | VAV Conversion Project (Gas) | 1.772% | 5.5798 | 24.8758 | Industrial_2029_SC B_million_m3_After Competition Groups_VAV Conversion Project (Gas)
Industrial | Ind ¦ HE HVAC Controls | 2029 | SC B | million_m3 | After Competition Groups | 17.4957 | 3816139.3425 | 3.8161 | 1403.4936 | 0.012466 | 11 | Industrial_2029_SC B_million_m3_After Competition Groups_11 | HE HVAC Controls | 1.247% | 3.8161 | 17.4957 | Industrial_2029_SC B_million_m3_After Competition Groups_HE HVAC Controls
Industrial | Ind ¦ Direct Contact Water Heaters | 2029 | SC B | million_m3 | After Competition Groups | 16.9711 | 0 | 0 | 1403.4936 | 0.012092 | 12 | Industrial_2029_SC B_million_m3_After Competition Groups_12 | Direct Contact Water Heaters | 1.209% | 0 | 16.9711 | Industrial_2029_SC B_million_m3_After Competition Groups_Direct Contact Water Heaters
Industrial | Ind ¦ Insulation - Steam (AG) | 2029 | SC B | million_m3 | After Competition Groups | 14.8103 | 510360.1179 | 0.51036 | 1403.4936 | 0.010552 | 13 | Industrial_2029_SC B_million_m3_After Competition Groups_13 | Insulation - Steam (AG) | 1.055% | 0.51036 | 14.8103 | Industrial_2029_SC B_million_m3_After Competition Groups_Insulation - Steam (AG)
Industrial | Ind ¦ Air Compressor Heat Recovery | 2029 | SC B | million_m3 | After Competition Groups | 10.9387 | 959698.652 | 0.9597 | 1403.4936 | 0.0077939 | 14 | Industrial_2029_SC B_million_m3_After Competition Groups_14 | Air Compressor Heat Recovery | 0.7794% | 0.9597 | 10.9387 | Industrial_2029_SC B_million_m3_After Competition Groups_Air Compressor Heat Recovery
Industrial | Ind ¦ Steam Turbine Optimization | 2029 | SC B | million_m3 | After Competition Groups | 6.6358 | 740051.7638 | 0.74005 | 1403.4936 | 0.0047281 | 15 | Industrial_2029_SC B_million_m3_After Competition Groups_15 | Steam Turbine Optimization | 0.4728% | 0.74005 | 6.6358 | Industrial_2029_SC B_million_m3_After Competition Groups_Steam Turbine Optimization
Industrial | Ind ¦ Gas Turbine Optimization | 2029 | SC B | million_m3 | After Competition Groups | 4.9768 | 555038.8228 | 0.55504 | 1403.4936 | 0.003546 | 16 | Industrial_2029_SC B_million_m3_After Competition Groups_16 | Gas Turbine Optimization | 0.3546% | 0.55504 | 4.9768 | Industrial_2029_SC B_million_m3_After Competition Groups_Gas Turbine Optimization
Industrial | Ind ¦ HE Stock Tank | 2029 | SC B | million_m3 | After Competition Groups | 4.3524 | 199145.1433 | 0.19915 | 1403.4936 | 0.0031011 | 17 | Industrial_2029_SC B_million_m3_After Competition Groups_17 | HE Stock Tank | 0.3101% | 0.19915 | 4.3524 | Industrial_2029_SC B_million_m3_After Competition Groups_HE Stock Tank
Industrial | Ind ¦ Ventilation Optimization (Gas) | 2029 | SC B | million_m3 | After Competition Groups | 3.4736 | 0 | 0 | 1403.4936 | 0.002475 | 18 | Industrial_2029_SC B_million_m3_After Competition Groups_18 | Ventilation Optimization (Gas) | 0.2475% | 0 | 3.4736 | Industrial_2029_SC B_million_m3_After Competition Groups_Ventilation Optimization (Gas)
Industrial | Ind ¦ Solar Walls | 2029 | SC B | million_m3 | After Competition Groups | 3.3554 | 1274517.3822 | 1.2745 | 1403.4936 | 0.0023907 | 19 | Industrial_2029_SC B_million_m3_After Competition Groups_19 | Solar Walls | 0.2391% | 1.2745 | 3.3554 | Industrial_2029_SC B_million_m3_After Competition Groups_Solar Walls
Industrial | Ind ¦ Process Optimization (Gas) | 2029 | SC B | million_m3 | After Competition Groups | 1.1937 | 95977.9584 | 0.095978 | 1403.4936 | 0.00085054 | 20 | Industrial_2029_SC B_million_m3_After Competition Groups_20 | Process Optimization (Gas) | 0.08505% | 0.095978 | 1.1937 | Industrial_2029_SC B_million_m3_After Competition Groups_Process Optimization (Gas)
Industrial | Ind ¦ HE HVAC Units | 2029 | SC B | million_m3 | After Competition Groups | 0.97663 | 223686.8807 | 0.22369 | 1403.4936 | 0.00069586 | 21 | Industrial_2029_SC B_million_m3_After Competition Groups_21 | HE HVAC Units | 0.06959% | 0.22369 | 0.97663 | Industrial_2029_SC B_million_m3_After Competition Groups_HE HVAC Units
Industrial | Ind ¦ Process Heat Recovery (Gas) - HVAC | 2029 | SC B | million_m3 | After Competition Groups | 0.76397 | 90888.0601 | 0.090888 | 1403.4936 | 0.00054434 | 22 | Industrial_2029_SC B_million_m3_After Competition Groups_22 | Process Heat Recovery (Gas) - HVAC | 0.05443% | 0.090888 | 0.76397 | Industrial_2029_SC B_million_m3_After Competition Groups_Process Heat Recovery (Gas) - HVAC
Industrial | Ind ¦ Insulation - Steam - Direct | 2029 | SC B | million_m3 | After Competition Groups | 0.45567 | 17794.2433 | 0.017794 | 1403.4936 | 0.00032467 | 23 | Industrial_2029_SC B_million_m3_After Competition Groups_23 | Insulation - Steam - Direct | 0.03247% | 0.017794 | 0.45567 | Industrial_2029_SC B_million_m3_After Competition Groups_Insulation - Steam - Direct
Industrial | Ind ¦ Insulation - Steam - HVAC | 2029 | SC B | million_m3 | After Competition Groups | 0.10592 | 3650.0381 | 0.00365 | 1403.4936 | 7.547e-05 | 24 | Industrial_2029_SC B_million_m3_After Competition Groups_24 | Insulation - Steam - HVAC | 0.007547% | 0.00365 | 0.10592 | Industrial_2029_SC B_million_m3_After Competition Groups_Insulation - Steam - HVAC
Industrial | Ind ¦ High Efficiency Furnaces | 2029 | SC B | million_m3 | After Competition Groups | 0 | 0 | 0 | 1403.4936 | 0 | 25 | Industrial_2029_SC B_million_m3_After Competition Groups_25 | High Efficiency Furnaces | 0% | 0 | 0 | Industrial_2029_SC B_million_m3_After Competition Groups_High Efficiency Furnaces
Industrial | Ind ¦ Steam Trap Repair | 2029 | SC B | million_m3 | After Competition Groups | 0 | 0 | 0 | 1403.4936 | 0 | 26 | Industrial_2029_SC B_million_m3_After Competition Groups_26 | Steam Trap Repair | 0% | 0 | 0 | Industrial_2029_SC B_million_m3_After Competition Groups_Steam Trap Repair
Industrial | Ind ¦ Boiler Upgrade | 2029 | SC C | million_m3 | After Competition Groups | 214.5129 | 24788241.974 | 24.7882 | 740.6423 | 0.28963 | 1 | Industrial_2029_SC C_million_m3_After Competition Groups_1 | Boiler Upgrade | 28.96% | 24.7882 | 214.5129 | Industrial_2029_SC C_million_m3_After Competition Groups_Boiler Upgrade
Industrial | Ind ¦ Process Heat Improvements | 2029 | SC C | million_m3 | After Competition Groups | 183.7425 | 29478903.0259 | 29.4789 | 740.6423 | 0.24809 | 2 | Industrial_2029_SC C_million_m3_After Competition Groups_2 | Process Heat Improvements | 24.81% | 29.4789 | 183.7425 | Industrial_2029_SC C_million_m3_After Competition Groups_Process Heat Improvements
Industrial | Ind ¦ Process Heat Recovery (Gas) | 2029 | SC C | million_m3 | After Competition Groups | 91.4511 | 16908596.7068 | 16.9086 | 740.6423 | 0.12348 | 3 | Industrial_2029_SC C_million_m3_After Competition Groups_3 | Process Heat Recovery (Gas) | 12.35% | 16.9086 | 91.4511 | Industrial_2029_SC C_million_m3_After Competition Groups_Process Heat Recovery (Gas)
Industrial | Ind ¦ Recommissioning | 2029 | SC C | million_m3 | After Competition Groups | 66.9082 | 4565999.5586 | 4.566 | 740.6423 | 0.090338 | 4 | Industrial_2029_SC C_million_m3_After Competition Groups_4 | Recommissioning | 9.034% | 4.566 | 66.9082 | Industrial_2029_SC C_million_m3_After Competition Groups_Recommissioning
Industrial | Ind ¦ Greenhouse Envelope Improvements | 2029 | SC C | million_m3 | After Competition Groups | 45.4606 | 365587.9748 | 0.36559 | 740.6423 | 0.06138 | 5 | Industrial_2029_SC C_million_m3_After Competition Groups_5 | Greenhouse Envelope Improvements | 6.138% | 0.36559 | 45.4606 | Industrial_2029_SC C_million_m3_After Competition Groups_Greenhouse Envelope Improvements
Industrial | Ind ¦ Improved Controls -Process Heating Gas | 2029 | SC C | million_m3 | After Competition Groups | 42.1036 | 4188705.2098 | 4.1887 | 740.6423 | 0.056847 | 6 | Industrial_2029_SC C_million_m3_After Competition Groups_6 | Improved Controls -Process Heating Gas | 5.685% | 4.1887 | 42.1036 | Industrial_2029_SC C_million_m3_After Competition Groups_Improved Controls -Process Heating Gas
Industrial | Ind ¦ High Efficiency Burners | 2029 | SC C | million_m3 | After Competition Groups | 31.1126 | 6413195.6735 | 6.4132 | 740.6423 | 0.042008 | 7 | Industrial_2029_SC C_million_m3_After Competition Groups_7 | High Efficiency Burners | 4.201% | 6.4132 | 31.1126 | Industrial_2029_SC C_million_m3_After Competition Groups_High Efficiency Burners
Industrial | Ind ¦ Insulation - Steam | 2029 | SC C | million_m3 | After Competition Groups | 13.0713 | 717204.0095 | 0.7172 | 740.6423 | 0.017649 | 8 | Industrial_2029_SC C_million_m3_After Competition Groups_8 | Insulation - Steam | 1.765% | 0.7172 | 13.0713 | Industrial_2029_SC C_million_m3_After Competition Groups_Insulation - Steam
Industrial | Ind ¦ High Efficiency HVAC Fans (Gas) | 2029 | SC C | million_m3 | After Competition Groups | 10.2511 | 1487921.2237 | 1.4879 | 740.6423 | 0.013841 | 9 | Industrial_2029_SC C_million_m3_After Competition Groups_9 | High Efficiency HVAC Fans (Gas) | 1.384% | 1.4879 | 10.2511 | Industrial_2029_SC C_million_m3_After Competition Groups_High Efficiency HVAC Fans (Gas)
Industrial | Ind ¦ Direct Contact Water Heaters | 2029 | SC C | million_m3 | After Competition Groups | 9.6187 | 0 | 0 | 740.6423 | 0.012987 | 10 | Industrial_2029_SC C_million_m3_After Competition Groups_10 | Direct Contact Water Heaters | 1.299% | 0 | 9.6187 | Industrial_2029_SC C_million_m3_After Competition Groups_Direct Contact Water Heaters
Industrial | Ind ¦ Insulation - Steam (AG) | 2029 | SC C | million_m3 | After Competition Groups | 6.8227 | 375467.4884 | 0.37547 | 740.6423 | 0.0092119 | 11 | Industrial_2029_SC C_million_m3_After Competition Groups_11 | Insulation - Steam (AG) | 0.9212% | 0.37547 | 6.8227 | Industrial_2029_SC C_million_m3_After Competition Groups_Insulation - Steam (AG)
Industrial | Ind ¦ Steam Turbine Optimization | 2029 | SC C | million_m3 | After Competition Groups | 6.6358 | 740125.7764 | 0.74013 | 740.6423 | 0.0089595 | 12 | Industrial_2029_SC C_million_m3_After Competition Groups_12 | Steam Turbine Optimization | 0.896% | 0.74013 | 6.6358 | Industrial_2029_SC C_million_m3_After Competition Groups_Steam Turbine Optimization
Industrial | Ind ¦ Gas Turbine Optimization | 2029 | SC C | million_m3 | After Competition Groups | 4.9768 | 549370.5285 | 0.54937 | 740.6423 | 0.0067196 | 13 | Industrial_2029_SC C_million_m3_After Competition Groups_13 | Gas Turbine Optimization | 0.672% | 0.54937 | 4.9768 | Industrial_2029_SC C_million_m3_After Competition Groups_Gas Turbine Optimization
Industrial | Ind ¦ Air Compressor Heat Recovery | 2029 | SC C | million_m3 | After Competition Groups | 4.8873 | 641424.3836 | 0.64142 | 740.6423 | 0.0065988 | 14 | Industrial_2029_SC C_million_m3_After Competition Groups_14 | Air Compressor Heat Recovery | 0.6599% | 0.64142 | 4.8873 | Industrial_2029_SC C_million_m3_After Competition Groups_Air Compressor Heat Recovery
Industrial | Ind ¦ Ventilation Optimization (Gas) | 2029 | SC C | million_m3 | After Competition Groups | 3.4736 | 0 | 0 | 740.6423 | 0.00469 | 15 | Industrial_2029_SC C_million_m3_After Competition Groups_15 | Ventilation Optimization (Gas) | 0.469% | 0 | 3.4736 | Industrial_2029_SC C_million_m3_After Competition Groups_Ventilation Optimization (Gas)
Industrial | Ind ¦ HE Stock Tank | 2029 | SC C | million_m3 | After Competition Groups | 1.8942 | 115824.5976 | 0.11582 | 740.6423 | 0.0025576 | 16 | Industrial_2029_SC C_million_m3_After Competition Groups_16 | HE Stock Tank | 0.2558% | 0.11582 | 1.8942 | Industrial_2029_SC C_million_m3_After Competition Groups_HE Stock Tank
Industrial | Ind ¦ VAV Conversion Project (Gas) | 2029 | SC C | million_m3 | After Competition Groups | 1.2439 | 192593.9366 | 0.19259 | 740.6423 | 0.0016795 | 17 | Industrial_2029_SC C_million_m3_After Competition Groups_17 | VAV Conversion Project (Gas) | 0.1679% | 0.19259 | 1.2439 | Industrial_2029_SC C_million_m3_After Competition Groups_VAV Conversion Project (Gas)
Industrial | Ind ¦ Process Optimization (Gas) | 2029 | SC C | million_m3 | After Competition Groups | 1.1937 | 95987.5572 | 0.095988 | 740.6423 | 0.0016118 | 18 | Industrial_2029_SC C_million_m3_After Competition Groups_18 | Process Optimization (Gas) | 0.1612% | 0.095988 | 1.1937 | Industrial_2029_SC C_million_m3_After Competition Groups_Process Optimization (Gas)
Industrial | Ind ¦ HE HVAC Controls | 2029 | SC C | million_m3 | After Competition Groups | 0.63949 | 81511.2242 | 0.081511 | 740.6423 | 0.00086343 | 19 | Industrial_2029_SC C_million_m3_After Competition Groups_19 | HE HVAC Controls | 0.08634% | 0.081511 | 0.63949 | Industrial_2029_SC C_million_m3_After Competition Groups_HE HVAC Controls
Industrial | Ind ¦ Process Heat Recovery (Gas) - HVAC | 2029 | SC C | million_m3 | After Competition Groups | 0.34891 | 64823.091 | 0.064823 | 740.6423 | 0.0004711 | 20 | Industrial_2029_SC C_million_m3_After Competition Groups_20 | Process Heat Recovery (Gas) - HVAC | 0.04711% | 0.064823 | 0.34891 | Industrial_2029_SC C_million_m3_After Competition Groups_Process Heat Recovery (Gas) - HVAC
Industrial | Ind ¦ Insulation - Steam - Direct | 2029 | SC C | million_m3 | After Competition Groups | 0.19705 | 10774.7606 | 0.010775 | 740.6423 | 0.00026606 | 21 | Industrial_2029_SC C_million_m3_After Competition Groups_21 | Insulation - Steam - Direct | 0.02661% | 0.010775 | 0.19705 | Industrial_2029_SC C_million_m3_After Competition Groups_Insulation - Steam - Direct
Industrial | Ind ¦ Insulation - Steam - HVAC | 2029 | SC C | million_m3 | After Competition Groups | 0.048795 | 2685.3014 | 0.0026853 | 740.6423 | 6.5882e-05 | 22 | Industrial_2029_SC C_million_m3_After Competition Groups_22 | Insulation - Steam - HVAC | 0.006588% | 0.0026853 | 0.048795 | Industrial_2029_SC C_million_m3_After Competition Groups_Insulation - Steam - HVAC
Industrial | Ind ¦ HE HVAC Units | 2029 | SC C | million_m3 | After Competition Groups | 0.033663 | 4262.1191 | 0.0042621 | 740.6423 | 4.5451e-05 | 23 | Industrial_2029_SC C_million_m3_After Competition Groups_23 | HE HVAC Units | 0.004545% | 0.0042621 | 0.033663 | Industrial_2029_SC C_million_m3_After Competition Groups_HE HVAC Units
Industrial | Ind ¦ Solar Walls | 2029 | SC C | million_m3 | After Competition Groups | 0.013576 | 2020.1192 | 0.0020201 | 740.6423 | 1.8331e-05 | 24 | Industrial_2029_SC C_million_m3_After Competition Groups_24 | Solar Walls | 0.001833% | 0.0020201 | 0.013576 | Industrial_2029_SC C_million_m3_After Competition Groups_Solar Walls
Industrial | Ind ¦ High Efficiency Furnaces | 2029 | SC C | million_m3 | After Competition Groups | 0 | 0 | 0 | 740.6423 | 0 | 25 | Industrial_2029_SC C_million_m3_After Competition Groups_25 | High Efficiency Furnaces | 0% | 0 | 0 | Industrial_2029_SC C_million_m3_After Competition Groups_High Efficiency Furnaces
Industrial | Ind ¦ Steam Trap Repair | 2029 | SC C | million_m3 | After Competition Groups | 0 | 0 | 0 | 740.6423 | 0 | 26 | Industrial_2029_SC C_million_m3_After Competition Groups_26 | Steam Trap Repair | 0% | 0 | 0 | Industrial_2029_SC C_million_m3_After Competition Groups_Steam Trap Repair
Industrial | Ind ¦ Process Heat Improvements | 2029 | Technical | million_m3 | After Competition Groups | 780.8086 | 0 | 0 | 2342.0548 | 0.33339 | 1 | Industrial_2029_Technical_million_m3_After Competition Groups_1 | Process Heat Improvements | 33.34% | 0 | 780.8086 | Industrial_2029_Technical_million_m3_After Competition Groups_Process Heat Improvements
Industrial | Ind ¦ Process Heat Recovery (Gas) | 2029 | Technical | million_m3 | After Competition Groups | 303.3321 | 0 | 0 | 2342.0548 | 0.12952 | 2 | Industrial_2029_Technical_million_m3_After Competition Groups_2 | Process Heat Recovery (Gas) | 12.95% | 0 | 303.3321 | Industrial_2029_Technical_million_m3_After Competition Groups_Process Heat Recovery (Gas)
Industrial | Ind ¦ Boiler Upgrade | 2029 | Technical | million_m3 | After Competition Groups | 296.3829 | 0 | 0 | 2342.0548 | 0.12655 | 3 | Industrial_2029_Technical_million_m3_After Competition Groups_3 | Boiler Upgrade | 12.65% | 0 | 296.3829 | Industrial_2029_Technical_million_m3_After Competition Groups_Boiler Upgrade
Industrial | Ind ¦ Recommissioning | 2029 | Technical | million_m3 | After Competition Groups | 218.3228 | 0 | 0 | 2342.0548 | 0.093218 | 4 | Industrial_2029_Technical_million_m3_After Competition Groups_4 | Recommissioning | 9.322% | 0 | 218.3228 | Industrial_2029_Technical_million_m3_After Competition Groups_Recommissioning
Industrial | Ind ¦ High Efficiency Burners | 2029 | Technical | million_m3 | After Competition Groups | 147.3603 | 0 | 0 | 2342.0548 | 0.062919 | 5 | Industrial_2029_Technical_million_m3_After Competition Groups_5 | High Efficiency Burners | 6.292% | 0 | 147.3603 | Industrial_2029_Technical_million_m3_After Competition Groups_High Efficiency Burners
Industrial | Ind ¦ Improved Controls -Process Heating Gas | 2029 | Technical | million_m3 | After Competition Groups | 139.1832 | 0 | 0 | 2342.0548 | 0.059428 | 6 | Industrial_2029_Technical_million_m3_After Competition Groups_6 | Improved Controls -Process Heating Gas | 5.943% | 0 | 139.1832 | Industrial_2029_Technical_million_m3_After Competition Groups_Improved Controls -Process Heating Gas
Industrial | Ind ¦ Greenhouse Envelope Improvements | 2029 | Technical | million_m3 | After Competition Groups | 79.731 | 0 | 0 | 2342.0548 | 0.034043 | 7 | Industrial_2029_Technical_million_m3_After Competition Groups_7 | Greenhouse Envelope Improvements | 3.404% | 0 | 79.731 | Industrial_2029_Technical_million_m3_After Competition Groups_Greenhouse Envelope Improvements
Industrial | Ind ¦ Boiler Tune Up | 2029 | Technical | million_m3 | After Competition Groups | 43.2632 | 0 | 0 | 2342.0548 | 0.018472 | 8 | Industrial_2029_Technical_million_m3_After Competition Groups_8 | Boiler Tune Up | 1.847% | 0 | 43.2632 | Industrial_2029_Technical_million_m3_After Competition Groups_Boiler Tune Up
Industrial | Ind ¦ Insulation - Steam | 2029 | Technical | million_m3 | After Competition Groups | 41.7031 | 0 | 0 | 2342.0548 | 0.017806 | 9 | Industrial_2029_Technical_million_m3_After Competition Groups_9 | Insulation - Steam | 1.781% | 0 | 41.7031 | Industrial_2029_Technical_million_m3_After Competition Groups_Insulation - Steam
Industrial | Ind ¦ High Efficiency HVAC Fans (Gas) | 2029 | Technical | million_m3 | After Competition Groups | 37.9916 | 0 | 0 | 2342.0548 | 0.016221 | 10 | Industrial_2029_Technical_million_m3_After Competition Groups_10 | High Efficiency HVAC Fans (Gas) | 1.622% | 0 | 37.9916 | Industrial_2029_Technical_million_m3_After Competition Groups_High Efficiency HVAC Fans (Gas)
Industrial | Ind ¦ VAV Conversion Project (Gas) | 2029 | Technical | million_m3 | After Competition Groups | 34.7874 | 0 | 0 | 2342.0548 | 0.014853 | 11 | Industrial_2029_Technical_million_m3_After Competition Groups_11 | VAV Conversion Project (Gas) | 1.485% | 0 | 34.7874 | Industrial_2029_Technical_million_m3_After Competition Groups_VAV Conversion Project (Gas)
Industrial | Ind ¦ Steam Leak Repairs | 2029 | Technical | million_m3 | After Competition Groups | 26.2976 | 0 | 0 | 2342.0548 | 0.011228 | 12 | Industrial_2029_Technical_million_m3_After Competition Groups_12 | Steam Leak Repairs | 1.123% | 0 | 26.2976 | Industrial_2029_Technical_million_m3_After Competition Groups_Steam Leak Repairs
Industrial | Ind ¦ Direct Contact Water Heaters | 2029 | Technical | million_m3 | After Competition Groups | 26.1862 | 0 | 0 | 2342.0548 | 0.011181 | 13 | Industrial_2029_Technical_million_m3_After Competition Groups_13 | Direct Contact Water Heaters | 1.118% | 0 | 26.1862 | Industrial_2029_Technical_million_m3_After Competition Groups_Direct Contact Water Heaters
Industrial | Ind ¦ HE HVAC Controls | 2029 | Technical | million_m3 | After Competition Groups | 23.7319 | 0 | 0 | 2342.0548 | 0.010133 | 14 | Industrial_2029_Technical_million_m3_After Competition Groups_14 | HE HVAC Controls | 1.013% | 0 | 23.7319 | Industrial_2029_Technical_million_m3_After Competition Groups_HE HVAC Controls
Industrial | Ind ¦ Loading Dock Seals | 2029 | Technical | million_m3 | After Competition Groups | 23.7319 | 0 | 0 | 2342.0548 | 0.010133 | 15 | Industrial_2029_Technical_million_m3_After Competition Groups_15 | Loading Dock Seals | 1.013% | 0 | 23.7319 | Industrial_2029_Technical_million_m3_After Competition Groups_Loading Dock Seals
Industrial | Ind ¦ Steam Trap Repair | 2029 | Technical | million_m3 | After Competition Groups | 19.9615 | 0 | 0 | 2342.0548 | 0.0085231 | 16 | Industrial_2029_Technical_million_m3_After Competition Groups_16 | Steam Trap Repair | 0.8523% | 0 | 19.9615 | Industrial_2029_Technical_million_m3_After Competition Groups_Steam Trap Repair
Industrial | Ind ¦ Insulation - Steam (AG) | 2029 | Technical | million_m3 | After Competition Groups | 18.0786 | 0 | 0 | 2342.0548 | 0.0077191 | 17 | Industrial_2029_Technical_million_m3_After Competition Groups_17 | Insulation - Steam (AG) | 0.7719% | 0 | 18.0786 | Industrial_2029_Technical_million_m3_After Competition Groups_Insulation - Steam (AG)
Industrial | Ind ¦ High Efficiency Furnaces | 2029 | Technical | million_m3 | After Competition Groups | 16.963 | 0 | 0 | 2342.0548 | 0.0072428 | 18 | Industrial_2029_Technical_million_m3_After Competition Groups_18 | High Efficiency Furnaces | 0.7243% | 0 | 16.963 | Industrial_2029_Technical_million_m3_After Competition Groups_High Efficiency Furnaces
Industrial | Ind ¦ Air Compressor Heat Recovery | 2029 | Technical | million_m3 | After Competition Groups | 15.2876 | 0 | 0 | 2342.0548 | 0.0065274 | 19 | Industrial_2029_Technical_million_m3_After Competition Groups_19 | Air Compressor Heat Recovery | 0.6527% | 0 | 15.2876 | Industrial_2029_Technical_million_m3_After Competition Groups_Air Compressor Heat Recovery
Industrial | Ind ¦ Steam Turbine Optimization | 2029 | Technical | million_m3 | After Competition Groups | 9.7549 | 0 | 0 | 2342.0548 | 0.0041651 | 20 | Industrial_2029_Technical_million_m3_After Competition Groups_20 | Steam Turbine Optimization | 0.4165% | 0 | 9.7549 | Industrial_2029_Technical_million_m3_After Competition Groups_Steam Turbine Optimization
Industrial | Ind ¦ Process Optimization (Gas) | 2029 | Technical | million_m3 | After Competition Groups | 8.9846 | 0 | 0 | 2342.0548 | 0.0038362 | 21 | Industrial_2029_Technical_million_m3_After Competition Groups_21 | Process Optimization (Gas) | 0.3836% | 0 | 8.9846 | Industrial_2029_Technical_million_m3_After Competition Groups_Process Optimization (Gas)
Industrial | Ind ¦ HE Stock Tank | 2029 | Technical | million_m3 | After Competition Groups | 8.127 | 0 | 0 | 2342.0548 | 0.00347 | 22 | Industrial_2029_Technical_million_m3_After Competition Groups_22 | HE Stock Tank | 0.347% | 0 | 8.127 | Industrial_2029_Technical_million_m3_After Competition Groups_HE Stock Tank
Industrial | Ind ¦ Gas Turbine Optimization | 2029 | Technical | million_m3 | After Competition Groups | 7.3162 | 0 | 0 | 2342.0548 | 0.0031238 | 23 | Industrial_2029_Technical_million_m3_After Competition Groups_23 | Gas Turbine Optimization | 0.3124% | 0 | 7.3162 | Industrial_2029_Technical_million_m3_After Competition Groups_Gas Turbine Optimization
Industrial | Ind ¦ Ventilation Optimization (Gas) | 2029 | Technical | million_m3 | After Competition Groups | 4.7572 | 0 | 0 | 2342.0548 | 0.0020312 | 24 | Industrial_2029_Technical_million_m3_After Competition Groups_24 | Ventilation Optimization (Gas) | 0.2031% | 0 | 4.7572 | Industrial_2029_Technical_million_m3_After Competition Groups_Ventilation Optimization (Gas)
Industrial | Ind ¦ Solar Walls | 2029 | Technical | million_m3 | After Competition Groups | 4.6925 | 0 | 0 | 2342.0548 | 0.0020036 | 25 | Industrial_2029_Technical_million_m3_After Competition Groups_25 | Solar Walls | 0.2004% | 0 | 4.6925 | Industrial_2029_Technical_million_m3_After Competition Groups_Solar Walls
Industrial | Ind ¦ HE HVAC Units | 2029 | Technical | million_m3 | After Competition Groups | 1.8832 | 0 | 0 | 2342.0548 | 0.00080407 | 26 | Industrial_2029_Technical_million_m3_After Competition Groups_26 | HE HVAC Units | 0.08041% | 0 | 1.8832 | Industrial_2029_Technical_million_m3_After Competition Groups_HE HVAC Units
Industrial | Ind ¦ Boiler Tune Up - Direct | 2029 | Technical | million_m3 | After Competition Groups | 1.4767 | 0 | 0 | 2342.0548 | 0.00063053 | 27 | Industrial_2029_Technical_million_m3_After Competition Groups_27 | Boiler Tune Up - Direct | 0.06305% | 0 | 1.4767 | Industrial_2029_Technical_million_m3_After Competition Groups_Boiler Tune Up - Direct
Industrial | Ind ¦ Process Heat Recovery (Gas) - HVAC | 2029 | Technical | million_m3 | After Competition Groups | 1.0137 | 0 | 0 | 2342.0548 | 0.00043284 | 28 | Industrial_2029_Technical_million_m3_After Competition Groups_28 | Process Heat Recovery (Gas) - HVAC | 0.04328% | 0 | 1.0137 | Industrial_2029_Technical_million_m3_After Competition Groups_Process Heat Recovery (Gas) - HVAC
Industrial | Ind ¦ Insulation - Steam - Direct | 2029 | Technical | million_m3 | After Competition Groups | 0.67583 | 0 | 0 | 2342.0548 | 0.00028856 | 29 | Industrial_2029_Technical_million_m3_After Competition Groups_29 | Insulation - Steam - Direct | 0.02886% | 0 | 0.67583 | Industrial_2029_Technical_million_m3_After Competition Groups_Insulation - Steam - Direct
Industrial | Ind ¦ Insulation - Steam - HVAC | 2029 | Technical | million_m3 | After Competition Groups | 0.14055 | 0 | 0 | 2342.0548 | 6.0011e-05 | 30 | Industrial_2029_Technical_million_m3_After Competition Groups_30 | Insulation - Steam - HVAC | 0.006001% | 0 | 0.14055 | Industrial_2029_Technical_million_m3_After Competition Groups_Insulation - Steam - HVAC
Industrial | Ind ¦ Boiler Tune Up - HVAC | 2029 | Technical | million_m3 | After Competition Groups | 0.12778 | 0 | 0 | 2342.0548 | 5.4559e-05 | 31 | Industrial_2029_Technical_million_m3_After Competition Groups_31 | Boiler Tune Up - HVAC | 0.005456% | 0 | 0.12778 | Industrial_2029_Technical_million_m3_After Competition Groups_Boiler Tune Up - HVAC
Industrial | Ind ¦ Process Heat Improvements | 2030 | Economic | million_m3 | After Competition Groups | 796.9187 | 0 | 0 | 2239.0418 | 0.35592 | 1 | Industrial_2030_Economic_million_m3_After Competition Groups_1 | Process Heat Improvements | 35.59% | 0 | 796.9187 | Industrial_2030_Economic_million_m3_After Competition Groups_Process Heat Improvements
Industrial | Ind ¦ Process Heat Recovery (Gas) | 2030 | Economic | million_m3 | After Competition Groups | 303.3321 | 0 | 0 | 2239.0418 | 0.13547 | 2 | Industrial_2030_Economic_million_m3_After Competition Groups_2 | Process Heat Recovery (Gas) | 13.55% | 0 | 303.3321 | Industrial_2030_Economic_million_m3_After Competition Groups_Process Heat Recovery (Gas)
Industrial | Ind ¦ Boiler Upgrade | 2030 | Economic | million_m3 | After Competition Groups | 303.2254 | 0 | 0 | 2239.0418 | 0.13543 | 3 | Industrial_2030_Economic_million_m3_After Competition Groups_3 | Boiler Upgrade | 13.54% | 0 | 303.2254 | Industrial_2030_Economic_million_m3_After Competition Groups_Boiler Upgrade
Industrial | Ind ¦ Recommissioning | 2030 | Economic | million_m3 | After Competition Groups | 218.3228 | 0 | 0 | 2239.0418 | 0.097507 | 4 | Industrial_2030_Economic_million_m3_After Competition Groups_4 | Recommissioning | 9.751% | 0 | 218.3228 | Industrial_2030_Economic_million_m3_After Competition Groups_Recommissioning
Industrial | Ind ¦ High Efficiency Burners | 2030 | Economic | million_m3 | After Competition Groups | 150.4007 | 0 | 0 | 2239.0418 | 0.067172 | 5 | Industrial_2030_Economic_million_m3_After Competition Groups_5 | High Efficiency Burners | 6.717% | 0 | 150.4007 | Industrial_2030_Economic_million_m3_After Competition Groups_High Efficiency Burners
Industrial | Ind ¦ Improved Controls -Process Heating Gas | 2030 | Economic | million_m3 | After Competition Groups | 139.1832 | 0 | 0 | 2239.0418 | 0.062162 | 6 | Industrial_2030_Economic_million_m3_After Competition Groups_6 | Improved Controls -Process Heating Gas | 6.216% | 0 | 139.1832 | Industrial_2030_Economic_million_m3_After Competition Groups_Improved Controls -Process Heating Gas
Industrial | Ind ¦ Greenhouse Envelope Improvements | 2030 | Economic | million_m3 | After Competition Groups | 81.7318 | 0 | 0 | 2239.0418 | 0.036503 | 7 | Industrial_2030_Economic_million_m3_After Competition Groups_7 | Greenhouse Envelope Improvements | 3.65% | 0 | 81.7318 | Industrial_2030_Economic_million_m3_After Competition Groups_Greenhouse Envelope Improvements
Industrial | Ind ¦ Insulation - Steam | 2030 | Economic | million_m3 | After Competition Groups | 41.7031 | 0 | 0 | 2239.0418 | 0.018625 | 8 | Industrial_2030_Economic_million_m3_After Competition Groups_8 | Insulation - Steam | 1.863% | 0 | 41.7031 | Industrial_2030_Economic_million_m3_After Competition Groups_Insulation - Steam
Industrial | Ind ¦ High Efficiency HVAC Fans (Gas) | 2030 | Economic | million_m3 | After Competition Groups | 38.6171 | 0 | 0 | 2239.0418 | 0.017247 | 9 | Industrial_2030_Economic_million_m3_After Competition Groups_9 | High Efficiency HVAC Fans (Gas) | 1.725% | 0 | 38.6171 | Industrial_2030_Economic_million_m3_After Competition Groups_High Efficiency HVAC Fans (Gas)
Industrial | Ind ¦ VAV Conversion Project (Gas) | 2030 | Economic | million_m3 | After Competition Groups | 34.813 | 0 | 0 | 2239.0418 | 0.015548 | 10 | Industrial_2030_Economic_million_m3_After Competition Groups_10 | VAV Conversion Project (Gas) | 1.555% | 0 | 34.813 | Industrial_2030_Economic_million_m3_After Competition Groups_VAV Conversion Project (Gas)
Industrial | Ind ¦ Direct Contact Water Heaters | 2030 | Economic | million_m3 | After Competition Groups | 26.7568 | 0 | 0 | 2239.0418 | 0.01195 | 11 | Industrial_2030_Economic_million_m3_After Competition Groups_11 | Direct Contact Water Heaters | 1.195% | 0 | 26.7568 | Industrial_2030_Economic_million_m3_After Competition Groups_Direct Contact Water Heaters
Industrial | Ind ¦ HE HVAC Controls | 2030 | Economic | million_m3 | After Competition Groups | 23.7319 | 0 | 0 | 2239.0418 | 0.010599 | 12 | Industrial_2030_Economic_million_m3_After Competition Groups_12 | HE HVAC Controls | 1.06% | 0 | 23.7319 | Industrial_2030_Economic_million_m3_After Competition Groups_HE HVAC Controls
Industrial | Ind ¦ Insulation - Steam (AG) | 2030 | Economic | million_m3 | After Competition Groups | 17.9965 | 0 | 0 | 2239.0418 | 0.0080376 | 13 | Industrial_2030_Economic_million_m3_After Competition Groups_13 | Insulation - Steam (AG) | 0.8038% | 0 | 17.9965 | Industrial_2030_Economic_million_m3_After Competition Groups_Insulation - Steam (AG)
Industrial | Ind ¦ Air Compressor Heat Recovery | 2030 | Economic | million_m3 | After Competition Groups | 15.2876 | 0 | 0 | 2239.0418 | 0.0068277 | 14 | Industrial_2030_Economic_million_m3_After Competition Groups_14 | Air Compressor Heat Recovery | 0.6828% | 0 | 15.2876 | Industrial_2030_Economic_million_m3_After Competition Groups_Air Compressor Heat Recovery
Industrial | Ind ¦ Steam Turbine Optimization | 2030 | Economic | million_m3 | After Competition Groups | 9.7568 | 0 | 0 | 2239.0418 | 0.0043576 | 15 | Industrial_2030_Economic_million_m3_After Competition Groups_15 | Steam Turbine Optimization | 0.4358% | 0 | 9.7568 | Industrial_2030_Economic_million_m3_After Competition Groups_Steam Turbine Optimization
Industrial | Ind ¦ Process Optimization (Gas) | 2030 | Economic | million_m3 | After Competition Groups | 8.9846 | 0 | 0 | 2239.0418 | 0.0040127 | 16 | Industrial_2030_Economic_million_m3_After Competition Groups_16 | Process Optimization (Gas) | 0.4013% | 0 | 8.9846 | Industrial_2030_Economic_million_m3_After Competition Groups_Process Optimization (Gas)
Industrial | Ind ¦ HE Stock Tank | 2030 | Economic | million_m3 | After Competition Groups | 8.298 | 0 | 0 | 2239.0418 | 0.003706 | 17 | Industrial_2030_Economic_million_m3_After Competition Groups_17 | HE Stock Tank | 0.3706% | 0 | 8.298 | Industrial_2030_Economic_million_m3_After Competition Groups_HE Stock Tank
Industrial | Ind ¦ Gas Turbine Optimization | 2030 | Economic | million_m3 | After Competition Groups | 7.3176 | 0 | 0 | 2239.0418 | 0.0032682 | 18 | Industrial_2030_Economic_million_m3_After Competition Groups_18 | Gas Turbine Optimization | 0.3268% | 0 | 7.3176 | Industrial_2030_Economic_million_m3_After Competition Groups_Gas Turbine Optimization
Industrial | Ind ¦ Ventilation Optimization (Gas) | 2030 | Economic | million_m3 | After Competition Groups | 4.7572 | 0 | 0 | 2239.0418 | 0.0021246 | 19 | Industrial_2030_Economic_million_m3_After Competition Groups_19 | Ventilation Optimization (Gas) | 0.2125% | 0 | 4.7572 | Industrial_2030_Economic_million_m3_After Competition Groups_Ventilation Optimization (Gas)
Industrial | Ind ¦ Solar Walls | 2030 | Economic | million_m3 | After Competition Groups | 4.6959 | 0 | 0 | 2239.0418 | 0.0020973 | 20 | Industrial_2030_Economic_million_m3_After Competition Groups_20 | Solar Walls | 0.2097% | 0 | 4.6959 | Industrial_2030_Economic_million_m3_After Competition Groups_Solar Walls
Industrial | Ind ¦ HE HVAC Units | 2030 | Economic | million_m3 | After Competition Groups | 1.3809 | 0 | 0 | 2239.0418 | 0.00061674 | 21 | Industrial_2030_Economic_million_m3_After Competition Groups_21 | HE HVAC Units | 0.06167% | 0 | 1.3809 | Industrial_2030_Economic_million_m3_After Competition Groups_HE HVAC Units
Industrial | Ind ¦ Process Heat Recovery (Gas) - HVAC | 2030 | Economic | million_m3 | After Competition Groups | 1.0137 | 0 | 0 | 2239.0418 | 0.00045276 | 22 | Industrial_2030_Economic_million_m3_After Competition Groups_22 | Process Heat Recovery (Gas) - HVAC | 0.04528% | 0 | 1.0137 | Industrial_2030_Economic_million_m3_After Competition Groups_Process Heat Recovery (Gas) - HVAC
Industrial | Ind ¦ Insulation - Steam - Direct | 2030 | Economic | million_m3 | After Competition Groups | 0.67583 | 0 | 0 | 2239.0418 | 0.00030184 | 23 | Industrial_2030_Economic_million_m3_After Competition Groups_23 | Insulation - Steam - Direct | 0.03018% | 0 | 0.67583 | Industrial_2030_Economic_million_m3_After Competition Groups_Insulation - Steam - Direct
Industrial | Ind ¦ Insulation - Steam - HVAC | 2030 | Economic | million_m3 | After Competition Groups | 0.14055 | 0 | 0 | 2239.0418 | 6.2772e-05 | 24 | Industrial_2030_Economic_million_m3_After Competition Groups_24 | Insulation - Steam - HVAC | 0.006277% | 0 | 0.14055 | Industrial_2030_Economic_million_m3_After Competition Groups_Insulation - Steam - HVAC
Industrial | Ind ¦ High Efficiency Furnaces | 2030 | Economic | million_m3 | After Competition Groups | 0 | 0 | 0 | 2239.0418 | 0 | 25 | Industrial_2030_Economic_million_m3_After Competition Groups_25 | High Efficiency Furnaces | 0% | 0 | 0 | Industrial_2030_Economic_million_m3_After Competition Groups_High Efficiency Furnaces
Industrial | Ind ¦ Steam Trap Repair | 2030 | Economic | million_m3 | After Competition Groups | 0 | 0 | 0 | 2239.0418 | 0 | 26 | Industrial_2030_Economic_million_m3_After Competition Groups_26 | Steam Trap Repair | 0% | 0 | 0 | Industrial_2030_Economic_million_m3_After Competition Groups_Steam Trap Repair
Industrial | Ind ¦ Boiler Upgrade | 2030 | SC A | million_m3 | After Competition Groups | 149.4092 | 4136254.7136 | 4.1363 | 561.2129 | 0.26623 | 1 | Industrial_2030_SC A_million_m3_After Competition Groups_1 | Boiler Upgrade | 26.62% | 4.1363 | 149.4092 | Industrial_2030_SC A_million_m3_After Competition Groups_Boiler Upgrade
Industrial | Ind ¦ Process Heat Improvements | 2030 | SC A | million_m3 | After Competition Groups | 145.8867 | 5619504.7906 | 5.6195 | 561.2129 | 0.25995 | 2 | Industrial_2030_SC A_million_m3_After Competition Groups_2 | Process Heat Improvements | 25.99% | 5.6195 | 145.8867 | Industrial_2030_SC A_million_m3_After Competition Groups_Process Heat Improvements
Industrial | Ind ¦ Recommissioning | 2030 | SC A | million_m3 | After Competition Groups | 67.0286 | 1111561.7546 | 1.1116 | 561.2129 | 0.11944 | 3 | Industrial_2030_SC A_million_m3_After Competition Groups_3 | Recommissioning | 11.94% | 1.1116 | 67.0286 | Industrial_2030_SC A_million_m3_After Competition Groups_Recommissioning
Industrial | Ind ¦ Greenhouse Envelope Improvements | 2030 | SC A | million_m3 | After Competition Groups | 49.319 | 367634.0239 | 0.36763 | 561.2129 | 0.087879 | 4 | Industrial_2030_SC A_million_m3_After Competition Groups_4 | Greenhouse Envelope Improvements | 8.788% | 0.36763 | 49.319 | Industrial_2030_SC A_million_m3_After Competition Groups_Greenhouse Envelope Improvements
Industrial | Ind ¦ Improved Controls -Process Heating Gas | 2030 | SC A | million_m3 | After Competition Groups | 43.1003 | 1542189.1738 | 1.5422 | 561.2129 | 0.076798 | 5 | Industrial_2030_SC A_million_m3_After Competition Groups_5 | Improved Controls -Process Heating Gas | 7.68% | 1.5422 | 43.1003 | Industrial_2030_SC A_million_m3_After Competition Groups_Improved Controls -Process Heating Gas
Industrial | Ind ¦ Process Heat Recovery (Gas) | 2030 | SC A | million_m3 | After Competition Groups | 35.7742 | 778024.9803 | 0.77802 | 561.2129 | 0.063744 | 6 | Industrial_2030_SC A_million_m3_After Competition Groups_6 | Process Heat Recovery (Gas) | 6.374% | 0.77802 | 35.7742 | Industrial_2030_SC A_million_m3_After Competition Groups_Process Heat Recovery (Gas)
Industrial | Ind ¦ Insulation - Steam | 2030 | SC A | million_m3 | After Competition Groups | 14.8038 | 662808.7895 | 0.66281 | 561.2129 | 0.026378 | 7 | Industrial_2030_SC A_million_m3_After Competition Groups_7 | Insulation - Steam | 2.638% | 0.66281 | 14.8038 | Industrial_2030_SC A_million_m3_After Competition Groups_Insulation - Steam
Industrial | Ind ¦ Direct Contact Water Heaters | 2030 | SC A | million_m3 | After Competition Groups | 10.8064 | 0 | 0 | 561.2129 | 0.019255 | 8 | Industrial_2030_SC A_million_m3_After Competition Groups_8 | Direct Contact Water Heaters | 1.926% | 0 | 10.8064 | Industrial_2030_SC A_million_m3_After Competition Groups_Direct Contact Water Heaters
Industrial | Ind ¦ Insulation - Steam (AG) | 2030 | SC A | million_m3 | After Competition Groups | 7.7242 | 344926.7135 | 0.34493 | 561.2129 | 0.013763 | 9 | Industrial_2030_SC A_million_m3_After Competition Groups_9 | Insulation - Steam (AG) | 1.376% | 0.34493 | 7.7242 | Industrial_2030_SC A_million_m3_After Competition Groups_Insulation - Steam (AG)
Industrial | Ind ¦ Steam Turbine Optimization | 2030 | SC A | million_m3 | After Competition Groups | 6.9018 | 194229.8592 | 0.19423 | 561.2129 | 0.012298 | 10 | Industrial_2030_SC A_million_m3_After Competition Groups_10 | Steam Turbine Optimization | 1.23% | 0.19423 | 6.9018 | Industrial_2030_SC A_million_m3_After Competition Groups_Steam Turbine Optimization
Industrial | Ind ¦ High Efficiency HVAC Fans (Gas) | 2030 | SC A | million_m3 | After Competition Groups | 6.654 | 172672.9951 | 0.17267 | 561.2129 | 0.011856 | 11 | Industrial_2030_SC A_million_m3_After Competition Groups_11 | High Efficiency HVAC Fans (Gas) | 1.186% | 0.17267 | 6.654 | Industrial_2030_SC A_million_m3_After Competition Groups_High Efficiency HVAC Fans (Gas)
Industrial | Ind ¦ High Efficiency Burners | 2030 | SC A | million_m3 | After Competition Groups | 6.2385 | 244918.5775 | 0.24492 | 561.2129 | 0.011116 | 12 | Industrial_2030_SC A_million_m3_After Competition Groups_12 | High Efficiency Burners | 1.112% | 0.24492 | 6.2385 | Industrial_2030_SC A_million_m3_After Competition Groups_High Efficiency Burners
Industrial | Ind ¦ Gas Turbine Optimization | 2030 | SC A | million_m3 | After Competition Groups | 5.0801 | 123544.7546 | 0.12354 | 561.2129 | 0.009052 | 13 | Industrial_2030_SC A_million_m3_After Competition Groups_13 | Gas Turbine Optimization | 0.9052% | 0.12354 | 5.0801 | Industrial_2030_SC A_million_m3_After Competition Groups_Gas Turbine Optimization
Industrial | Ind ¦ Air Compressor Heat Recovery | 2030 | SC A | million_m3 | After Competition Groups | 4.0113 | 121454.8002 | 0.12145 | 561.2129 | 0.0071476 | 14 | Industrial_2030_SC A_million_m3_After Competition Groups_14 | Air Compressor Heat Recovery | 0.7148% | 0.12145 | 4.0113 | Industrial_2030_SC A_million_m3_After Competition Groups_Air Compressor Heat Recovery
Industrial | Ind ¦ Ventilation Optimization (Gas) | 2030 | SC A | million_m3 | After Competition Groups | 3.7292 | 0 | 0 | 561.2129 | 0.0066448 | 15 | Industrial_2030_SC A_million_m3_After Competition Groups_15 | Ventilation Optimization (Gas) | 0.6645% | 0 | 3.7292 | Industrial_2030_SC A_million_m3_After Competition Groups_Ventilation Optimization (Gas)
Industrial | Ind ¦ HE Stock Tank | 2030 | SC A | million_m3 | After Competition Groups | 2.1756 | 93520.0688 | 0.09352 | 561.2129 | 0.0038766 | 16 | Industrial_2030_SC A_million_m3_After Competition Groups_16 | HE Stock Tank | 0.3877% | 0.09352 | 2.1756 | Industrial_2030_SC A_million_m3_After Competition Groups_HE Stock Tank
Industrial | Ind ¦ Process Optimization (Gas) | 2030 | SC A | million_m3 | After Competition Groups | 1.3572 | 62013.2707 | 0.062013 | 561.2129 | 0.0024183 | 17 | Industrial_2030_SC A_million_m3_After Competition Groups_17 | Process Optimization (Gas) | 0.2418% | 0.062013 | 1.3572 | Industrial_2030_SC A_million_m3_After Competition Groups_Process Optimization (Gas)
Industrial | Ind ¦ VAV Conversion Project (Gas) | 2030 | SC A | million_m3 | After Competition Groups | 0.46258 | 0 | 0 | 561.2129 | 0.00082425 | 18 | Industrial_2030_SC A_million_m3_After Competition Groups_18 | VAV Conversion Project (Gas) | 0.08242% | 0 | 0.46258 | Industrial_2030_SC A_million_m3_After Competition Groups_VAV Conversion Project (Gas)
Industrial | Ind ¦ HE HVAC Controls | 2030 | SC A | million_m3 | After Competition Groups | 0.30719 | 0 | 0 | 561.2129 | 0.00054737 | 19 | Industrial_2030_SC A_million_m3_After Competition Groups_19 | HE HVAC Controls | 0.05474% | 0 | 0.30719 | Industrial_2030_SC A_million_m3_After Competition Groups_HE HVAC Controls
Industrial | Ind ¦ Insulation - Steam - Direct | 2030 | SC A | million_m3 | After Competition Groups | 0.22319 | 9995.0074 | 0.009995 | 561.2129 | 0.00039768 | 20 | Industrial_2030_SC A_million_m3_After Competition Groups_20 | Insulation - Steam - Direct | 0.03977% | 0.009995 | 0.22319 | Industrial_2030_SC A_million_m3_After Competition Groups_Insulation - Steam - Direct
Industrial | Ind ¦ Process Heat Recovery (Gas) - HVAC | 2030 | SC A | million_m3 | After Competition Groups | 0.14448 | 3256.0742 | 0.0032561 | 561.2129 | 0.00025745 | 21 | Industrial_2030_SC A_million_m3_After Competition Groups_21 | Process Heat Recovery (Gas) - HVAC | 0.02574% | 0.0032561 | 0.14448 | Industrial_2030_SC A_million_m3_After Competition Groups_Process Heat Recovery (Gas) - HVAC
Industrial | Ind ¦ Insulation - Steam - HVAC | 2030 | SC A | million_m3 | After Competition Groups | 0.055244 | 2467.1119 | 0.0024671 | 561.2129 | 9.8436e-05 | 22 | Industrial_2030_SC A_million_m3_After Competition Groups_22 | Insulation - Steam - HVAC | 0.009844% | 0.0024671 | 0.055244 | Industrial_2030_SC A_million_m3_After Competition Groups_Insulation - Steam - HVAC
Industrial | Ind ¦ HE HVAC Units | 2030 | SC A | million_m3 | After Competition Groups | 0.016232 | 0 | 0 | 561.2129 | 2.8923e-05 | 23 | Industrial_2030_SC A_million_m3_After Competition Groups_23 | HE HVAC Units | 0.002892% | 0 | 0.016232 | Industrial_2030_SC A_million_m3_After Competition Groups_HE HVAC Units
Industrial | Ind ¦ Solar Walls | 2030 | SC A | million_m3 | After Competition Groups | 0.003983 | 0 | 0 | 561.2129 | 7.0971e-06 | 24 | Industrial_2030_SC A_million_m3_After Competition Groups_24 | Solar Walls | 0.0007097% | 0 | 0.003983 | Industrial_2030_SC A_million_m3_After Competition Groups_Solar Walls
Industrial | Ind ¦ High Efficiency Furnaces | 2030 | SC A | million_m3 | After Competition Groups | 0 | 0 | 0 | 561.2129 | 0 | 25 | Industrial_2030_SC A_million_m3_After Competition Groups_25 | High Efficiency Furnaces | 0% | 0 | 0 | Industrial_2030_SC A_million_m3_After Competition Groups_High Efficiency Furnaces
Industrial | Ind ¦ Steam Trap Repair | 2030 | SC A | million_m3 | After Competition Groups | 0 | 0 | 0 | 561.2129 | 0 | 26 | Industrial_2030_SC A_million_m3_After Competition Groups_26 | Steam Trap Repair | 0% | 0 | 0 | Industrial_2030_SC A_million_m3_After Competition Groups_Steam Trap Repair
Industrial | Ind ¦ Process Heat Improvements | 2030 | SC B | million_m3 | After Competition Groups | 464.7191 | 48457678.5208 | 48.4577 | 1523.452 | 0.30504 | 1 | Industrial_2030_SC B_million_m3_After Competition Groups_1 | Process Heat Improvements | 30.5% | 48.4577 | 464.7191 | Industrial_2030_SC B_million_m3_After Competition Groups_Process Heat Improvements
Industrial | Ind ¦ Boiler Upgrade | 2030 | SC B | million_m3 | After Competition Groups | 230.3 | 28264520.1525 | 28.2645 | 1523.452 | 0.15117 | 2 | Industrial_2030_SC B_million_m3_After Competition Groups_2 | Boiler Upgrade | 15.12% | 28.2645 | 230.3 | Industrial_2030_SC B_million_m3_After Competition Groups_Boiler Upgrade
Industrial | Ind ¦ Process Heat Recovery (Gas) | 2030 | SC B | million_m3 | After Competition Groups | 226.9153 | 25075687.8391 | 25.0757 | 1523.452 | 0.14895 | 3 | Industrial_2030_SC B_million_m3_After Competition Groups_3 | Process Heat Recovery (Gas) | 14.89% | 25.0757 | 226.9153 | Industrial_2030_SC B_million_m3_After Competition Groups_Process Heat Recovery (Gas)
Industrial | Ind ¦ Recommissioning | 2030 | SC B | million_m3 | After Competition Groups | 164.9052 | 6909292.7751 | 6.9093 | 1523.452 | 0.10824 | 4 | Industrial_2030_SC B_million_m3_After Competition Groups_4 | Recommissioning | 10.82% | 6.9093 | 164.9052 | Industrial_2030_SC B_million_m3_After Competition Groups_Recommissioning
Industrial | Ind ¦ Improved Controls -Process Heating Gas | 2030 | SC B | million_m3 | After Competition Groups | 103.8452 | 6067770.9302 | 6.0678 | 1523.452 | 0.068164 | 5 | Industrial_2030_SC B_million_m3_After Competition Groups_5 | Improved Controls -Process Heating Gas | 6.816% | 6.0678 | 103.8452 | Industrial_2030_SC B_million_m3_After Competition Groups_Improved Controls -Process Heating Gas
Industrial | Ind ¦ High Efficiency Burners | 2030 | SC B | million_m3 | After Competition Groups | 88.2991 | 14341282.3006 | 14.3413 | 1523.452 | 0.05796 | 6 | Industrial_2030_SC B_million_m3_After Competition Groups_6 | High Efficiency Burners | 5.796% | 14.3413 | 88.2991 | Industrial_2030_SC B_million_m3_After Competition Groups_High Efficiency Burners
Industrial | Ind ¦ Greenhouse Envelope Improvements | 2030 | SC B | million_m3 | After Competition Groups | 64.9356 | 375640.296 | 0.37564 | 1523.452 | 0.042624 | 7 | Industrial_2030_SC B_million_m3_After Competition Groups_7 | Greenhouse Envelope Improvements | 4.262% | 0.37564 | 64.9356 | Industrial_2030_SC B_million_m3_After Competition Groups_Greenhouse Envelope Improvements
Industrial | Ind ¦ Insulation - Steam | 2030 | SC B | million_m3 | After Competition Groups | 31.7629 | 989964.4562 | 0.98996 | 1523.452 | 0.020849 | 8 | Industrial_2030_SC B_million_m3_After Competition Groups_8 | Insulation - Steam | 2.085% | 0.98996 | 31.7629 | Industrial_2030_SC B_million_m3_After Competition Groups_Insulation - Steam
Industrial | Ind ¦ High Efficiency HVAC Fans (Gas) | 2030 | SC B | million_m3 | After Competition Groups | 27.7239 | 3111509.024 | 3.1115 | 1523.452 | 0.018198 | 9 | Industrial_2030_SC B_million_m3_After Competition Groups_9 | High Efficiency HVAC Fans (Gas) | 1.82% | 3.1115 | 27.7239 | Industrial_2030_SC B_million_m3_After Competition Groups_High Efficiency HVAC Fans (Gas)
Industrial | Ind ¦ VAV Conversion Project (Gas) | 2030 | SC B | million_m3 | After Competition Groups | 26.7245 | 4967664.3239 | 4.9677 | 1523.452 | 0.017542 | 10 | Industrial_2030_SC B_million_m3_After Competition Groups_10 | VAV Conversion Project (Gas) | 1.754% | 4.9677 | 26.7245 | Industrial_2030_SC B_million_m3_After Competition Groups_VAV Conversion Project (Gas)
Industrial | Ind ¦ HE HVAC Controls | 2030 | SC B | million_m3 | After Competition Groups | 18.7612 | 3369082.7834 | 3.3691 | 1523.452 | 0.012315 | 11 | Industrial_2030_SC B_million_m3_After Competition Groups_11 | HE HVAC Controls | 1.231% | 3.3691 | 18.7612 | Industrial_2030_SC B_million_m3_After Competition Groups_HE HVAC Controls
Industrial | Ind ¦ Direct Contact Water Heaters | 2030 | SC B | million_m3 | After Competition Groups | 18.4167 | 0 | 0 | 1523.452 | 0.012089 | 12 | Industrial_2030_SC B_million_m3_After Competition Groups_12 | Direct Contact Water Heaters | 1.209% | 0 | 18.4167 | Industrial_2030_SC B_million_m3_After Competition Groups_Direct Contact Water Heaters
Industrial | Ind ¦ Insulation - Steam (AG) | 2030 | SC B | million_m3 | After Competition Groups | 15.8399 | 445120.1214 | 0.44512 | 1523.452 | 0.010397 | 13 | Industrial_2030_SC B_million_m3_After Competition Groups_13 | Insulation - Steam (AG) | 1.04% | 0.44512 | 15.8399 | Industrial_2030_SC B_million_m3_After Competition Groups_Insulation - Steam (AG)
Industrial | Ind ¦ Air Compressor Heat Recovery | 2030 | SC B | million_m3 | After Competition Groups | 11.7714 | 860456.1186 | 0.86046 | 1523.452 | 0.0077268 | 14 | Industrial_2030_SC B_million_m3_After Competition Groups_14 | Air Compressor Heat Recovery | 0.7727% | 0.86046 | 11.7714 | Industrial_2030_SC B_million_m3_After Competition Groups_Air Compressor Heat Recovery
Industrial | Ind ¦ Steam Turbine Optimization | 2030 | SC B | million_m3 | After Competition Groups | 7.1782 | 678048.4332 | 0.67805 | 1523.452 | 0.0047118 | 15 | Industrial_2030_SC B_million_m3_After Competition Groups_15 | Steam Turbine Optimization | 0.4712% | 0.67805 | 7.1782 | Industrial_2030_SC B_million_m3_After Competition Groups_Steam Turbine Optimization
Industrial | Ind ¦ Gas Turbine Optimization | 2030 | SC B | million_m3 | After Competition Groups | 5.3837 | 508536.3249 | 0.50854 | 1523.452 | 0.0035339 | 16 | Industrial_2030_SC B_million_m3_After Competition Groups_16 | Gas Turbine Optimization | 0.3534% | 0.50854 | 5.3837 | Industrial_2030_SC B_million_m3_After Competition Groups_Gas Turbine Optimization
Industrial | Ind ¦ HE Stock Tank | 2030 | SC B | million_m3 | After Competition Groups | 4.8029 | 192175.3384 | 0.19218 | 1523.452 | 0.0031526 | 17 | Industrial_2030_SC B_million_m3_After Competition Groups_17 | HE Stock Tank | 0.3153% | 0.19218 | 4.8029 | Industrial_2030_SC B_million_m3_After Competition Groups_HE Stock Tank
Industrial | Ind ¦ Ventilation Optimization (Gas) | 2030 | SC B | million_m3 | After Competition Groups | 3.7292 | 0 | 0 | 1523.452 | 0.0024478 | 18 | Industrial_2030_SC B_million_m3_After Competition Groups_18 | Ventilation Optimization (Gas) | 0.2448% | 0 | 3.7292 | Industrial_2030_SC B_million_m3_After Competition Groups_Ventilation Optimization (Gas)
Industrial | Ind ¦ Solar Walls | 2030 | SC B | million_m3 | After Competition Groups | 3.6048 | 1134713.9561 | 1.1347 | 1523.452 | 0.0023662 | 19 | Industrial_2030_SC B_million_m3_After Competition Groups_19 | Solar Walls | 0.2366% | 1.1347 | 3.6048 | Industrial_2030_SC B_million_m3_After Competition Groups_Solar Walls
Industrial | Ind ¦ Process Optimization (Gas) | 2030 | SC B | million_m3 | After Competition Groups | 1.3572 | 104422.1283 | 0.10442 | 1523.452 | 0.00089085 | 20 | Industrial_2030_SC B_million_m3_After Competition Groups_20 | Process Optimization (Gas) | 0.08909% | 0.10442 | 1.3572 | Industrial_2030_SC B_million_m3_After Competition Groups_Process Optimization (Gas)
Industrial | Ind ¦ HE HVAC Units | 2030 | SC B | million_m3 | After Competition Groups | 1.0524 | 201697.4093 | 0.2017 | 1523.452 | 0.00069079 | 21 | Industrial_2030_SC B_million_m3_After Competition Groups_21 | HE HVAC Units | 0.06908% | 0.2017 | 1.0524 | Industrial_2030_SC B_million_m3_After Competition Groups_HE HVAC Units
Industrial | Ind ¦ Process Heat Recovery (Gas) - HVAC | 2030 | SC B | million_m3 | After Competition Groups | 0.81709 | 79270.4799 | 0.07927 | 1523.452 | 0.00053634 | 22 | Industrial_2030_SC B_million_m3_After Competition Groups_22 | Process Heat Recovery (Gas) - HVAC | 0.05363% | 0.07927 | 0.81709 | Industrial_2030_SC B_million_m3_After Competition Groups_Process Heat Recovery (Gas) - HVAC
Industrial | Ind ¦ Insulation - Steam - Direct | 2030 | SC B | million_m3 | After Competition Groups | 0.49358 | 16391.9336 | 0.016392 | 1523.452 | 0.00032399 | 23 | Industrial_2030_SC B_million_m3_After Competition Groups_23 | Insulation - Steam - Direct | 0.0324% | 0.016392 | 0.49358 | Industrial_2030_SC B_million_m3_After Competition Groups_Insulation - Steam - Direct
Industrial | Ind ¦ Insulation - Steam - HVAC | 2030 | SC B | million_m3 | After Competition Groups | 0.11329 | 3183.4489 | 0.0031834 | 1523.452 | 7.4361e-05 | 24 | Industrial_2030_SC B_million_m3_After Competition Groups_24 | Insulation - Steam - HVAC | 0.007436% | 0.0031834 | 0.11329 | Industrial_2030_SC B_million_m3_After Competition Groups_Insulation - Steam - HVAC
Industrial | Ind ¦ High Efficiency Furnaces | 2030 | SC B | million_m3 | After Competition Groups | 0 | 0 | 0 | 1523.452 | 0 | 25 | Industrial_2030_SC B_million_m3_After Competition Groups_25 | High Efficiency Furnaces | 0% | 0 | 0 | Industrial_2030_SC B_million_m3_After Competition Groups_High Efficiency Furnaces
Industrial | Ind ¦ Steam Trap Repair | 2030 | SC B | million_m3 | After Competition Groups | 0 | 0 | 0 | 1523.452 | 0 | 26 | Industrial_2030_SC B_million_m3_After Competition Groups_26 | Steam Trap Repair | 0% | 0 | 0 | Industrial_2030_SC B_million_m3_After Competition Groups_Steam Trap Repair
Industrial | Ind ¦ Boiler Upgrade | 2030 | SC C | million_m3 | After Competition Groups | 230.3 | 23039087.8193 | 23.0391 | 828.2856 | 0.27804 | 1 | Industrial_2030_SC C_million_m3_After Competition Groups_1 | Boiler Upgrade | 27.8% | 23.0391 | 230.3 | Industrial_2030_SC C_million_m3_After Competition Groups_Boiler Upgrade
Industrial | Ind ¦ Process Heat Improvements | 2030 | SC C | million_m3 | After Competition Groups | 212.0207 | 32171309.8636 | 32.1713 | 828.2856 | 0.25598 | 2 | Industrial_2030_SC C_million_m3_After Competition Groups_2 | Process Heat Improvements | 25.6% | 32.1713 | 212.0207 | Industrial_2030_SC C_million_m3_After Competition Groups_Process Heat Improvements
Industrial | Ind ¦ Process Heat Recovery (Gas) | 2030 | SC C | million_m3 | After Competition Groups | 103.7943 | 18013183.8284 | 18.0132 | 828.2856 | 0.12531 | 3 | Industrial_2030_SC C_million_m3_After Competition Groups_3 | Process Heat Recovery (Gas) | 12.53% | 18.0132 | 103.7943 | Industrial_2030_SC C_million_m3_After Competition Groups_Process Heat Recovery (Gas)
Industrial | Ind ¦ Recommissioning | 2030 | SC C | million_m3 | After Competition Groups | 75.937 | 4859895.6414 | 4.8599 | 828.2856 | 0.09168 | 4 | Industrial_2030_SC C_million_m3_After Competition Groups_4 | Recommissioning | 9.168% | 4.8599 | 75.937 | Industrial_2030_SC C_million_m3_After Competition Groups_Recommissioning
Industrial | Ind ¦ Greenhouse Envelope Improvements | 2030 | SC C | million_m3 | After Competition Groups | 49.319 | 367634.0239 | 0.36763 | 828.2856 | 0.059544 | 5 | Industrial_2030_SC C_million_m3_After Competition Groups_5 | Greenhouse Envelope Improvements | 5.954% | 0.36763 | 49.319 | Industrial_2030_SC C_million_m3_After Competition Groups_Greenhouse Envelope Improvements
Industrial | Ind ¦ Improved Controls -Process Heating Gas | 2030 | SC C | million_m3 | After Competition Groups | 47.7866 | 4462212.7255 | 4.4622 | 828.2856 | 0.057693 | 6 | Industrial_2030_SC C_million_m3_After Competition Groups_6 | Improved Controls -Process Heating Gas | 5.769% | 4.4622 | 47.7866 | Industrial_2030_SC C_million_m3_After Competition Groups_Improved Controls -Process Heating Gas
Industrial | Ind ¦ High Efficiency Burners | 2030 | SC C | million_m3 | After Competition Groups | 35.9262 | 7024750.4483 | 7.0248 | 828.2856 | 0.043374 | 7 | Industrial_2030_SC C_million_m3_After Competition Groups_7 | High Efficiency Burners | 4.337% | 7.0248 | 35.9262 | Industrial_2030_SC C_million_m3_After Competition Groups_High Efficiency Burners
Industrial | Ind ¦ Insulation - Steam | 2030 | SC C | million_m3 | After Competition Groups | 14.8353 | 762693.8007 | 0.76269 | 828.2856 | 0.017911 | 8 | Industrial_2030_SC C_million_m3_After Competition Groups_8 | Insulation - Steam | 1.791% | 0.76269 | 14.8353 | Industrial_2030_SC C_million_m3_After Competition Groups_Insulation - Steam
Industrial | Ind ¦ High Efficiency HVAC Fans (Gas) | 2030 | SC C | million_m3 | After Competition Groups | 11.6175 | 1573483.9761 | 1.5735 | 828.2856 | 0.014026 | 9 | Industrial_2030_SC C_million_m3_After Competition Groups_9 | High Efficiency HVAC Fans (Gas) | 1.403% | 1.5735 | 11.6175 | Industrial_2030_SC C_million_m3_After Competition Groups_High Efficiency HVAC Fans (Gas)
Industrial | Ind ¦ Direct Contact Water Heaters | 2030 | SC C | million_m3 | After Competition Groups | 10.8064 | 0 | 0 | 828.2856 | 0.013047 | 10 | Industrial_2030_SC C_million_m3_After Competition Groups_10 | Direct Contact Water Heaters | 1.305% | 0 | 10.8064 | Industrial_2030_SC C_million_m3_After Competition Groups_Direct Contact Water Heaters
Industrial | Ind ¦ Insulation - Steam (AG) | 2030 | SC C | million_m3 | After Competition Groups | 7.7408 | 396919.4705 | 0.39692 | 828.2856 | 0.0093455 | 11 | Industrial_2030_SC C_million_m3_After Competition Groups_11 | Insulation - Steam (AG) | 0.9346% | 0.39692 | 7.7408 | Industrial_2030_SC C_million_m3_After Competition Groups_Insulation - Steam (AG)
Industrial | Ind ¦ Steam Turbine Optimization | 2030 | SC C | million_m3 | After Competition Groups | 7.1782 | 678116.2448 | 0.67812 | 828.2856 | 0.0086663 | 12 | Industrial_2030_SC C_million_m3_After Competition Groups_12 | Steam Turbine Optimization | 0.8666% | 0.67812 | 7.1782 | Industrial_2030_SC C_million_m3_After Competition Groups_Steam Turbine Optimization
Industrial | Ind ¦ Air Compressor Heat Recovery | 2030 | SC C | million_m3 | After Competition Groups | 5.5466 | 681325.6136 | 0.68133 | 828.2856 | 0.0066965 | 13 | Industrial_2030_SC C_million_m3_After Competition Groups_13 | Air Compressor Heat Recovery | 0.6696% | 0.68133 | 5.5466 | Industrial_2030_SC C_million_m3_After Competition Groups_Air Compressor Heat Recovery
Industrial | Ind ¦ Gas Turbine Optimization | 2030 | SC C | million_m3 | After Competition Groups | 5.3837 | 503342.934 | 0.50334 | 828.2856 | 0.0064998 | 14 | Industrial_2030_SC C_million_m3_After Competition Groups_14 | Gas Turbine Optimization | 0.65% | 0.50334 | 5.3837 | Industrial_2030_SC C_million_m3_After Competition Groups_Gas Turbine Optimization
Industrial | Ind ¦ Ventilation Optimization (Gas) | 2030 | SC C | million_m3 | After Competition Groups | 3.7292 | 0 | 0 | 828.2856 | 0.0045023 | 15 | Industrial_2030_SC C_million_m3_After Competition Groups_15 | Ventilation Optimization (Gas) | 0.4502% | 0 | 3.7292 | Industrial_2030_SC C_million_m3_After Competition Groups_Ventilation Optimization (Gas)
Industrial | Ind ¦ HE Stock Tank | 2030 | SC C | million_m3 | After Competition Groups | 2.191 | 126626.2046 | 0.12663 | 828.2856 | 0.0026453 | 16 | Industrial_2030_SC C_million_m3_After Competition Groups_16 | HE Stock Tank | 0.2645% | 0.12663 | 2.191 | Industrial_2030_SC C_million_m3_After Competition Groups_HE Stock Tank
Industrial | Ind ¦ VAV Conversion Project (Gas) | 2030 | SC C | million_m3 | After Competition Groups | 1.3812 | 200433.099 | 0.20043 | 828.2856 | 0.0016676 | 17 | Industrial_2030_SC C_million_m3_After Competition Groups_17 | VAV Conversion Project (Gas) | 0.1668% | 0.20043 | 1.3812 | Industrial_2030_SC C_million_m3_After Competition Groups_VAV Conversion Project (Gas)
Industrial | Ind ¦ Process Optimization (Gas) | 2030 | SC C | million_m3 | After Competition Groups | 1.3572 | 104432.5716 | 0.10443 | 828.2856 | 0.0016385 | 18 | Industrial_2030_SC C_million_m3_After Competition Groups_18 | Process Optimization (Gas) | 0.1639% | 0.10443 | 1.3572 | Industrial_2030_SC C_million_m3_After Competition Groups_Process Optimization (Gas)
Industrial | Ind ¦ HE HVAC Controls | 2030 | SC C | million_m3 | After Competition Groups | 0.70762 | 84292.7622 | 0.084293 | 828.2856 | 0.00085432 | 19 | Industrial_2030_SC C_million_m3_After Competition Groups_19 | HE HVAC Controls | 0.08543% | 0.084293 | 0.70762 | Industrial_2030_SC C_million_m3_After Competition Groups_HE HVAC Controls
Industrial | Ind ¦ Process Heat Recovery (Gas) - HVAC | 2030 | SC C | million_m3 | After Competition Groups | 0.3959 | 68568.8947 | 0.068569 | 828.2856 | 0.00047798 | 20 | Industrial_2030_SC C_million_m3_After Competition Groups_20 | Process Heat Recovery (Gas) - HVAC | 0.0478% | 0.068569 | 0.3959 | Industrial_2030_SC C_million_m3_After Competition Groups_Process Heat Recovery (Gas) - HVAC
Industrial | Ind ¦ Insulation - Steam - Direct | 2030 | SC C | million_m3 | After Competition Groups | 0.22365 | 11498.9427 | 0.011499 | 828.2856 | 0.00027001 | 21 | Industrial_2030_SC C_million_m3_After Competition Groups_21 | Insulation - Steam - Direct | 0.027% | 0.011499 | 0.22365 | Industrial_2030_SC C_million_m3_After Competition Groups_Insulation - Steam - Direct
Industrial | Ind ¦ Insulation - Steam - HVAC | 2030 | SC C | million_m3 | After Competition Groups | 0.055361 | 2838.7236 | 0.0028387 | 828.2856 | 6.6838e-05 | 22 | Industrial_2030_SC C_million_m3_After Competition Groups_22 | Insulation - Steam - HVAC | 0.006684% | 0.0028387 | 0.055361 | Industrial_2030_SC C_million_m3_After Competition Groups_Insulation - Steam - HVAC
Industrial | Ind ¦ HE HVAC Units | 2030 | SC C | million_m3 | After Competition Groups | 0.03722 | 4401.4741 | 0.0044015 | 828.2856 | 4.4937e-05 | 23 | Industrial_2030_SC C_million_m3_After Competition Groups_23 | HE HVAC Units | 0.004494% | 0.0044015 | 0.03722 | Industrial_2030_SC C_million_m3_After Competition Groups_HE HVAC Units
Industrial | Ind ¦ Solar Walls | 2030 | SC C | million_m3 | After Competition Groups | 0.014984 | 2053.5446 | 0.0020535 | 828.2856 | 1.809e-05 | 24 | Industrial_2030_SC C_million_m3_After Competition Groups_24 | Solar Walls | 0.001809% | 0.0020535 | 0.014984 | Industrial_2030_SC C_million_m3_After Competition Groups_Solar Walls
Industrial | Ind ¦ High Efficiency Furnaces | 2030 | SC C | million_m3 | After Competition Groups | 0 | 0 | 0 | 828.2856 | 0 | 25 | Industrial_2030_SC C_million_m3_After Competition Groups_25 | High Efficiency Furnaces | 0% | 0 | 0 | Industrial_2030_SC C_million_m3_After Competition Groups_High Efficiency Furnaces
Industrial | Ind ¦ Steam Trap Repair | 2030 | SC C | million_m3 | After Competition Groups | 0 | 0 | 0 | 828.2856 | 0 | 26 | Industrial_2030_SC C_million_m3_After Competition Groups_26 | Steam Trap Repair | 0% | 0 | 0 | Industrial_2030_SC C_million_m3_After Competition Groups_Steam Trap Repair
Industrial | Ind ¦ Process Heat Improvements | 2030 | Technical | million_m3 | After Competition Groups | 796.9187 | 0 | 0 | 2371.7409 | 0.33601 | 1 | Industrial_2030_Technical_million_m3_After Competition Groups_1 | Process Heat Improvements | 33.6% | 0 | 796.9187 | Industrial_2030_Technical_million_m3_After Competition Groups_Process Heat Improvements
Industrial | Ind ¦ Process Heat Recovery (Gas) | 2030 | Technical | million_m3 | After Competition Groups | 303.3321 | 0 | 0 | 2371.7409 | 0.12789 | 2 | Industrial_2030_Technical_million_m3_After Competition Groups_2 | Process Heat Recovery (Gas) | 12.79% | 0 | 303.3321 | Industrial_2030_Technical_million_m3_After Competition Groups_Process Heat Recovery (Gas)
Industrial | Ind ¦ Boiler Upgrade | 2030 | Technical | million_m3 | After Competition Groups | 303.2254 | 0 | 0 | 2371.7409 | 0.12785 | 3 | Industrial_2030_Technical_million_m3_After Competition Groups_3 | Boiler Upgrade | 12.78% | 0 | 303.2254 | Industrial_2030_Technical_million_m3_After Competition Groups_Boiler Upgrade
Industrial | Ind ¦ Recommissioning | 2030 | Technical | million_m3 | After Competition Groups | 218.3228 | 0 | 0 | 2371.7409 | 0.092052 | 4 | Industrial_2030_Technical_million_m3_After Competition Groups_4 | Recommissioning | 9.205% | 0 | 218.3228 | Industrial_2030_Technical_million_m3_After Competition Groups_Recommissioning
Industrial | Ind ¦ High Efficiency Burners | 2030 | Technical | million_m3 | After Competition Groups | 150.4007 | 0 | 0 | 2371.7409 | 0.063414 | 5 | Industrial_2030_Technical_million_m3_After Competition Groups_5 | High Efficiency Burners | 6.341% | 0 | 150.4007 | Industrial_2030_Technical_million_m3_After Competition Groups_High Efficiency Burners
Industrial | Ind ¦ Improved Controls -Process Heating Gas | 2030 | Technical | million_m3 | After Competition Groups | 139.1832 | 0 | 0 | 2371.7409 | 0.058684 | 6 | Industrial_2030_Technical_million_m3_After Competition Groups_6 | Improved Controls -Process Heating Gas | 5.868% | 0 | 139.1832 | Industrial_2030_Technical_million_m3_After Competition Groups_Improved Controls -Process Heating Gas
Industrial | Ind ¦ Greenhouse Envelope Improvements | 2030 | Technical | million_m3 | After Competition Groups | 81.7318 | 0 | 0 | 2371.7409 | 0.034461 | 7 | Industrial_2030_Technical_million_m3_After Competition Groups_7 | Greenhouse Envelope Improvements | 3.446% | 0 | 81.7318 | Industrial_2030_Technical_million_m3_After Competition Groups_Greenhouse Envelope Improvements
Industrial | Ind ¦ Boiler Tune Up | 2030 | Technical | million_m3 | After Competition Groups | 43.2632 | 0 | 0 | 2371.7409 | 0.018241 | 8 | Industrial_2030_Technical_million_m3_After Competition Groups_8 | Boiler Tune Up | 1.824% | 0 | 43.2632 | Industrial_2030_Technical_million_m3_After Competition Groups_Boiler Tune Up
Industrial | Ind ¦ Insulation - Steam | 2030 | Technical | million_m3 | After Competition Groups | 41.7031 | 0 | 0 | 2371.7409 | 0.017583 | 9 | Industrial_2030_Technical_million_m3_After Competition Groups_9 | Insulation - Steam | 1.758% | 0 | 41.7031 | Industrial_2030_Technical_million_m3_After Competition Groups_Insulation - Steam
Industrial | Ind ¦ High Efficiency HVAC Fans (Gas) | 2030 | Technical | million_m3 | After Competition Groups | 38.6171 | 0 | 0 | 2371.7409 | 0.016282 | 10 | Industrial_2030_Technical_million_m3_After Competition Groups_10 | High Efficiency HVAC Fans (Gas) | 1.628% | 0 | 38.6171 | Industrial_2030_Technical_million_m3_After Competition Groups_High Efficiency HVAC Fans (Gas)
Industrial | Ind ¦ VAV Conversion Project (Gas) | 2030 | Technical | million_m3 | After Competition Groups | 34.813 | 0 | 0 | 2371.7409 | 0.014678 | 11 | Industrial_2030_Technical_million_m3_After Competition Groups_11 | VAV Conversion Project (Gas) | 1.468% | 0 | 34.813 | Industrial_2030_Technical_million_m3_After Competition Groups_VAV Conversion Project (Gas)
Industrial | Ind ¦ Direct Contact Water Heaters | 2030 | Technical | million_m3 | After Competition Groups | 26.7568 | 0 | 0 | 2371.7409 | 0.011282 | 12 | Industrial_2030_Technical_million_m3_After Competition Groups_12 | Direct Contact Water Heaters | 1.128% | 0 | 26.7568 | Industrial_2030_Technical_million_m3_After Competition Groups_Direct Contact Water Heaters
Industrial | Ind ¦ Steam Leak Repairs | 2030 | Technical | million_m3 | After Competition Groups | 26.2976 | 0 | 0 | 2371.7409 | 0.011088 | 13 | Industrial_2030_Technical_million_m3_After Competition Groups_13 | Steam Leak Repairs | 1.109% | 0 | 26.2976 | Industrial_2030_Technical_million_m3_After Competition Groups_Steam Leak Repairs
Industrial | Ind ¦ HE HVAC Controls | 2030 | Technical | million_m3 | After Competition Groups | 23.7319 | 0 | 0 | 2371.7409 | 0.010006 | 14 | Industrial_2030_Technical_million_m3_After Competition Groups_14 | HE HVAC Controls | 1.001% | 0 | 23.7319 | Industrial_2030_Technical_million_m3_After Competition Groups_HE HVAC Controls
Industrial | Ind ¦ Loading Dock Seals | 2030 | Technical | million_m3 | After Competition Groups | 23.7319 | 0 | 0 | 2371.7409 | 0.010006 | 15 | Industrial_2030_Technical_million_m3_After Competition Groups_15 | Loading Dock Seals | 1.001% | 0 | 23.7319 | Industrial_2030_Technical_million_m3_After Competition Groups_Loading Dock Seals
Industrial | Ind ¦ Steam Trap Repair | 2030 | Technical | million_m3 | After Competition Groups | 19.9615 | 0 | 0 | 2371.7409 | 0.0084164 | 16 | Industrial_2030_Technical_million_m3_After Competition Groups_16 | Steam Trap Repair | 0.8416% | 0 | 19.9615 | Industrial_2030_Technical_million_m3_After Competition Groups_Steam Trap Repair
Industrial | Ind ¦ Insulation - Steam (AG) | 2030 | Technical | million_m3 | After Competition Groups | 17.9965 | 0 | 0 | 2371.7409 | 0.0075879 | 17 | Industrial_2030_Technical_million_m3_After Competition Groups_17 | Insulation - Steam (AG) | 0.7588% | 0 | 17.9965 | Industrial_2030_Technical_million_m3_After Competition Groups_Insulation - Steam (AG)
Industrial | Ind ¦ High Efficiency Furnaces | 2030 | Technical | million_m3 | After Competition Groups | 17.313 | 0 | 0 | 2371.7409 | 0.0072997 | 18 | Industrial_2030_Technical_million_m3_After Competition Groups_18 | High Efficiency Furnaces | 0.73% | 0 | 17.313 | Industrial_2030_Technical_million_m3_After Competition Groups_High Efficiency Furnaces
Industrial | Ind ¦ Air Compressor Heat Recovery | 2030 | Technical | million_m3 | After Competition Groups | 15.2876 | 0 | 0 | 2371.7409 | 0.0064457 | 19 | Industrial_2030_Technical_million_m3_After Competition Groups_19 | Air Compressor Heat Recovery | 0.6446% | 0 | 15.2876 | Industrial_2030_Technical_million_m3_After Competition Groups_Air Compressor Heat Recovery
Industrial | Ind ¦ Steam Turbine Optimization | 2030 | Technical | million_m3 | After Competition Groups | 9.7568 | 0 | 0 | 2371.7409 | 0.0041138 | 20 | Industrial_2030_Technical_million_m3_After Competition Groups_20 | Steam Turbine Optimization | 0.4114% | 0 | 9.7568 | Industrial_2030_Technical_million_m3_After Competition Groups_Steam Turbine Optimization
Industrial | Ind ¦ Process Optimization (Gas) | 2030 | Technical | million_m3 | After Competition Groups | 8.9846 | 0 | 0 | 2371.7409 | 0.0037882 | 21 | Industrial_2030_Technical_million_m3_After Competition Groups_21 | Process Optimization (Gas) | 0.3788% | 0 | 8.9846 | Industrial_2030_Technical_million_m3_After Competition Groups_Process Optimization (Gas)
Industrial | Ind ¦ HE Stock Tank | 2030 | Technical | million_m3 | After Competition Groups | 8.298 | 0 | 0 | 2371.7409 | 0.0034987 | 22 | Industrial_2030_Technical_million_m3_After Competition Groups_22 | HE Stock Tank | 0.3499% | 0 | 8.298 | Industrial_2030_Technical_million_m3_After Competition Groups_HE Stock Tank
Industrial | Ind ¦ Gas Turbine Optimization | 2030 | Technical | million_m3 | After Competition Groups | 7.3176 | 0 | 0 | 2371.7409 | 0.0030853 | 23 | Industrial_2030_Technical_million_m3_After Competition Groups_23 | Gas Turbine Optimization | 0.3085% | 0 | 7.3176 | Industrial_2030_Technical_million_m3_After Competition Groups_Gas Turbine Optimization
Industrial | Ind ¦ Ventilation Optimization (Gas) | 2030 | Technical | million_m3 | After Competition Groups | 4.7572 | 0 | 0 | 2371.7409 | 0.0020058 | 24 | Industrial_2030_Technical_million_m3_After Competition Groups_24 | Ventilation Optimization (Gas) | 0.2006% | 0 | 4.7572 | Industrial_2030_Technical_million_m3_After Competition Groups_Ventilation Optimization (Gas)
Industrial | Ind ¦ Solar Walls | 2030 | Technical | million_m3 | After Competition Groups | 4.6959 | 0 | 0 | 2371.7409 | 0.0019799 | 25 | Industrial_2030_Technical_million_m3_After Competition Groups_25 | Solar Walls | 0.198% | 0 | 4.6959 | Industrial_2030_Technical_million_m3_After Competition Groups_Solar Walls
Industrial | Ind ¦ HE HVAC Units | 2030 | Technical | million_m3 | After Competition Groups | 1.9083 | 0 | 0 | 2371.7409 | 0.00080459 | 26 | Industrial_2030_Technical_million_m3_After Competition Groups_26 | HE HVAC Units | 0.08046% | 0 | 1.9083 | Industrial_2030_Technical_million_m3_After Competition Groups_HE HVAC Units
Industrial | Ind ¦ Boiler Tune Up - Direct | 2030 | Technical | million_m3 | After Competition Groups | 1.4767 | 0 | 0 | 2371.7409 | 0.00062264 | 27 | Industrial_2030_Technical_million_m3_After Competition Groups_27 | Boiler Tune Up - Direct | 0.06226% | 0 | 1.4767 | Industrial_2030_Technical_million_m3_After Competition Groups_Boiler Tune Up - Direct
Industrial | Ind ¦ Process Heat Recovery (Gas) - HVAC | 2030 | Technical | million_m3 | After Competition Groups | 1.0137 | 0 | 0 | 2371.7409 | 0.00042742 | 28 | Industrial_2030_Technical_million_m3_After Competition Groups_28 | Process Heat Recovery (Gas) - HVAC | 0.04274% | 0 | 1.0137 | Industrial_2030_Technical_million_m3_After Competition Groups_Process Heat Recovery (Gas) - HVAC
Industrial | Ind ¦ Insulation - Steam - Direct | 2030 | Technical | million_m3 | After Competition Groups | 0.67583 | 0 | 0 | 2371.7409 | 0.00028495 | 29 | Industrial_2030_Technical_million_m3_After Competition Groups_29 | Insulation - Steam - Direct | 0.0285% | 0 | 0.67583 | Industrial_2030_Technical_million_m3_After Competition Groups_Insulation - Steam - Direct
Industrial | Ind ¦ Insulation - Steam - HVAC | 2030 | Technical | million_m3 | After Competition Groups | 0.14055 | 0 | 0 | 2371.7409 | 5.926e-05 | 30 | Industrial_2030_Technical_million_m3_After Competition Groups_30 | Insulation - Steam - HVAC | 0.005926% | 0 | 0.14055 | Industrial_2030_Technical_million_m3_After Competition Groups_Insulation - Steam - HVAC
Industrial | Ind ¦ Boiler Tune Up - HVAC | 2030 | Technical | million_m3 | After Competition Groups | 0.12778 | 0 | 0 | 2371.7409 | 5.3876e-05 | 31 | Industrial_2030_Technical_million_m3_After Competition Groups_31 | Boiler Tune Up - HVAC | 0.005388% | 0 | 0.12778 | Industrial_2030_Technical_million_m3_After Competition Groups_Boiler Tune Up - HVAC
Industrial | Ind ¦ Process Heat Improvements | 2031 | Economic | million_m3 | After Competition Groups | 812.3735 | 0 | 0 | 2277.9357 | 0.35663 | 1 | Industrial_2031_Economic_million_m3_After Competition Groups_1 | Process Heat Improvements | 35.66% | 0 | 812.3735 | Industrial_2031_Economic_million_m3_After Competition Groups_Process Heat Improvements
Industrial | Ind ¦ Boiler Upgrade | 2031 | Economic | million_m3 | After Competition Groups | 309.8273 | 0 | 0 | 2277.9357 | 0.13601 | 2 | Industrial_2031_Economic_million_m3_After Competition Groups_2 | Boiler Upgrade | 13.6% | 0 | 309.8273 | Industrial_2031_Economic_million_m3_After Competition Groups_Boiler Upgrade
Industrial | Ind ¦ Process Heat Recovery (Gas) | 2031 | Economic | million_m3 | After Competition Groups | 303.3321 | 0 | 0 | 2277.9357 | 0.13316 | 3 | Industrial_2031_Economic_million_m3_After Competition Groups_3 | Process Heat Recovery (Gas) | 13.32% | 0 | 303.3321 | Industrial_2031_Economic_million_m3_After Competition Groups_Process Heat Recovery (Gas)
Industrial | Ind ¦ Recommissioning | 2031 | Economic | million_m3 | After Competition Groups | 218.3228 | 0 | 0 | 2277.9357 | 0.095842 | 4 | Industrial_2031_Economic_million_m3_After Competition Groups_4 | Recommissioning | 9.584% | 0 | 218.3228 | Industrial_2031_Economic_million_m3_After Competition Groups_Recommissioning
Industrial | Ind ¦ High Efficiency Burners | 2031 | Economic | million_m3 | After Competition Groups | 153.3174 | 0 | 0 | 2277.9357 | 0.067305 | 5 | Industrial_2031_Economic_million_m3_After Competition Groups_5 | High Efficiency Burners | 6.731% | 0 | 153.3174 | Industrial_2031_Economic_million_m3_After Competition Groups_High Efficiency Burners
Industrial | Ind ¦ Improved Controls -Process Heating Gas | 2031 | Economic | million_m3 | After Competition Groups | 139.1832 | 0 | 0 | 2277.9357 | 0.061101 | 6 | Industrial_2031_Economic_million_m3_After Competition Groups_6 | Improved Controls -Process Heating Gas | 6.11% | 0 | 139.1832 | Industrial_2031_Economic_million_m3_After Competition Groups_Improved Controls -Process Heating Gas
Industrial | Ind ¦ Greenhouse Envelope Improvements | 2031 | Economic | million_m3 | After Competition Groups | 83.6276 | 0 | 0 | 2277.9357 | 0.036712 | 7 | Industrial_2031_Economic_million_m3_After Competition Groups_7 | Greenhouse Envelope Improvements | 3.671% | 0 | 83.6276 | Industrial_2031_Economic_million_m3_After Competition Groups_Greenhouse Envelope Improvements
Industrial | Ind ¦ Insulation - Steam | 2031 | Economic | million_m3 | After Competition Groups | 41.7031 | 0 | 0 | 2277.9357 | 0.018307 | 8 | Industrial_2031_Economic_million_m3_After Competition Groups_8 | Insulation - Steam | 1.831% | 0 | 41.7031 | Industrial_2031_Economic_million_m3_After Competition Groups_Insulation - Steam
Industrial | Ind ¦ High Efficiency HVAC Fans (Gas) | 2031 | Economic | million_m3 | After Competition Groups | 39.2149 | 0 | 0 | 2277.9357 | 0.017215 | 9 | Industrial_2031_Economic_million_m3_After Competition Groups_9 | High Efficiency HVAC Fans (Gas) | 1.722% | 0 | 39.2149 | Industrial_2031_Economic_million_m3_After Competition Groups_High Efficiency HVAC Fans (Gas)
Industrial | Ind ¦ VAV Conversion Project (Gas) | 2031 | Economic | million_m3 | After Competition Groups | 34.8366 | 0 | 0 | 2277.9357 | 0.015293 | 10 | Industrial_2031_Economic_million_m3_After Competition Groups_10 | VAV Conversion Project (Gas) | 1.529% | 0 | 34.8366 | Industrial_2031_Economic_million_m3_After Competition Groups_VAV Conversion Project (Gas)
Industrial | Ind ¦ Direct Contact Water Heaters | 2031 | Economic | million_m3 | After Competition Groups | 27.3057 | 0 | 0 | 2277.9357 | 0.011987 | 11 | Industrial_2031_Economic_million_m3_After Competition Groups_11 | Direct Contact Water Heaters | 1.199% | 0 | 27.3057 | Industrial_2031_Economic_million_m3_After Competition Groups_Direct Contact Water Heaters
Industrial | Ind ¦ HE HVAC Controls | 2031 | Economic | million_m3 | After Competition Groups | 23.7319 | 0 | 0 | 2277.9357 | 0.010418 | 12 | Industrial_2031_Economic_million_m3_After Competition Groups_12 | HE HVAC Controls | 1.042% | 0 | 23.7319 | Industrial_2031_Economic_million_m3_After Competition Groups_HE HVAC Controls
Industrial | Ind ¦ Insulation - Steam (AG) | 2031 | Economic | million_m3 | After Competition Groups | 17.9206 | 0 | 0 | 2277.9357 | 0.007867 | 13 | Industrial_2031_Economic_million_m3_After Competition Groups_13 | Insulation - Steam (AG) | 0.7867% | 0 | 17.9206 | Industrial_2031_Economic_million_m3_After Competition Groups_Insulation - Steam (AG)
Industrial | Ind ¦ Air Compressor Heat Recovery | 2031 | Economic | million_m3 | After Competition Groups | 15.2876 | 0 | 0 | 2277.9357 | 0.0067112 | 14 | Industrial_2031_Economic_million_m3_After Competition Groups_14 | Air Compressor Heat Recovery | 0.6711% | 0 | 15.2876 | Industrial_2031_Economic_million_m3_After Competition Groups_Air Compressor Heat Recovery
Industrial | Ind ¦ High Efficiency Furnaces | 2031 | Economic | million_m3 | After Competition Groups | 10.7627 | 0 | 0 | 2277.9357 | 0.0047247 | 15 | Industrial_2031_Economic_million_m3_After Competition Groups_15 | High Efficiency Furnaces | 0.4725% | 0 | 10.7627 | Industrial_2031_Economic_million_m3_After Competition Groups_High Efficiency Furnaces
Industrial | Ind ¦ Steam Turbine Optimization | 2031 | Economic | million_m3 | After Competition Groups | 9.7585 | 0 | 0 | 2277.9357 | 0.0042839 | 16 | Industrial_2031_Economic_million_m3_After Competition Groups_16 | Steam Turbine Optimization | 0.4284% | 0 | 9.7585 | Industrial_2031_Economic_million_m3_After Competition Groups_Steam Turbine Optimization
Industrial | Ind ¦ Process Optimization (Gas) | 2031 | Economic | million_m3 | After Competition Groups | 8.9846 | 0 | 0 | 2277.9357 | 0.0039442 | 17 | Industrial_2031_Economic_million_m3_After Competition Groups_17 | Process Optimization (Gas) | 0.3944% | 0 | 8.9846 | Industrial_2031_Economic_million_m3_After Competition Groups_Process Optimization (Gas)
Industrial | Ind ¦ HE Stock Tank | 2031 | Economic | million_m3 | After Competition Groups | 8.4594 | 0 | 0 | 2277.9357 | 0.0037136 | 18 | Industrial_2031_Economic_million_m3_After Competition Groups_18 | HE Stock Tank | 0.3714% | 0 | 8.4594 | Industrial_2031_Economic_million_m3_After Competition Groups_HE Stock Tank
Industrial | Ind ¦ Gas Turbine Optimization | 2031 | Economic | million_m3 | After Competition Groups | 7.3189 | 0 | 0 | 2277.9357 | 0.0032129 | 19 | Industrial_2031_Economic_million_m3_After Competition Groups_19 | Gas Turbine Optimization | 0.3213% | 0 | 7.3189 | Industrial_2031_Economic_million_m3_After Competition Groups_Gas Turbine Optimization
Industrial | Ind ¦ Ventilation Optimization (Gas) | 2031 | Economic | million_m3 | After Competition Groups | 4.7572 | 0 | 0 | 2277.9357 | 0.0020884 | 20 | Industrial_2031_Economic_million_m3_After Competition Groups_20 | Ventilation Optimization (Gas) | 0.2088% | 0 | 4.7572 | Industrial_2031_Economic_million_m3_After Competition Groups_Ventilation Optimization (Gas)
Industrial | Ind ¦ Solar Walls | 2031 | Economic | million_m3 | After Competition Groups | 4.6991 | 0 | 0 | 2277.9357 | 0.0020629 | 21 | Industrial_2031_Economic_million_m3_After Competition Groups_21 | Solar Walls | 0.2063% | 0 | 4.6991 | Industrial_2031_Economic_million_m3_After Competition Groups_Solar Walls
Industrial | Ind ¦ HE HVAC Units | 2031 | Economic | million_m3 | After Competition Groups | 1.3809 | 0 | 0 | 2277.9357 | 0.0006062 | 22 | Industrial_2031_Economic_million_m3_After Competition Groups_22 | HE HVAC Units | 0.06062% | 0 | 1.3809 | Industrial_2031_Economic_million_m3_After Competition Groups_HE HVAC Units
Industrial | Ind ¦ Process Heat Recovery (Gas) - HVAC | 2031 | Economic | million_m3 | After Competition Groups | 1.0137 | 0 | 0 | 2277.9357 | 0.00044503 | 23 | Industrial_2031_Economic_million_m3_After Competition Groups_23 | Process Heat Recovery (Gas) - HVAC | 0.0445% | 0 | 1.0137 | Industrial_2031_Economic_million_m3_After Competition Groups_Process Heat Recovery (Gas) - HVAC
Industrial | Ind ¦ Insulation - Steam - Direct | 2031 | Economic | million_m3 | After Competition Groups | 0.67583 | 0 | 0 | 2277.9357 | 0.00029669 | 24 | Industrial_2031_Economic_million_m3_After Competition Groups_24 | Insulation - Steam - Direct | 0.02967% | 0 | 0.67583 | Industrial_2031_Economic_million_m3_After Competition Groups_Insulation - Steam - Direct
Industrial | Ind ¦ Insulation - Steam - HVAC | 2031 | Economic | million_m3 | After Competition Groups | 0.14055 | 0 | 0 | 2277.9357 | 6.17e-05 | 25 | Industrial_2031_Economic_million_m3_After Competition Groups_25 | Insulation - Steam - HVAC | 0.00617% | 0 | 0.14055 | Industrial_2031_Economic_million_m3_After Competition Groups_Insulation - Steam - HVAC
Industrial | Ind ¦ Steam Trap Repair | 2031 | Economic | million_m3 | After Competition Groups | 0 | 0 | 0 | 2277.9357 | 0 | 26 | Industrial_2031_Economic_million_m3_After Competition Groups_26 | Steam Trap Repair | 0% | 0 | 0 | Industrial_2031_Economic_million_m3_After Competition Groups_Steam Trap Repair
Industrial | Ind ¦ Process Heat Improvements | 2031 | SC A | million_m3 | After Competition Groups | 161.5816 | 6074282.6807 | 6.0743 | 611.8504 | 0.26409 | 1 | Industrial_2031_SC A_million_m3_After Competition Groups_1 | Process Heat Improvements | 26.41% | 6.0743 | 161.5816 | Industrial_2031_SC A_million_m3_After Competition Groups_Process Heat Improvements
Industrial | Ind ¦ Boiler Upgrade | 2031 | SC A | million_m3 | After Competition Groups | 158.419 | 4113745.9225 | 4.1137 | 611.8504 | 0.25892 | 2 | Industrial_2031_SC A_million_m3_After Competition Groups_2 | Boiler Upgrade | 25.89% | 4.1137 | 158.419 | Industrial_2031_SC A_million_m3_After Competition Groups_Boiler Upgrade
Industrial | Ind ¦ Recommissioning | 2031 | SC A | million_m3 | After Competition Groups | 75.0508 | 1176427.6591 | 1.1764 | 611.8504 | 0.12266 | 3 | Industrial_2031_SC A_million_m3_After Competition Groups_3 | Recommissioning | 12.27% | 1.1764 | 75.0508 | Industrial_2031_SC A_million_m3_After Competition Groups_Recommissioning
Industrial | Ind ¦ Greenhouse Envelope Improvements | 2031 | SC A | million_m3 | After Competition Groups | 53.1064 | 368073.4892 | 0.36807 | 611.8504 | 0.086796 | 4 | Industrial_2031_SC A_million_m3_After Competition Groups_4 | Greenhouse Envelope Improvements | 8.68% | 0.36807 | 53.1064 | Industrial_2031_SC A_million_m3_After Competition Groups_Greenhouse Envelope Improvements
Industrial | Ind ¦ Improved Controls -Process Heating Gas | 2031 | SC A | million_m3 | After Competition Groups | 48.0666 | 1629589.2598 | 1.6296 | 611.8504 | 0.078559 | 5 | Industrial_2031_SC A_million_m3_After Competition Groups_5 | Improved Controls -Process Heating Gas | 7.856% | 1.6296 | 48.0666 | Industrial_2031_SC A_million_m3_After Competition Groups_Improved Controls -Process Heating Gas
Industrial | Ind ¦ Process Heat Recovery (Gas) | 2031 | SC A | million_m3 | After Competition Groups | 37.8566 | 805955.4554 | 0.80596 | 611.8504 | 0.061872 | 6 | Industrial_2031_SC A_million_m3_After Competition Groups_6 | Process Heat Recovery (Gas) | 6.187% | 0.80596 | 37.8566 | Industrial_2031_SC A_million_m3_After Competition Groups_Process Heat Recovery (Gas)
Industrial | Ind ¦ Insulation - Steam | 2031 | SC A | million_m3 | After Competition Groups | 16.6038 | 696651.9099 | 0.69665 | 611.8504 | 0.027137 | 7 | Industrial_2031_SC A_million_m3_After Competition Groups_7 | Insulation - Steam | 2.714% | 0.69665 | 16.6038 | Industrial_2031_SC A_million_m3_After Competition Groups_Insulation - Steam
Industrial | Ind ¦ Direct Contact Water Heaters | 2031 | SC A | million_m3 | After Competition Groups | 12.0214 | 0 | 0 | 611.8504 | 0.019648 | 8 | Industrial_2031_SC A_million_m3_After Competition Groups_8 | Direct Contact Water Heaters | 1.965% | 0 | 12.0214 | Industrial_2031_SC A_million_m3_After Competition Groups_Direct Contact Water Heaters
Industrial | Ind ¦ Insulation - Steam (AG) | 2031 | SC A | million_m3 | After Competition Groups | 8.6534 | 359625.4727 | 0.35963 | 611.8504 | 0.014143 | 9 | Industrial_2031_SC A_million_m3_After Competition Groups_9 | Insulation - Steam (AG) | 1.414% | 0.35963 | 8.6534 | Industrial_2031_SC A_million_m3_After Competition Groups_Insulation - Steam (AG)
Industrial | Ind ¦ Steam Turbine Optimization | 2031 | SC A | million_m3 | After Competition Groups | 7.3608 | 177645.0841 | 0.17765 | 611.8504 | 0.01203 | 10 | Industrial_2031_SC A_million_m3_After Competition Groups_10 | Steam Turbine Optimization | 1.203% | 0.17765 | 7.3608 | Industrial_2031_SC A_million_m3_After Competition Groups_Steam Turbine Optimization
Industrial | Ind ¦ High Efficiency HVAC Fans (Gas) | 2031 | SC A | million_m3 | After Competition Groups | 7.2306 | 181782.5211 | 0.18178 | 611.8504 | 0.011818 | 11 | Industrial_2031_SC A_million_m3_After Competition Groups_11 | High Efficiency HVAC Fans (Gas) | 1.182% | 0.18178 | 7.2306 | Industrial_2031_SC A_million_m3_After Competition Groups_High Efficiency HVAC Fans (Gas)
Industrial | Ind ¦ High Efficiency Burners | 2031 | SC A | million_m3 | After Competition Groups | 6.821 | 264862.8282 | 0.26486 | 611.8504 | 0.011148 | 12 | Industrial_2031_SC A_million_m3_After Competition Groups_12 | High Efficiency Burners | 1.115% | 0.26486 | 6.821 | Industrial_2031_SC A_million_m3_After Competition Groups_High Efficiency Burners
Industrial | Ind ¦ Gas Turbine Optimization | 2031 | SC A | million_m3 | After Competition Groups | 5.4271 | 113848.3781 | 0.11385 | 611.8504 | 0.0088699 | 13 | Industrial_2031_SC A_million_m3_After Competition Groups_13 | Gas Turbine Optimization | 0.887% | 0.11385 | 5.4271 | Industrial_2031_SC A_million_m3_After Competition Groups_Gas Turbine Optimization
Industrial | Ind ¦ Air Compressor Heat Recovery | 2031 | SC A | million_m3 | After Competition Groups | 4.4014 | 127994.2682 | 0.12799 | 611.8504 | 0.0071936 | 14 | Industrial_2031_SC A_million_m3_After Competition Groups_14 | Air Compressor Heat Recovery | 0.7194% | 0.12799 | 4.4014 | Industrial_2031_SC A_million_m3_After Competition Groups_Air Compressor Heat Recovery
Industrial | Ind ¦ Ventilation Optimization (Gas) | 2031 | SC A | million_m3 | After Competition Groups | 3.9453 | 0 | 0 | 611.8504 | 0.0064481 | 15 | Industrial_2031_SC A_million_m3_After Competition Groups_15 | Ventilation Optimization (Gas) | 0.6448% | 0 | 3.9453 | Industrial_2031_SC A_million_m3_After Competition Groups_Ventilation Optimization (Gas)
Industrial | Ind ¦ HE Stock Tank | 2031 | SC A | million_m3 | After Competition Groups | 2.4836 | 101074.0314 | 0.10107 | 611.8504 | 0.0040592 | 16 | Industrial_2031_SC A_million_m3_After Competition Groups_16 | HE Stock Tank | 0.4059% | 0.10107 | 2.4836 | Industrial_2031_SC A_million_m3_After Competition Groups_HE Stock Tank
Industrial | Ind ¦ Process Optimization (Gas) | 2031 | SC A | million_m3 | After Competition Groups | 1.5309 | 67245.6611 | 0.067246 | 611.8504 | 0.0025021 | 17 | Industrial_2031_SC A_million_m3_After Competition Groups_17 | Process Optimization (Gas) | 0.2502% | 0.067246 | 1.5309 | Industrial_2031_SC A_million_m3_After Competition Groups_Process Optimization (Gas)
Industrial | Ind ¦ VAV Conversion Project (Gas) | 2031 | SC A | million_m3 | After Competition Groups | 0.48169 | 0 | 0 | 611.8504 | 0.00078727 | 18 | Industrial_2031_SC A_million_m3_After Competition Groups_18 | VAV Conversion Project (Gas) | 0.07873% | 0 | 0.48169 | Industrial_2031_SC A_million_m3_After Competition Groups_VAV Conversion Project (Gas)
Industrial | Ind ¦ HE HVAC Controls | 2031 | SC A | million_m3 | After Competition Groups | 0.32148 | 0 | 0 | 611.8504 | 0.00052542 | 19 | Industrial_2031_SC A_million_m3_After Competition Groups_19 | HE HVAC Controls | 0.05254% | 0 | 0.32148 | Industrial_2031_SC A_million_m3_After Competition Groups_HE HVAC Controls
Industrial | Ind ¦ Insulation - Steam - Direct | 2031 | SC A | million_m3 | After Competition Groups | 0.25046 | 10557.5061 | 0.010558 | 611.8504 | 0.00040935 | 20 | Industrial_2031_SC A_million_m3_After Competition Groups_20 | Insulation - Steam - Direct | 0.04094% | 0.010558 | 0.25046 | Industrial_2031_SC A_million_m3_After Competition Groups_Insulation - Steam - Direct
Industrial | Ind ¦ Process Heat Recovery (Gas) - HVAC | 2031 | SC A | million_m3 | After Competition Groups | 0.15322 | 3379.9717 | 0.00338 | 611.8504 | 0.00025042 | 21 | Industrial_2031_SC A_million_m3_After Competition Groups_21 | Process Heat Recovery (Gas) - HVAC | 0.02504% | 0.00338 | 0.15322 | Industrial_2031_SC A_million_m3_After Competition Groups_Process Heat Recovery (Gas) - HVAC
Industrial | Ind ¦ Insulation - Steam - HVAC | 2031 | SC A | million_m3 | After Competition Groups | 0.06189 | 2572.2416 | 0.0025722 | 611.8504 | 0.00010115 | 22 | Industrial_2031_SC A_million_m3_After Competition Groups_22 | Insulation - Steam - HVAC | 0.01012% | 0.0025722 | 0.06189 | Industrial_2031_SC A_million_m3_After Competition Groups_Insulation - Steam - HVAC
Industrial | Ind ¦ HE HVAC Units | 2031 | SC A | million_m3 | After Competition Groups | 0.016983 | 0 | 0 | 611.8504 | 2.7757e-05 | 23 | Industrial_2031_SC A_million_m3_After Competition Groups_23 | HE HVAC Units | 0.002776% | 0 | 0.016983 | Industrial_2031_SC A_million_m3_After Competition Groups_HE HVAC Units
Industrial | Ind ¦ Solar Walls | 2031 | SC A | million_m3 | After Competition Groups | 0.0041882 | 0 | 0 | 611.8504 | 6.8452e-06 | 24 | Industrial_2031_SC A_million_m3_After Competition Groups_24 | Solar Walls | 0.0006845% | 0 | 0.0041882 | Industrial_2031_SC A_million_m3_After Competition Groups_Solar Walls
Industrial | Ind ¦ High Efficiency Furnaces | 2031 | SC A | million_m3 | After Competition Groups | 0.00019072 | 0 | 0 | 611.8504 | 3.1171e-07 | 25 | Industrial_2031_SC A_million_m3_After Competition Groups_25 | High Efficiency Furnaces | 3.117e-05% | 0 | 0.00019072 | Industrial_2031_SC A_million_m3_After Competition Groups_High Efficiency Furnaces
Industrial | Ind ¦ Steam Trap Repair | 2031 | SC A | million_m3 | After Competition Groups | 0 | 0 | 0 | 611.8504 | 0 | 26 | Industrial_2031_SC A_million_m3_After Competition Groups_26 | Steam Trap Repair | 0% | 0 | 0 | Industrial_2031_SC A_million_m3_After Competition Groups_Steam Trap Repair
Industrial | Ind ¦ Process Heat Improvements | 2031 | SC B | million_m3 | After Competition Groups | 504.1822 | 45789322.1102 | 45.7893 | 1631.9781 | 0.30894 | 1 | Industrial_2031_SC B_million_m3_After Competition Groups_1 | Process Heat Improvements | 30.89% | 45.7893 | 504.1822 | Industrial_2031_SC B_million_m3_After Competition Groups_Process Heat Improvements
Industrial | Ind ¦ Boiler Upgrade | 2031 | SC B | million_m3 | After Competition Groups | 244.4863 | 25906652.9662 | 25.9067 | 1631.9781 | 0.14981 | 2 | Industrial_2031_SC B_million_m3_After Competition Groups_2 | Boiler Upgrade | 14.98% | 25.9067 | 244.4863 | Industrial_2031_SC B_million_m3_After Competition Groups_Boiler Upgrade
Industrial | Ind ¦ Process Heat Recovery (Gas) | 2031 | SC B | million_m3 | After Competition Groups | 241.519 | 22231388.9703 | 22.2314 | 1631.9781 | 0.14799 | 3 | Industrial_2031_SC B_million_m3_After Competition Groups_3 | Process Heat Recovery (Gas) | 14.8% | 22.2314 | 241.519 | Industrial_2031_SC B_million_m3_After Competition Groups_Process Heat Recovery (Gas)
Industrial | Ind ¦ Recommissioning | 2031 | SC B | million_m3 | After Competition Groups | 175.2933 | 6092875.9797 | 6.0929 | 1631.9781 | 0.10741 | 4 | Industrial_2031_SC B_million_m3_After Competition Groups_4 | Recommissioning | 10.74% | 6.0929 | 175.2933 | Industrial_2031_SC B_million_m3_After Competition Groups_Recommissioning
Industrial | Ind ¦ Improved Controls -Process Heating Gas | 2031 | SC B | million_m3 | After Competition Groups | 110.5727 | 5387522.2925 | 5.3875 | 1631.9781 | 0.067754 | 5 | Industrial_2031_SC B_million_m3_After Competition Groups_5 | Improved Controls -Process Heating Gas | 6.775% | 5.3875 | 110.5727 | Industrial_2031_SC B_million_m3_After Competition Groups_Improved Controls -Process Heating Gas
Industrial | Ind ¦ High Efficiency Burners | 2031 | SC B | million_m3 | After Competition Groups | 95.7388 | 13529932.9673 | 13.5299 | 1631.9781 | 0.058664 | 6 | Industrial_2031_SC B_million_m3_After Competition Groups_6 | High Efficiency Burners | 5.866% | 13.5299 | 95.7388 | Industrial_2031_SC B_million_m3_After Competition Groups_High Efficiency Burners
Industrial | Ind ¦ Greenhouse Envelope Improvements | 2031 | SC B | million_m3 | After Competition Groups | 68.4504 | 341558.0426 | 0.34156 | 1631.9781 | 0.041943 | 7 | Industrial_2031_SC B_million_m3_After Competition Groups_7 | Greenhouse Envelope Improvements | 4.194% | 0.34156 | 68.4504 | Industrial_2031_SC B_million_m3_After Competition Groups_Greenhouse Envelope Improvements
Industrial | Ind ¦ Insulation - Steam | 2031 | SC B | million_m3 | After Competition Groups | 33.7338 | 869086.1288 | 0.86909 | 1631.9781 | 0.02067 | 8 | Industrial_2031_SC B_million_m3_After Competition Groups_8 | Insulation - Steam | 2.067% | 0.86909 | 33.7338 | Industrial_2031_SC B_million_m3_After Competition Groups_Insulation - Steam
Industrial | Ind ¦ High Efficiency HVAC Fans (Gas) | 2031 | SC B | million_m3 | After Competition Groups | 29.5772 | 2883775.9103 | 2.8838 | 1631.9781 | 0.018124 | 9 | Industrial_2031_SC B_million_m3_After Competition Groups_9 | High Efficiency HVAC Fans (Gas) | 1.812% | 2.8838 | 29.5772 | Industrial_2031_SC B_million_m3_After Competition Groups_High Efficiency HVAC Fans (Gas)
Industrial | Ind ¦ VAV Conversion Project (Gas) | 2031 | SC B | million_m3 | After Competition Groups | 28.2938 | 4301314.0211 | 4.3013 | 1631.9781 | 0.017337 | 10 | Industrial_2031_SC B_million_m3_After Competition Groups_10 | VAV Conversion Project (Gas) | 1.734% | 4.3013 | 28.2938 | Industrial_2031_SC B_million_m3_After Competition Groups_VAV Conversion Project (Gas)
Industrial | Ind ¦ HE HVAC Controls | 2031 | SC B | million_m3 | After Competition Groups | 19.8256 | 2890555.6133 | 2.8906 | 1631.9781 | 0.012148 | 11 | Industrial_2031_SC B_million_m3_After Competition Groups_11 | HE HVAC Controls | 1.215% | 2.8906 | 19.8256 | Industrial_2031_SC B_million_m3_After Competition Groups_HE HVAC Controls
Industrial | Ind ¦ Direct Contact Water Heaters | 2031 | SC B | million_m3 | After Competition Groups | 19.7273 | 0 | 0 | 1631.9781 | 0.012088 | 12 | Industrial_2031_SC B_million_m3_After Competition Groups_12 | Direct Contact Water Heaters | 1.209% | 0 | 19.7273 | Industrial_2031_SC B_million_m3_After Competition Groups_Direct Contact Water Heaters
Industrial | Ind ¦ Insulation - Steam (AG) | 2031 | SC B | million_m3 | After Competition Groups | 16.6945 | 376858.5904 | 0.37686 | 1631.9781 | 0.01023 | 13 | Industrial_2031_SC B_million_m3_After Competition Groups_13 | Insulation - Steam (AG) | 1.023% | 0.37686 | 16.6945 | Industrial_2031_SC B_million_m3_After Competition Groups_Insulation - Steam (AG)
Industrial | Ind ¦ Air Compressor Heat Recovery | 2031 | SC B | million_m3 | After Competition Groups | 12.4834 | 750556.1424 | 0.75056 | 1631.9781 | 0.0076493 | 14 | Industrial_2031_SC B_million_m3_After Competition Groups_14 | Air Compressor Heat Recovery | 0.7649% | 0.75056 | 12.4834 | Industrial_2031_SC B_million_m3_After Competition Groups_Air Compressor Heat Recovery
Industrial | Ind ¦ Steam Turbine Optimization | 2031 | SC B | million_m3 | After Competition Groups | 7.6529 | 605256.4023 | 0.60526 | 1631.9781 | 0.0046893 | 15 | Industrial_2031_SC B_million_m3_After Competition Groups_15 | Steam Turbine Optimization | 0.4689% | 0.60526 | 7.6529 | Industrial_2031_SC B_million_m3_After Competition Groups_Steam Turbine Optimization
Industrial | Ind ¦ Gas Turbine Optimization | 2031 | SC B | million_m3 | After Competition Groups | 5.7397 | 453942.3017 | 0.45394 | 1631.9781 | 0.003517 | 16 | Industrial_2031_SC B_million_m3_After Competition Groups_16 | Gas Turbine Optimization | 0.3517% | 0.45394 | 5.7397 | Industrial_2031_SC B_million_m3_After Competition Groups_Gas Turbine Optimization
Industrial | Ind ¦ HE Stock Tank | 2031 | SC B | million_m3 | After Competition Groups | 5.2211 | 182000.2377 | 0.182 | 1631.9781 | 0.0031993 | 17 | Industrial_2031_SC B_million_m3_After Competition Groups_17 | HE Stock Tank | 0.3199% | 0.182 | 5.2211 | Industrial_2031_SC B_million_m3_After Competition Groups_HE Stock Tank
Industrial | Ind ¦ Ventilation Optimization (Gas) | 2031 | SC B | million_m3 | After Competition Groups | 3.9453 | 0 | 0 | 1631.9781 | 0.0024175 | 18 | Industrial_2031_SC B_million_m3_After Competition Groups_18 | Ventilation Optimization (Gas) | 0.2417% | 0 | 3.9453 | Industrial_2031_SC B_million_m3_After Competition Groups_Ventilation Optimization (Gas)
Industrial | Ind ¦ Solar Walls | 2031 | SC B | million_m3 | After Competition Groups | 3.8165 | 982522.1392 | 0.98252 | 1631.9781 | 0.0023385 | 19 | Industrial_2031_SC B_million_m3_After Competition Groups_19 | Solar Walls | 0.2339% | 0.98252 | 3.8165 | Industrial_2031_SC B_million_m3_After Competition Groups_Solar Walls
Industrial | Ind ¦ Process Optimization (Gas) | 2031 | SC B | million_m3 | After Competition Groups | 1.5309 | 113232.7803 | 0.11323 | 1631.9781 | 0.00093808 | 20 | Industrial_2031_SC B_million_m3_After Competition Groups_20 | Process Optimization (Gas) | 0.09381% | 0.11323 | 1.5309 | Industrial_2031_SC B_million_m3_After Competition Groups_Process Optimization (Gas)
Industrial | Ind ¦ HE HVAC Units | 2031 | SC B | million_m3 | After Competition Groups | 1.1176 | 177000.7272 | 0.177 | 1631.9781 | 0.0006848 | 21 | Industrial_2031_SC B_million_m3_After Competition Groups_21 | HE HVAC Units | 0.06848% | 0.177 | 1.1176 | Industrial_2031_SC B_million_m3_After Competition Groups_HE HVAC Units
Industrial | Ind ¦ High Efficiency Furnaces | 2031 | SC B | million_m3 | After Competition Groups | 0.86821 | 5084070.5979 | 5.0841 | 1631.9781 | 0.000532 | 22 | Industrial_2031_SC B_million_m3_After Competition Groups_22 | High Efficiency Furnaces | 0.0532% | 5.0841 | 0.86821 | Industrial_2031_SC B_million_m3_After Competition Groups_High Efficiency Furnaces
Industrial | Ind ¦ Process Heat Recovery (Gas) - HVAC | 2031 | SC B | million_m3 | After Competition Groups | 0.86117 | 67114.6055 | 0.067115 | 1631.9781 | 0.00052769 | 23 | Industrial_2031_SC B_million_m3_After Competition Groups_23 | Process Heat Recovery (Gas) - HVAC | 0.05277% | 0.067115 | 0.86117 | Industrial_2031_SC B_million_m3_After Competition Groups_Process Heat Recovery (Gas) - HVAC
Industrial | Ind ¦ Insulation - Steam - Direct | 2031 | SC B | million_m3 | After Competition Groups | 0.52696 | 14716.1653 | 0.014716 | 1631.9781 | 0.00032289 | 24 | Industrial_2031_SC B_million_m3_After Competition Groups_24 | Insulation - Steam - Direct | 0.03229% | 0.014716 | 0.52696 | Industrial_2031_SC B_million_m3_After Competition Groups_Insulation - Steam - Direct
Industrial | Ind ¦ Insulation - Steam - HVAC | 2031 | SC B | million_m3 | After Competition Groups | 0.1194 | 2695.25 | 0.0026952 | 1631.9781 | 7.3161e-05 | 25 | Industrial_2031_SC B_million_m3_After Competition Groups_25 | Insulation - Steam - HVAC | 0.007316% | 0.0026952 | 0.1194 | Industrial_2031_SC B_million_m3_After Competition Groups_Insulation - Steam - HVAC
Industrial | Ind ¦ Steam Trap Repair | 2031 | SC B | million_m3 | After Competition Groups | 0 | 0 | 0 | 1631.9781 | 0 | 26 | Industrial_2031_SC B_million_m3_After Competition Groups_26 | Steam Trap Repair | 0% | 0 | 0 | Industrial_2031_SC B_million_m3_After Competition Groups_Steam Trap Repair
Industrial | Ind ¦ Boiler Upgrade | 2031 | SC C | million_m3 | After Competition Groups | 244.4863 | 21117133.7625 | 21.1171 | 917.1237 | 0.26658 | 1 | Industrial_2031_SC C_million_m3_After Competition Groups_1 | Boiler Upgrade | 26.66% | 21.1171 | 244.4863 | Industrial_2031_SC C_million_m3_After Competition Groups_Boiler Upgrade
Industrial | Ind ¦ Process Heat Improvements | 2031 | SC C | million_m3 | After Competition Groups | 241.9428 | 34722308.1506 | 34.7223 | 917.1237 | 0.26381 | 2 | Industrial_2031_SC C_million_m3_After Competition Groups_2 | Process Heat Improvements | 26.38% | 34.7223 | 241.9428 | Industrial_2031_SC C_million_m3_After Competition Groups_Process Heat Improvements
Industrial | Ind ¦ Process Heat Recovery (Gas) | 2031 | SC C | million_m3 | After Competition Groups | 116.5475 | 18983731.4043 | 18.9837 | 917.1237 | 0.12708 | 3 | Industrial_2031_SC C_million_m3_After Competition Groups_3 | Process Heat Recovery (Gas) | 12.71% | 18.9837 | 116.5475 | Industrial_2031_SC C_million_m3_After Competition Groups_Process Heat Recovery (Gas)
Industrial | Ind ¦ Recommissioning | 2031 | SC C | million_m3 | After Competition Groups | 85.2539 | 5115328.5097 | 5.1153 | 917.1237 | 0.092958 | 4 | Industrial_2031_SC C_million_m3_After Competition Groups_4 | Recommissioning | 9.296% | 5.1153 | 85.2539 | Industrial_2031_SC C_million_m3_After Competition Groups_Recommissioning
Industrial | Ind ¦ Improved Controls -Process Heating Gas | 2031 | SC C | million_m3 | After Competition Groups | 53.6579 | 4702341.8737 | 4.7023 | 917.1237 | 0.058507 | 5 | Industrial_2031_SC C_million_m3_After Competition Groups_5 | Improved Controls -Process Heating Gas | 5.851% | 4.7023 | 53.6579 | Industrial_2031_SC C_million_m3_After Competition Groups_Improved Controls -Process Heating Gas
Industrial | Ind ¦ Greenhouse Envelope Improvements | 2031 | SC C | million_m3 | After Competition Groups | 53.1064 | 368073.4892 | 0.36807 | 917.1237 | 0.057905 | 6 | Industrial_2031_SC C_million_m3_After Competition Groups_6 | Greenhouse Envelope Improvements | 5.791% | 0.36807 | 53.1064 | Industrial_2031_SC C_million_m3_After Competition Groups_Greenhouse Envelope Improvements
Industrial | Ind ¦ High Efficiency Burners | 2031 | SC C | million_m3 | After Competition Groups | 41.0442 | 7618345.7265 | 7.6183 | 917.1237 | 0.044753 | 7 | Industrial_2031_SC C_million_m3_After Competition Groups_7 | High Efficiency Burners | 4.475% | 7.6183 | 41.0442 | Industrial_2031_SC C_million_m3_After Competition Groups_High Efficiency Burners
Industrial | Ind ¦ Insulation - Steam | 2031 | SC C | million_m3 | After Competition Groups | 16.6533 | 801749.6443 | 0.80175 | 917.1237 | 0.018158 | 8 | Industrial_2031_SC C_million_m3_After Competition Groups_8 | Insulation - Steam | 1.816% | 0.80175 | 16.6533 | Industrial_2031_SC C_million_m3_After Competition Groups_Insulation - Steam
Industrial | Ind ¦ High Efficiency HVAC Fans (Gas) | 2031 | SC C | million_m3 | After Competition Groups | 13.0176 | 1644283.4488 | 1.6443 | 917.1237 | 0.014194 | 9 | Industrial_2031_SC C_million_m3_After Competition Groups_9 | High Efficiency HVAC Fans (Gas) | 1.419% | 1.6443 | 13.0176 | Industrial_2031_SC C_million_m3_After Competition Groups_High Efficiency HVAC Fans (Gas)
Industrial | Ind ¦ Direct Contact Water Heaters | 2031 | SC C | million_m3 | After Competition Groups | 12.0214 | 0 | 0 | 917.1237 | 0.013108 | 10 | Industrial_2031_SC C_million_m3_After Competition Groups_10 | Direct Contact Water Heaters | 1.311% | 0 | 12.0214 | Industrial_2031_SC C_million_m3_After Competition Groups_Direct Contact Water Heaters
Industrial | Ind ¦ Insulation - Steam (AG) | 2031 | SC C | million_m3 | After Competition Groups | 8.6792 | 413848.2135 | 0.41385 | 917.1237 | 0.0094635 | 11 | Industrial_2031_SC C_million_m3_After Competition Groups_11 | Insulation - Steam (AG) | 0.9463% | 0.41385 | 8.6792 | Industrial_2031_SC C_million_m3_After Competition Groups_Insulation - Steam (AG)
Industrial | Ind ¦ Steam Turbine Optimization | 2031 | SC C | million_m3 | After Competition Groups | 7.6529 | 605316.934 | 0.60532 | 917.1237 | 0.0083445 | 12 | Industrial_2031_SC C_million_m3_After Competition Groups_12 | Steam Turbine Optimization | 0.8344% | 0.60532 | 7.6529 | Industrial_2031_SC C_million_m3_After Competition Groups_Steam Turbine Optimization
Industrial | Ind ¦ Air Compressor Heat Recovery | 2031 | SC C | million_m3 | After Competition Groups | 6.2249 | 715084.4204 | 0.71508 | 917.1237 | 0.0067874 | 13 | Industrial_2031_SC C_million_m3_After Competition Groups_13 | Air Compressor Heat Recovery | 0.6787% | 0.71508 | 6.2249 | Industrial_2031_SC C_million_m3_After Competition Groups_Air Compressor Heat Recovery
Industrial | Ind ¦ Gas Turbine Optimization | 2031 | SC C | million_m3 | After Competition Groups | 5.7397 | 449306.4483 | 0.44931 | 917.1237 | 0.0062583 | 14 | Industrial_2031_SC C_million_m3_After Competition Groups_14 | Gas Turbine Optimization | 0.6258% | 0.44931 | 5.7397 | Industrial_2031_SC C_million_m3_After Competition Groups_Gas Turbine Optimization
Industrial | Ind ¦ Ventilation Optimization (Gas) | 2031 | SC C | million_m3 | After Competition Groups | 3.9453 | 0 | 0 | 917.1237 | 0.0043018 | 15 | Industrial_2031_SC C_million_m3_After Competition Groups_15 | Ventilation Optimization (Gas) | 0.4302% | 0 | 3.9453 | Industrial_2031_SC C_million_m3_After Competition Groups_Ventilation Optimization (Gas)
Industrial | Ind ¦ HE Stock Tank | 2031 | SC C | million_m3 | After Competition Groups | 2.5055 | 136854.5326 | 0.13685 | 917.1237 | 0.0027319 | 16 | Industrial_2031_SC C_million_m3_After Competition Groups_16 | HE Stock Tank | 0.2732% | 0.13685 | 2.5055 | Industrial_2031_SC C_million_m3_After Competition Groups_HE Stock Tank
Industrial | Ind ¦ Process Optimization (Gas) | 2031 | SC C | million_m3 | After Competition Groups | 1.5309 | 113244.1047 | 0.11324 | 917.1237 | 0.0016693 | 17 | Industrial_2031_SC C_million_m3_After Competition Groups_17 | Process Optimization (Gas) | 0.1669% | 0.11324 | 1.5309 | Industrial_2031_SC C_million_m3_After Competition Groups_Process Optimization (Gas)
Industrial | Ind ¦ VAV Conversion Project (Gas) | 2031 | SC C | million_m3 | After Competition Groups | 1.5213 | 208504.2044 | 0.2085 | 917.1237 | 0.0016588 | 18 | Industrial_2031_SC C_million_m3_After Competition Groups_18 | VAV Conversion Project (Gas) | 0.1659% | 0.2085 | 1.5213 | Industrial_2031_SC C_million_m3_After Competition Groups_VAV Conversion Project (Gas)
Industrial | Ind ¦ HE HVAC Controls | 2031 | SC C | million_m3 | After Competition Groups | 0.77666 | 87132.4899 | 0.087132 | 917.1237 | 0.00084685 | 19 | Industrial_2031_SC C_million_m3_After Competition Groups_19 | HE HVAC Controls | 0.08468% | 0.087132 | 0.77666 | Industrial_2031_SC C_million_m3_After Competition Groups_HE HVAC Controls
Industrial | Ind ¦ Process Heat Recovery (Gas) - HVAC | 2031 | SC C | million_m3 | After Competition Groups | 0.44397 | 71551.9031 | 0.071552 | 917.1237 | 0.00048409 | 20 | Industrial_2031_SC C_million_m3_After Competition Groups_20 | Process Heat Recovery (Gas) - HVAC | 0.04841% | 0.071552 | 0.44397 | Industrial_2031_SC C_million_m3_After Competition Groups_Process Heat Recovery (Gas) - HVAC
Industrial | Ind ¦ Insulation - Steam - Direct | 2031 | SC C | million_m3 | After Competition Groups | 0.2512 | 12148.5774 | 0.012149 | 917.1237 | 0.0002739 | 21 | Industrial_2031_SC C_million_m3_After Competition Groups_21 | Insulation - Steam - Direct | 0.02739% | 0.012149 | 0.2512 | Industrial_2031_SC C_million_m3_After Competition Groups_Insulation - Steam - Direct
Industrial | Ind ¦ Insulation - Steam - HVAC | 2031 | SC C | million_m3 | After Competition Groups | 0.062073 | 2959.796 | 0.0029598 | 917.1237 | 6.7682e-05 | 22 | Industrial_2031_SC C_million_m3_After Competition Groups_22 | Insulation - Steam - HVAC | 0.006768% | 0.0029598 | 0.062073 | Industrial_2031_SC C_million_m3_After Competition Groups_Insulation - Steam - HVAC
Industrial | Ind ¦ HE HVAC Units | 2031 | SC C | million_m3 | After Competition Groups | 0.040821 | 4543.5942 | 0.0045436 | 917.1237 | 4.4509e-05 | 23 | Industrial_2031_SC C_million_m3_After Competition Groups_23 | HE HVAC Units | 0.004451% | 0.0045436 | 0.040821 | Industrial_2031_SC C_million_m3_After Competition Groups_HE HVAC Units
Industrial | Ind ¦ Solar Walls | 2031 | SC C | million_m3 | After Competition Groups | 0.016385 | 2086.6698 | 0.0020867 | 917.1237 | 1.7866e-05 | 24 | Industrial_2031_SC C_million_m3_After Competition Groups_24 | Solar Walls | 0.001787% | 0.0020867 | 0.016385 | Industrial_2031_SC C_million_m3_After Competition Groups_Solar Walls
Industrial | Ind ¦ High Efficiency Furnaces | 2031 | SC C | million_m3 | After Competition Groups | 0.0014301 | 2128.8304 | 0.0021288 | 917.1237 | 1.5594e-06 | 25 | Industrial_2031_SC C_million_m3_After Competition Groups_25 | High Efficiency Furnaces | 0.0001559% | 0.0021288 | 0.0014301 | Industrial_2031_SC C_million_m3_After Competition Groups_High Efficiency Furnaces
Industrial | Ind ¦ Steam Trap Repair | 2031 | SC C | million_m3 | After Competition Groups | 0 | 0 | 0 | 917.1237 | 0 | 26 | Industrial_2031_SC C_million_m3_After Competition Groups_26 | Steam Trap Repair | 0% | 0 | 0 | Industrial_2031_SC C_million_m3_After Competition Groups_Steam Trap Repair
Industrial | Ind ¦ Process Heat Improvements | 2031 | Technical | million_m3 | After Competition Groups | 812.3735 | 0 | 0 | 2400.2315 | 0.33846 | 1 | Industrial_2031_Technical_million_m3_After Competition Groups_1 | Process Heat Improvements | 33.85% | 0 | 812.3735 | Industrial_2031_Technical_million_m3_After Competition Groups_Process Heat Improvements
Industrial | Ind ¦ Boiler Upgrade | 2031 | Technical | million_m3 | After Competition Groups | 309.8273 | 0 | 0 | 2400.2315 | 0.12908 | 2 | Industrial_2031_Technical_million_m3_After Competition Groups_2 | Boiler Upgrade | 12.91% | 0 | 309.8273 | Industrial_2031_Technical_million_m3_After Competition Groups_Boiler Upgrade
Industrial | Ind ¦ Process Heat Recovery (Gas) | 2031 | Technical | million_m3 | After Competition Groups | 303.3321 | 0 | 0 | 2400.2315 | 0.12638 | 3 | Industrial_2031_Technical_million_m3_After Competition Groups_3 | Process Heat Recovery (Gas) | 12.64% | 0 | 303.3321 | Industrial_2031_Technical_million_m3_After Competition Groups_Process Heat Recovery (Gas)
Industrial | Ind ¦ Recommissioning | 2031 | Technical | million_m3 | After Competition Groups | 218.3228 | 0 | 0 | 2400.2315 | 0.090959 | 4 | Industrial_2031_Technical_million_m3_After Competition Groups_4 | Recommissioning | 9.096% | 0 | 218.3228 | Industrial_2031_Technical_million_m3_After Competition Groups_Recommissioning
Industrial | Ind ¦ High Efficiency Burners | 2031 | Technical | million_m3 | After Competition Groups | 153.3174 | 0 | 0 | 2400.2315 | 0.063876 | 5 | Industrial_2031_Technical_million_m3_After Competition Groups_5 | High Efficiency Burners | 6.388% | 0 | 153.3174 | Industrial_2031_Technical_million_m3_After Competition Groups_High Efficiency Burners
Industrial | Ind ¦ Improved Controls -Process Heating Gas | 2031 | Technical | million_m3 | After Competition Groups | 139.1832 | 0 | 0 | 2400.2315 | 0.057987 | 6 | Industrial_2031_Technical_million_m3_After Competition Groups_6 | Improved Controls -Process Heating Gas | 5.799% | 0 | 139.1832 | Industrial_2031_Technical_million_m3_After Competition Groups_Improved Controls -Process Heating Gas
Industrial | Ind ¦ Greenhouse Envelope Improvements | 2031 | Technical | million_m3 | After Competition Groups | 83.6276 | 0 | 0 | 2400.2315 | 0.034841 | 7 | Industrial_2031_Technical_million_m3_After Competition Groups_7 | Greenhouse Envelope Improvements | 3.484% | 0 | 83.6276 | Industrial_2031_Technical_million_m3_After Competition Groups_Greenhouse Envelope Improvements
Industrial | Ind ¦ Boiler Tune Up | 2031 | Technical | million_m3 | After Competition Groups | 43.2632 | 0 | 0 | 2400.2315 | 0.018025 | 8 | Industrial_2031_Technical_million_m3_After Competition Groups_8 | Boiler Tune Up | 1.802% | 0 | 43.2632 | Industrial_2031_Technical_million_m3_After Competition Groups_Boiler Tune Up
Industrial | Ind ¦ Insulation - Steam | 2031 | Technical | million_m3 | After Competition Groups | 41.7031 | 0 | 0 | 2400.2315 | 0.017375 | 9 | Industrial_2031_Technical_million_m3_After Competition Groups_9 | Insulation - Steam | 1.737% | 0 | 41.7031 | Industrial_2031_Technical_million_m3_After Competition Groups_Insulation - Steam
Industrial | Ind ¦ High Efficiency HVAC Fans (Gas) | 2031 | Technical | million_m3 | After Competition Groups | 39.2149 | 0 | 0 | 2400.2315 | 0.016338 | 10 | Industrial_2031_Technical_million_m3_After Competition Groups_10 | High Efficiency HVAC Fans (Gas) | 1.634% | 0 | 39.2149 | Industrial_2031_Technical_million_m3_After Competition Groups_High Efficiency HVAC Fans (Gas)
Industrial | Ind ¦ VAV Conversion Project (Gas) | 2031 | Technical | million_m3 | After Competition Groups | 34.8366 | 0 | 0 | 2400.2315 | 0.014514 | 11 | Industrial_2031_Technical_million_m3_After Competition Groups_11 | VAV Conversion Project (Gas) | 1.451% | 0 | 34.8366 | Industrial_2031_Technical_million_m3_After Competition Groups_VAV Conversion Project (Gas)
Industrial | Ind ¦ Direct Contact Water Heaters | 2031 | Technical | million_m3 | After Competition Groups | 27.3057 | 0 | 0 | 2400.2315 | 0.011376 | 12 | Industrial_2031_Technical_million_m3_After Competition Groups_12 | Direct Contact Water Heaters | 1.138% | 0 | 27.3057 | Industrial_2031_Technical_million_m3_After Competition Groups_Direct Contact Water Heaters
Industrial | Ind ¦ Steam Leak Repairs | 2031 | Technical | million_m3 | After Competition Groups | 26.2976 | 0 | 0 | 2400.2315 | 0.010956 | 13 | Industrial_2031_Technical_million_m3_After Competition Groups_13 | Steam Leak Repairs | 1.096% | 0 | 26.2976 | Industrial_2031_Technical_million_m3_After Competition Groups_Steam Leak Repairs
Industrial | Ind ¦ HE HVAC Controls | 2031 | Technical | million_m3 | After Competition Groups | 23.7319 | 0 | 0 | 2400.2315 | 0.0098873 | 14 | Industrial_2031_Technical_million_m3_After Competition Groups_14 | HE HVAC Controls | 0.9887% | 0 | 23.7319 | Industrial_2031_Technical_million_m3_After Competition Groups_HE HVAC Controls
Industrial | Ind ¦ Loading Dock Seals | 2031 | Technical | million_m3 | After Competition Groups | 23.7319 | 0 | 0 | 2400.2315 | 0.0098873 | 15 | Industrial_2031_Technical_million_m3_After Competition Groups_15 | Loading Dock Seals | 0.9887% | 0 | 23.7319 | Industrial_2031_Technical_million_m3_After Competition Groups_Loading Dock Seals
Industrial | Ind ¦ Steam Trap Repair | 2031 | Technical | million_m3 | After Competition Groups | 19.9615 | 0 | 0 | 2400.2315 | 0.0083165 | 16 | Industrial_2031_Technical_million_m3_After Competition Groups_16 | Steam Trap Repair | 0.8317% | 0 | 19.9615 | Industrial_2031_Technical_million_m3_After Competition Groups_Steam Trap Repair
Industrial | Ind ¦ Insulation - Steam (AG) | 2031 | Technical | million_m3 | After Competition Groups | 17.9206 | 0 | 0 | 2400.2315 | 0.0074662 | 17 | Industrial_2031_Technical_million_m3_After Competition Groups_17 | Insulation - Steam (AG) | 0.7466% | 0 | 17.9206 | Industrial_2031_Technical_million_m3_After Competition Groups_Insulation - Steam (AG)
Industrial | Ind ¦ High Efficiency Furnaces | 2031 | Technical | million_m3 | After Competition Groups | 17.6487 | 0 | 0 | 2400.2315 | 0.0073529 | 18 | Industrial_2031_Technical_million_m3_After Competition Groups_18 | High Efficiency Furnaces | 0.7353% | 0 | 17.6487 | Industrial_2031_Technical_million_m3_After Competition Groups_High Efficiency Furnaces
Industrial | Ind ¦ Air Compressor Heat Recovery | 2031 | Technical | million_m3 | After Competition Groups | 15.2876 | 0 | 0 | 2400.2315 | 0.0063692 | 19 | Industrial_2031_Technical_million_m3_After Competition Groups_19 | Air Compressor Heat Recovery | 0.6369% | 0 | 15.2876 | Industrial_2031_Technical_million_m3_After Competition Groups_Air Compressor Heat Recovery
Industrial | Ind ¦ Steam Turbine Optimization | 2031 | Technical | million_m3 | After Competition Groups | 9.7585 | 0 | 0 | 2400.2315 | 0.0040656 | 20 | Industrial_2031_Technical_million_m3_After Competition Groups_20 | Steam Turbine Optimization | 0.4066% | 0 | 9.7585 | Industrial_2031_Technical_million_m3_After Competition Groups_Steam Turbine Optimization
Industrial | Ind ¦ Process Optimization (Gas) | 2031 | Technical | million_m3 | After Competition Groups | 8.9846 | 0 | 0 | 2400.2315 | 0.0037432 | 21 | Industrial_2031_Technical_million_m3_After Competition Groups_21 | Process Optimization (Gas) | 0.3743% | 0 | 8.9846 | Industrial_2031_Technical_million_m3_After Competition Groups_Process Optimization (Gas)
Industrial | Ind ¦ HE Stock Tank | 2031 | Technical | million_m3 | After Competition Groups | 8.4594 | 0 | 0 | 2400.2315 | 0.0035244 | 22 | Industrial_2031_Technical_million_m3_After Competition Groups_22 | HE Stock Tank | 0.3524% | 0 | 8.4594 | Industrial_2031_Technical_million_m3_After Competition Groups_HE Stock Tank
Industrial | Ind ¦ Gas Turbine Optimization | 2031 | Technical | million_m3 | After Competition Groups | 7.3189 | 0 | 0 | 2400.2315 | 0.0030492 | 23 | Industrial_2031_Technical_million_m3_After Competition Groups_23 | Gas Turbine Optimization | 0.3049% | 0 | 7.3189 | Industrial_2031_Technical_million_m3_After Competition Groups_Gas Turbine Optimization
Industrial | Ind ¦ Ventilation Optimization (Gas) | 2031 | Technical | million_m3 | After Competition Groups | 4.7572 | 0 | 0 | 2400.2315 | 0.001982 | 24 | Industrial_2031_Technical_million_m3_After Competition Groups_24 | Ventilation Optimization (Gas) | 0.1982% | 0 | 4.7572 | Industrial_2031_Technical_million_m3_After Competition Groups_Ventilation Optimization (Gas)
Industrial | Ind ¦ Solar Walls | 2031 | Technical | million_m3 | After Competition Groups | 4.6991 | 0 | 0 | 2400.2315 | 0.0019578 | 25 | Industrial_2031_Technical_million_m3_After Competition Groups_25 | Solar Walls | 0.1958% | 0 | 4.6991 | Industrial_2031_Technical_million_m3_After Competition Groups_Solar Walls
Industrial | Ind ¦ HE HVAC Units | 2031 | Technical | million_m3 | After Competition Groups | 1.932 | 0 | 0 | 2400.2315 | 0.00080491 | 26 | Industrial_2031_Technical_million_m3_After Competition Groups_26 | HE HVAC Units | 0.08049% | 0 | 1.932 | Industrial_2031_Technical_million_m3_After Competition Groups_HE HVAC Units
Industrial | Ind ¦ Boiler Tune Up - Direct | 2031 | Technical | million_m3 | After Competition Groups | 1.4767 | 0 | 0 | 2400.2315 | 0.00061525 | 27 | Industrial_2031_Technical_million_m3_After Competition Groups_27 | Boiler Tune Up - Direct | 0.06153% | 0 | 1.4767 | Industrial_2031_Technical_million_m3_After Competition Groups_Boiler Tune Up - Direct
Industrial | Ind ¦ Process Heat Recovery (Gas) - HVAC | 2031 | Technical | million_m3 | After Competition Groups | 1.0137 | 0 | 0 | 2400.2315 | 0.00042235 | 28 | Industrial_2031_Technical_million_m3_After Competition Groups_28 | Process Heat Recovery (Gas) - HVAC | 0.04224% | 0 | 1.0137 | Industrial_2031_Technical_million_m3_After Competition Groups_Process Heat Recovery (Gas) - HVAC
Industrial | Ind ¦ Insulation - Steam - Direct | 2031 | Technical | million_m3 | After Competition Groups | 0.67583 | 0 | 0 | 2400.2315 | 0.00028157 | 29 | Industrial_2031_Technical_million_m3_After Competition Groups_29 | Insulation - Steam - Direct | 0.02816% | 0 | 0.67583 | Industrial_2031_Technical_million_m3_After Competition Groups_Insulation - Steam - Direct
Industrial | Ind ¦ Insulation - Steam - HVAC | 2031 | Technical | million_m3 | After Competition Groups | 0.14055 | 0 | 0 | 2400.2315 | 5.8556e-05 | 30 | Industrial_2031_Technical_million_m3_After Competition Groups_30 | Insulation - Steam - HVAC | 0.005856% | 0 | 0.14055 | Industrial_2031_Technical_million_m3_After Competition Groups_Insulation - Steam - HVAC
Industrial | Ind ¦ Boiler Tune Up - HVAC | 2031 | Technical | million_m3 | After Competition Groups | 0.12778 | 0 | 0 | 2400.2315 | 5.3236e-05 | 31 | Industrial_2031_Technical_million_m3_After Competition Groups_31 | Boiler Tune Up - HVAC | 0.005324% | 0 | 0.12778 | Industrial_2031_Technical_million_m3_After Competition Groups_Boiler Tune Up - HVAC
Industrial | Ind ¦ Process Heat Improvements | 2032 | Economic | million_m3 | After Competition Groups | 827.2073 | 0 | 0 | 2305.2879 | 0.35883 | 1 | Industrial_2032_Economic_million_m3_After Competition Groups_1 | Process Heat Improvements | 35.88% | 0 | 827.2073 | Industrial_2032_Economic_million_m3_After Competition Groups_Process Heat Improvements
Industrial | Ind ¦ Boiler Upgrade | 2032 | Economic | million_m3 | After Competition Groups | 316.2013 | 0 | 0 | 2305.2879 | 0.13716 | 2 | Industrial_2032_Economic_million_m3_After Competition Groups_2 | Boiler Upgrade | 13.72% | 0 | 316.2013 | Industrial_2032_Economic_million_m3_After Competition Groups_Boiler Upgrade
Industrial | Ind ¦ Process Heat Recovery (Gas) | 2032 | Economic | million_m3 | After Competition Groups | 303.3321 | 0 | 0 | 2305.2879 | 0.13158 | 3 | Industrial_2032_Economic_million_m3_After Competition Groups_3 | Process Heat Recovery (Gas) | 13.16% | 0 | 303.3321 | Industrial_2032_Economic_million_m3_After Competition Groups_Process Heat Recovery (Gas)
Industrial | Ind ¦ Recommissioning | 2032 | Economic | million_m3 | After Competition Groups | 218.3228 | 0 | 0 | 2305.2879 | 0.094705 | 4 | Industrial_2032_Economic_million_m3_After Competition Groups_4 | Recommissioning | 9.471% | 0 | 218.3228 | Industrial_2032_Economic_million_m3_After Competition Groups_Recommissioning
Industrial | Ind ¦ High Efficiency Burners | 2032 | Economic | million_m3 | After Competition Groups | 156.117 | 0 | 0 | 2305.2879 | 0.067721 | 5 | Industrial_2032_Economic_million_m3_After Competition Groups_5 | High Efficiency Burners | 6.772% | 0 | 156.117 | Industrial_2032_Economic_million_m3_After Competition Groups_High Efficiency Burners
Industrial | Ind ¦ Improved Controls -Process Heating Gas | 2032 | Economic | million_m3 | After Competition Groups | 139.1832 | 0 | 0 | 2305.2879 | 0.060376 | 6 | Industrial_2032_Economic_million_m3_After Competition Groups_6 | Improved Controls -Process Heating Gas | 6.038% | 0 | 139.1832 | Industrial_2032_Economic_million_m3_After Competition Groups_Improved Controls -Process Heating Gas
Industrial | Ind ¦ Greenhouse Envelope Improvements | 2032 | Economic | million_m3 | After Competition Groups | 85.4402 | 0 | 0 | 2305.2879 | 0.037063 | 7 | Industrial_2032_Economic_million_m3_After Competition Groups_7 | Greenhouse Envelope Improvements | 3.706% | 0 | 85.4402 | Industrial_2032_Economic_million_m3_After Competition Groups_Greenhouse Envelope Improvements
Industrial | Ind ¦ Insulation - Steam | 2032 | Economic | million_m3 | After Competition Groups | 41.7031 | 0 | 0 | 2305.2879 | 0.01809 | 8 | Industrial_2032_Economic_million_m3_After Competition Groups_8 | Insulation - Steam | 1.809% | 0 | 41.7031 | Industrial_2032_Economic_million_m3_After Competition Groups_Insulation - Steam
Industrial | Ind ¦ High Efficiency HVAC Fans (Gas) | 2032 | Economic | million_m3 | After Competition Groups | 39.7869 | 0 | 0 | 2305.2879 | 0.017259 | 9 | Industrial_2032_Economic_million_m3_After Competition Groups_9 | High Efficiency HVAC Fans (Gas) | 1.726% | 0 | 39.7869 | Industrial_2032_Economic_million_m3_After Competition Groups_High Efficiency HVAC Fans (Gas)
Industrial | Ind ¦ VAV Conversion Project (Gas) | 2032 | Economic | million_m3 | After Competition Groups | 34.8586 | 0 | 0 | 2305.2879 | 0.015121 | 10 | Industrial_2032_Economic_million_m3_After Competition Groups_10 | VAV Conversion Project (Gas) | 1.512% | 0 | 34.8586 | Industrial_2032_Economic_million_m3_After Competition Groups_VAV Conversion Project (Gas)
Industrial | Ind ¦ Direct Contact Water Heaters | 2032 | Economic | million_m3 | After Competition Groups | 27.834 | 0 | 0 | 2305.2879 | 0.012074 | 11 | Industrial_2032_Economic_million_m3_After Competition Groups_11 | Direct Contact Water Heaters | 1.207% | 0 | 27.834 | Industrial_2032_Economic_million_m3_After Competition Groups_Direct Contact Water Heaters
Industrial | Ind ¦ HE HVAC Controls | 2032 | Economic | million_m3 | After Competition Groups | 23.7319 | 0 | 0 | 2305.2879 | 0.010295 | 12 | Industrial_2032_Economic_million_m3_After Competition Groups_12 | HE HVAC Controls | 1.029% | 0 | 23.7319 | Industrial_2032_Economic_million_m3_After Competition Groups_HE HVAC Controls
Industrial | Ind ¦ Insulation - Steam (AG) | 2032 | Economic | million_m3 | After Competition Groups | 17.8501 | 0 | 0 | 2305.2879 | 0.0077431 | 13 | Industrial_2032_Economic_million_m3_After Competition Groups_13 | Insulation - Steam (AG) | 0.7743% | 0 | 17.8501 | Industrial_2032_Economic_million_m3_After Competition Groups_Insulation - Steam (AG)
Industrial | Ind ¦ Air Compressor Heat Recovery | 2032 | Economic | million_m3 | After Competition Groups | 15.2876 | 0 | 0 | 2305.2879 | 0.0066315 | 14 | Industrial_2032_Economic_million_m3_After Competition Groups_14 | Air Compressor Heat Recovery | 0.6632% | 0 | 15.2876 | Industrial_2032_Economic_million_m3_After Competition Groups_Air Compressor Heat Recovery
Industrial | Ind ¦ High Efficiency Furnaces | 2032 | Economic | million_m3 | After Competition Groups | 11.0849 | 0 | 0 | 2305.2879 | 0.0048085 | 15 | Industrial_2032_Economic_million_m3_After Competition Groups_15 | High Efficiency Furnaces | 0.4808% | 0 | 11.0849 | Industrial_2032_Economic_million_m3_After Competition Groups_High Efficiency Furnaces
Industrial | Ind ¦ Steam Turbine Optimization | 2032 | Economic | million_m3 | After Competition Groups | 9.7601 | 0 | 0 | 2305.2879 | 0.0042338 | 16 | Industrial_2032_Economic_million_m3_After Competition Groups_16 | Steam Turbine Optimization | 0.4234% | 0 | 9.7601 | Industrial_2032_Economic_million_m3_After Competition Groups_Steam Turbine Optimization
Industrial | Ind ¦ Process Optimization (Gas) | 2032 | Economic | million_m3 | After Competition Groups | 8.9846 | 0 | 0 | 2305.2879 | 0.0038974 | 17 | Industrial_2032_Economic_million_m3_After Competition Groups_17 | Process Optimization (Gas) | 0.3897% | 0 | 8.9846 | Industrial_2032_Economic_million_m3_After Competition Groups_Process Optimization (Gas)
Industrial | Ind ¦ HE Stock Tank | 2032 | Economic | million_m3 | After Competition Groups | 8.6119 | 0 | 0 | 2305.2879 | 0.0037357 | 18 | Industrial_2032_Economic_million_m3_After Competition Groups_18 | HE Stock Tank | 0.3736% | 0 | 8.6119 | Industrial_2032_Economic_million_m3_After Competition Groups_HE Stock Tank
Industrial | Ind ¦ Gas Turbine Optimization | 2032 | Economic | million_m3 | After Competition Groups | 7.3201 | 0 | 0 | 2305.2879 | 0.0031753 | 19 | Industrial_2032_Economic_million_m3_After Competition Groups_19 | Gas Turbine Optimization | 0.3175% | 0 | 7.3201 | Industrial_2032_Economic_million_m3_After Competition Groups_Gas Turbine Optimization
Industrial | Ind ¦ Ventilation Optimization (Gas) | 2032 | Economic | million_m3 | After Competition Groups | 4.7572 | 0 | 0 | 2305.2879 | 0.0020636 | 20 | Industrial_2032_Economic_million_m3_After Competition Groups_20 | Ventilation Optimization (Gas) | 0.2064% | 0 | 4.7572 | Industrial_2032_Economic_million_m3_After Competition Groups_Ventilation Optimization (Gas)
Industrial | Ind ¦ Solar Walls | 2032 | Economic | million_m3 | After Competition Groups | 4.7021 | 0 | 0 | 2305.2879 | 0.0020397 | 21 | Industrial_2032_Economic_million_m3_After Competition Groups_21 | Solar Walls | 0.204% | 0 | 4.7021 | Industrial_2032_Economic_million_m3_After Competition Groups_Solar Walls
Industrial | Ind ¦ HE HVAC Units | 2032 | Economic | million_m3 | After Competition Groups | 1.3809 | 0 | 0 | 2305.2879 | 0.00059901 | 22 | Industrial_2032_Economic_million_m3_After Competition Groups_22 | HE HVAC Units | 0.0599% | 0 | 1.3809 | Industrial_2032_Economic_million_m3_After Competition Groups_HE HVAC Units
Industrial | Ind ¦ Process Heat Recovery (Gas) - HVAC | 2032 | Economic | million_m3 | After Competition Groups | 1.0137 | 0 | 0 | 2305.2879 | 0.00043975 | 23 | Industrial_2032_Economic_million_m3_After Competition Groups_23 | Process Heat Recovery (Gas) - HVAC | 0.04397% | 0 | 1.0137 | Industrial_2032_Economic_million_m3_After Competition Groups_Process Heat Recovery (Gas) - HVAC
Industrial | Ind ¦ Insulation - Steam - Direct | 2032 | Economic | million_m3 | After Competition Groups | 0.67583 | 0 | 0 | 2305.2879 | 0.00029317 | 24 | Industrial_2032_Economic_million_m3_After Competition Groups_24 | Insulation - Steam - Direct | 0.02932% | 0 | 0.67583 | Industrial_2032_Economic_million_m3_After Competition Groups_Insulation - Steam - Direct
Industrial | Ind ¦ Insulation - Steam - HVAC | 2032 | Economic | million_m3 | After Competition Groups | 0.14055 | 0 | 0 | 2305.2879 | 6.0968e-05 | 25 | Industrial_2032_Economic_million_m3_After Competition Groups_25 | Insulation - Steam - HVAC | 0.006097% | 0 | 0.14055 | Industrial_2032_Economic_million_m3_After Competition Groups_Insulation - Steam - HVAC
Industrial | Ind ¦ Steam Trap Repair | 2032 | Economic | million_m3 | After Competition Groups | 0 | 0 | 0 | 2305.2879 | 0 | 26 | Industrial_2032_Economic_million_m3_After Competition Groups_26 | Steam Trap Repair | 0% | 0 | 0 | Industrial_2032_Economic_million_m3_After Competition Groups_Steam Trap Repair
Industrial | Ind ¦ Process Heat Improvements | 2032 | SC A | million_m3 | After Competition Groups | 177.6411 | 6095901.9303 | 6.0959 | 662.8064 | 0.26801 | 1 | Industrial_2032_SC A_million_m3_After Competition Groups_1 | Process Heat Improvements | 26.8% | 6.0959 | 177.6411 | Industrial_2032_SC A_million_m3_After Competition Groups_Process Heat Improvements
Industrial | Ind ¦ Boiler Upgrade | 2032 | SC A | million_m3 | After Competition Groups | 167.1675 | 4074357.3585 | 4.0744 | 662.8064 | 0.25221 | 2 | Industrial_2032_SC A_million_m3_After Competition Groups_2 | Boiler Upgrade | 25.22% | 4.0744 | 167.1675 | Industrial_2032_SC A_million_m3_After Competition Groups_Boiler Upgrade
Industrial | Ind ¦ Recommissioning | 2032 | SC A | million_m3 | After Competition Groups | 83.3015 | 1234127.5854 | 1.2341 | 662.8064 | 0.12568 | 3 | Industrial_2032_SC A_million_m3_After Competition Groups_3 | Recommissioning | 12.57% | 1.2341 | 83.3015 | Industrial_2032_SC A_million_m3_After Competition Groups_Recommissioning
Industrial | Ind ¦ Greenhouse Envelope Improvements | 2032 | SC A | million_m3 | After Competition Groups | 56.8064 | 366778.1898 | 0.36678 | 662.8064 | 0.085706 | 4 | Industrial_2032_SC A_million_m3_After Competition Groups_4 | Greenhouse Envelope Improvements | 8.571% | 0.36678 | 56.8064 | Industrial_2032_SC A_million_m3_After Competition Groups_Greenhouse Envelope Improvements
Industrial | Ind ¦ Improved Controls -Process Heating Gas | 2032 | SC A | million_m3 | After Competition Groups | 53.1442 | 1634076.3291 | 1.6341 | 662.8064 | 0.080181 | 5 | Industrial_2032_SC A_million_m3_After Competition Groups_5 | Improved Controls -Process Heating Gas | 8.018% | 1.6341 | 53.1442 | Industrial_2032_SC A_million_m3_After Competition Groups_Improved Controls -Process Heating Gas
Industrial | Ind ¦ Process Heat Recovery (Gas) | 2032 | SC A | million_m3 | After Competition Groups | 39.9258 | 803322.8861 | 0.80332 | 662.8064 | 0.060238 | 6 | Industrial_2032_SC A_million_m3_After Competition Groups_6 | Process Heat Recovery (Gas) | 6.024% | 0.80332 | 39.9258 | Industrial_2032_SC A_million_m3_After Competition Groups_Process Heat Recovery (Gas)
Industrial | Ind ¦ Insulation - Steam | 2032 | SC A | million_m3 | After Competition Groups | 18.432 | 693916.1216 | 0.69392 | 662.8064 | 0.027809 | 7 | Industrial_2032_SC A_million_m3_After Competition Groups_7 | Insulation - Steam | 2.781% | 0.69392 | 18.432 | Industrial_2032_SC A_million_m3_After Competition Groups_Insulation - Steam
Industrial | Ind ¦ Direct Contact Water Heaters | 2032 | SC A | million_m3 | After Competition Groups | 13.2515 | 0 | 0 | 662.8064 | 0.019993 | 8 | Industrial_2032_SC A_million_m3_After Competition Groups_8 | Direct Contact Water Heaters | 1.999% | 0 | 13.2515 | Industrial_2032_SC A_million_m3_After Competition Groups_Direct Contact Water Heaters
Industrial | Ind ¦ Insulation - Steam (AG) | 2032 | SC A | million_m3 | After Competition Groups | 9.5874 | 354529.2865 | 0.35453 | 662.8064 | 0.014465 | 9 | Industrial_2032_SC A_million_m3_After Competition Groups_9 | Insulation - Steam (AG) | 1.446% | 0.35453 | 9.5874 | Industrial_2032_SC A_million_m3_After Competition Groups_Insulation - Steam (AG)
Industrial | Ind ¦ High Efficiency HVAC Fans (Gas) | 2032 | SC A | million_m3 | After Competition Groups | 7.8111 | 179266.8685 | 0.17927 | 662.8064 | 0.011785 | 10 | Industrial_2032_SC A_million_m3_After Competition Groups_10 | High Efficiency HVAC Fans (Gas) | 1.178% | 0.17927 | 7.8111 | Industrial_2032_SC A_million_m3_After Competition Groups_High Efficiency HVAC Fans (Gas)
Industrial | Ind ¦ Steam Turbine Optimization | 2032 | SC A | million_m3 | After Competition Groups | 7.7621 | 152341.1164 | 0.15234 | 662.8064 | 0.011711 | 11 | Industrial_2032_SC A_million_m3_After Competition Groups_11 | Steam Turbine Optimization | 1.171% | 0.15234 | 7.7621 | Industrial_2032_SC A_million_m3_After Competition Groups_Steam Turbine Optimization
Industrial | Ind ¦ High Efficiency Burners | 2032 | SC A | million_m3 | After Competition Groups | 7.4358 | 285161.6539 | 0.28516 | 662.8064 | 0.011219 | 12 | Industrial_2032_SC A_million_m3_After Competition Groups_12 | High Efficiency Burners | 1.122% | 0.28516 | 7.4358 | Industrial_2032_SC A_million_m3_After Competition Groups_High Efficiency Burners
Industrial | Ind ¦ Gas Turbine Optimization | 2032 | SC A | million_m3 | After Competition Groups | 5.7335 | 99645.9248 | 0.099646 | 662.8064 | 0.0086504 | 13 | Industrial_2032_SC A_million_m3_After Competition Groups_13 | Gas Turbine Optimization | 0.865% | 0.099646 | 5.7335 | Industrial_2032_SC A_million_m3_After Competition Groups_Gas Turbine Optimization
Industrial | Ind ¦ Air Compressor Heat Recovery | 2032 | SC A | million_m3 | After Competition Groups | 4.7943 | 126437.1141 | 0.12644 | 662.8064 | 0.0072333 | 14 | Industrial_2032_SC A_million_m3_After Competition Groups_14 | Air Compressor Heat Recovery | 0.7233% | 0.12644 | 4.7943 | Industrial_2032_SC A_million_m3_After Competition Groups_Air Compressor Heat Recovery
Industrial | Ind ¦ Ventilation Optimization (Gas) | 2032 | SC A | million_m3 | After Competition Groups | 4.1236 | 0 | 0 | 662.8064 | 0.0062215 | 15 | Industrial_2032_SC A_million_m3_After Competition Groups_15 | Ventilation Optimization (Gas) | 0.6221% | 0 | 4.1236 | Industrial_2032_SC A_million_m3_After Competition Groups_Ventilation Optimization (Gas)
Industrial | Ind ¦ HE Stock Tank | 2032 | SC A | million_m3 | After Competition Groups | 2.8055 | 103583.9589 | 0.10358 | 662.8064 | 0.0042327 | 16 | Industrial_2032_SC A_million_m3_After Competition Groups_16 | HE Stock Tank | 0.4233% | 0.10358 | 2.8055 | Industrial_2032_SC A_million_m3_After Competition Groups_HE Stock Tank
Industrial | Ind ¦ Process Optimization (Gas) | 2032 | SC A | million_m3 | After Competition Groups | 1.715 | 69866.5933 | 0.069867 | 662.8064 | 0.0025875 | 17 | Industrial_2032_SC A_million_m3_After Competition Groups_17 | Process Optimization (Gas) | 0.2587% | 0.069867 | 1.715 | Industrial_2032_SC A_million_m3_After Competition Groups_Process Optimization (Gas)
Industrial | Ind ¦ VAV Conversion Project (Gas) | 2032 | SC A | million_m3 | After Competition Groups | 0.50082 | 0 | 0 | 662.8064 | 0.0007556 | 18 | Industrial_2032_SC A_million_m3_After Competition Groups_18 | VAV Conversion Project (Gas) | 0.07556% | 0 | 0.50082 | Industrial_2032_SC A_million_m3_After Competition Groups_VAV Conversion Project (Gas)
Industrial | Ind ¦ HE HVAC Controls | 2032 | SC A | million_m3 | After Competition Groups | 0.33578 | 0 | 0 | 662.8064 | 0.0005066 | 19 | Industrial_2032_SC A_million_m3_After Competition Groups_19 | HE HVAC Controls | 0.05066% | 0 | 0.33578 | Industrial_2032_SC A_million_m3_After Competition Groups_HE HVAC Controls
Industrial | Ind ¦ Insulation - Steam - Direct | 2032 | SC A | million_m3 | After Competition Groups | 0.27835 | 10584.3306 | 0.010584 | 662.8064 | 0.00041995 | 20 | Industrial_2032_SC A_million_m3_After Competition Groups_20 | Insulation - Steam - Direct | 0.042% | 0.010584 | 0.27835 | Industrial_2032_SC A_million_m3_After Competition Groups_Insulation - Steam - Direct
Industrial | Ind ¦ Process Heat Recovery (Gas) - HVAC | 2032 | SC A | million_m3 | After Competition Groups | 0.1619 | 3369.3183 | 0.0033693 | 662.8064 | 0.00024426 | 21 | Industrial_2032_SC A_million_m3_After Competition Groups_21 | Process Heat Recovery (Gas) - HVAC | 0.02443% | 0.0033693 | 0.1619 | Industrial_2032_SC A_million_m3_After Competition Groups_Process Heat Recovery (Gas) - HVAC
Industrial | Ind ¦ Insulation - Steam - HVAC | 2032 | SC A | million_m3 | After Competition Groups | 0.068571 | 2535.8426 | 0.0025358 | 662.8064 | 0.00010346 | 22 | Industrial_2032_SC A_million_m3_After Competition Groups_22 | Insulation - Steam - HVAC | 0.01035% | 0.0025358 | 0.068571 | Industrial_2032_SC A_million_m3_After Competition Groups_Insulation - Steam - HVAC
Industrial | Ind ¦ HE HVAC Units | 2032 | SC A | million_m3 | After Competition Groups | 0.017734 | 0 | 0 | 662.8064 | 2.6757e-05 | 23 | Industrial_2032_SC A_million_m3_After Competition Groups_23 | HE HVAC Units | 0.002676% | 0 | 0.017734 | Industrial_2032_SC A_million_m3_After Competition Groups_HE HVAC Units
Industrial | Ind ¦ Solar Walls | 2032 | SC A | million_m3 | After Competition Groups | 0.0043923 | 0 | 0 | 662.8064 | 6.6268e-06 | 24 | Industrial_2032_SC A_million_m3_After Competition Groups_24 | Solar Walls | 0.0006627% | 0 | 0.0043923 | Industrial_2032_SC A_million_m3_After Competition Groups_Solar Walls
Industrial | Ind ¦ High Efficiency Furnaces | 2032 | SC A | million_m3 | After Competition Groups | 0.00040066 | 0 | 0 | 662.8064 | 6.045e-07 | 25 | Industrial_2032_SC A_million_m3_After Competition Groups_25 | High Efficiency Furnaces | 6.045e-05% | 0 | 0.00040066 | Industrial_2032_SC A_million_m3_After Competition Groups_High Efficiency Furnaces
Industrial | Ind ¦ Steam Trap Repair | 2032 | SC A | million_m3 | After Competition Groups | 0 | 0 | 0 | 662.8064 | 0 | 26 | Industrial_2032_SC A_million_m3_After Competition Groups_26 | Steam Trap Repair | 0% | 0 | 0 | Industrial_2032_SC A_million_m3_After Competition Groups_Steam Trap Repair
Industrial | Ind ¦ Process Heat Improvements | 2032 | SC B | million_m3 | After Competition Groups | 540.2356 | 42669650.7827 | 42.6697 | 1728.0923 | 0.31262 | 1 | Industrial_2032_SC B_million_m3_After Competition Groups_1 | Process Heat Improvements | 31.26% | 42.6697 | 540.2356 | Industrial_2032_SC B_million_m3_After Competition Groups_Process Heat Improvements
Industrial | Ind ¦ Boiler Upgrade | 2032 | SC B | million_m3 | After Competition Groups | 257.1154 | 23523998.6028 | 23.524 | 1728.0923 | 0.14879 | 2 | Industrial_2032_SC B_million_m3_After Competition Groups_2 | Boiler Upgrade | 14.88% | 23.524 | 257.1154 | Industrial_2032_SC B_million_m3_After Competition Groups_Boiler Upgrade
Industrial | Ind ¦ Process Heat Recovery (Gas) | 2032 | SC B | million_m3 | After Competition Groups | 253.9145 | 19247223.1404 | 19.2472 | 1728.0923 | 0.14693 | 3 | Industrial_2032_SC B_million_m3_After Competition Groups_3 | Process Heat Recovery (Gas) | 14.69% | 19.2472 | 253.9145 | Industrial_2032_SC B_million_m3_After Competition Groups_Process Heat Recovery (Gas)
Industrial | Ind ¦ Recommissioning | 2032 | SC B | million_m3 | After Competition Groups | 184.0631 | 5246594.3642 | 5.2466 | 1728.0923 | 0.10651 | 4 | Industrial_2032_SC B_million_m3_After Competition Groups_4 | Recommissioning | 10.65% | 5.2466 | 184.0631 | Industrial_2032_SC B_million_m3_After Competition Groups_Recommissioning
Industrial | Ind ¦ Improved Controls -Process Heating Gas | 2032 | SC B | million_m3 | After Competition Groups | 116.291 | 4670914.2646 | 4.6709 | 1728.0923 | 0.067294 | 5 | Industrial_2032_SC B_million_m3_After Competition Groups_5 | Improved Controls -Process Heating Gas | 6.729% | 4.6709 | 116.291 | Industrial_2032_SC B_million_m3_After Competition Groups_Improved Controls -Process Heating Gas
Industrial | Ind ¦ High Efficiency Burners | 2032 | SC B | million_m3 | After Competition Groups | 102.5269 | 12591718.2377 | 12.5917 | 1728.0923 | 0.05933 | 6 | Industrial_2032_SC B_million_m3_After Competition Groups_6 | High Efficiency Burners | 5.933% | 12.5917 | 102.5269 | Industrial_2032_SC B_million_m3_After Competition Groups_High Efficiency Burners
Industrial | Ind ¦ Greenhouse Envelope Improvements | 2032 | SC B | million_m3 | After Competition Groups | 71.5764 | 309846.7672 | 0.30985 | 1728.0923 | 0.041419 | 7 | Industrial_2032_SC B_million_m3_After Competition Groups_7 | Greenhouse Envelope Improvements | 4.142% | 0.30985 | 71.5764 | Industrial_2032_SC B_million_m3_After Competition Groups_Greenhouse Envelope Improvements
Industrial | Ind ¦ Insulation - Steam | 2032 | SC B | million_m3 | After Competition Groups | 35.3894 | 744678.8399 | 0.74468 | 1728.0923 | 0.020479 | 8 | Industrial_2032_SC B_million_m3_After Competition Groups_8 | Insulation - Steam | 2.048% | 0.74468 | 35.3894 | Industrial_2032_SC B_million_m3_After Competition Groups_Insulation - Steam
Industrial | Ind ¦ High Efficiency HVAC Fans (Gas) | 2032 | SC B | million_m3 | After Competition Groups | 31.2019 | 2648362.9825 | 2.6484 | 1728.0923 | 0.018056 | 9 | Industrial_2032_SC B_million_m3_After Competition Groups_9 | High Efficiency HVAC Fans (Gas) | 1.806% | 2.6484 | 31.2019 | Industrial_2032_SC B_million_m3_After Competition Groups_High Efficiency HVAC Fans (Gas)
Industrial | Ind ¦ VAV Conversion Project (Gas) | 2032 | SC B | million_m3 | After Competition Groups | 29.5938 | 3634290.009 | 3.6343 | 1728.0923 | 0.017125 | 10 | Industrial_2032_SC B_million_m3_After Competition Groups_10 | VAV Conversion Project (Gas) | 1.713% | 3.6343 | 29.5938 | Industrial_2032_SC B_million_m3_After Competition Groups_VAV Conversion Project (Gas)
Industrial | Ind ¦ Direct Contact Water Heaters | 2032 | SC B | million_m3 | After Competition Groups | 20.9028 | 0 | 0 | 1728.0923 | 0.012096 | 11 | Industrial_2032_SC B_million_m3_After Competition Groups_11 | Direct Contact Water Heaters | 1.21% | 0 | 20.9028 | Industrial_2032_SC B_million_m3_After Competition Groups_Direct Contact Water Heaters
Industrial | Ind ¦ HE HVAC Controls | 2032 | SC B | million_m3 | After Competition Groups | 20.6988 | 2418766.5325 | 2.4188 | 1728.0923 | 0.011978 | 12 | Industrial_2032_SC B_million_m3_After Competition Groups_12 | HE HVAC Controls | 1.198% | 2.4188 | 20.6988 | Industrial_2032_SC B_million_m3_After Competition Groups_HE HVAC Controls
Industrial | Ind ¦ Insulation - Steam (AG) | 2032 | SC B | million_m3 | After Competition Groups | 17.3859 | 310951.4341 | 0.31095 | 1728.0923 | 0.010061 | 13 | Industrial_2032_SC B_million_m3_After Competition Groups_13 | Insulation - Steam (AG) | 1.006% | 0.31095 | 17.3859 | Industrial_2032_SC B_million_m3_After Competition Groups_Insulation - Steam (AG)
Industrial | Ind ¦ Air Compressor Heat Recovery | 2032 | SC B | million_m3 | After Competition Groups | 13.0777 | 638919.2595 | 0.63892 | 1728.0923 | 0.0075677 | 14 | Industrial_2032_SC B_million_m3_After Competition Groups_14 | Air Compressor Heat Recovery | 0.7568% | 0.63892 | 13.0777 | Industrial_2032_SC B_million_m3_After Competition Groups_Air Compressor Heat Recovery
Industrial | Ind ¦ Steam Turbine Optimization | 2032 | SC B | million_m3 | After Competition Groups | 8.0586 | 527637.9761 | 0.52764 | 1728.0923 | 0.0046633 | 15 | Industrial_2032_SC B_million_m3_After Competition Groups_15 | Steam Turbine Optimization | 0.4663% | 0.52764 | 8.0586 | Industrial_2032_SC B_million_m3_After Competition Groups_Steam Turbine Optimization
Industrial | Ind ¦ Gas Turbine Optimization | 2032 | SC B | million_m3 | After Competition Groups | 6.0439 | 395728.4821 | 0.39573 | 1728.0923 | 0.0034975 | 16 | Industrial_2032_SC B_million_m3_After Competition Groups_16 | Gas Turbine Optimization | 0.3497% | 0.39573 | 6.0439 | Industrial_2032_SC B_million_m3_After Competition Groups_Gas Turbine Optimization
Industrial | Ind ¦ HE Stock Tank | 2032 | SC B | million_m3 | After Competition Groups | 5.6038 | 169854.4521 | 0.16985 | 1728.0923 | 0.0032428 | 17 | Industrial_2032_SC B_million_m3_After Competition Groups_17 | HE Stock Tank | 0.3243% | 0.16985 | 5.6038 | Industrial_2032_SC B_million_m3_After Competition Groups_HE Stock Tank
Industrial | Ind ¦ Ventilation Optimization (Gas) | 2032 | SC B | million_m3 | After Competition Groups | 4.1236 | 0 | 0 | 1728.0923 | 0.0023862 | 18 | Industrial_2032_SC B_million_m3_After Competition Groups_18 | Ventilation Optimization (Gas) | 0.2386% | 0 | 4.1236 | Industrial_2032_SC B_million_m3_After Competition Groups_Ventilation Optimization (Gas)
Industrial | Ind ¦ Solar Walls | 2032 | SC B | million_m3 | After Competition Groups | 3.9918 | 830171.8453 | 0.83017 | 1728.0923 | 0.00231 | 19 | Industrial_2032_SC B_million_m3_After Competition Groups_19 | Solar Walls | 0.231% | 0.83017 | 3.9918 | Industrial_2032_SC B_million_m3_After Competition Groups_Solar Walls
Industrial | Ind ¦ High Efficiency Furnaces | 2032 | SC B | million_m3 | After Competition Groups | 1.8331 | 5763276.8154 | 5.7633 | 1728.0923 | 0.0010608 | 20 | Industrial_2032_SC B_million_m3_After Competition Groups_20 | High Efficiency Furnaces | 0.1061% | 5.7633 | 1.8331 | Industrial_2032_SC B_million_m3_After Competition Groups_High Efficiency Furnaces
Industrial | Ind ¦ Process Optimization (Gas) | 2032 | SC B | million_m3 | After Competition Groups | 1.715 | 122351.926 | 0.12235 | 1728.0923 | 0.00099241 | 21 | Industrial_2032_SC B_million_m3_After Competition Groups_21 | Process Optimization (Gas) | 0.09924% | 0.12235 | 1.715 | Industrial_2032_SC B_million_m3_After Competition Groups_Process Optimization (Gas)
Industrial | Ind ¦ HE HVAC Units | 2032 | SC B | million_m3 | After Competition Groups | 1.1723 | 151611.3697 | 0.15161 | 1728.0923 | 0.00067838 | 22 | Industrial_2032_SC B_million_m3_After Competition Groups_22 | HE HVAC Units | 0.06784% | 0.15161 | 1.1723 | Industrial_2032_SC B_million_m3_After Competition Groups_HE HVAC Units
Industrial | Ind ¦ Process Heat Recovery (Gas) - HVAC | 2032 | SC B | million_m3 | After Competition Groups | 0.89684 | 55377.791 | 0.055378 | 1728.0923 | 0.00051898 | 23 | Industrial_2032_SC B_million_m3_After Competition Groups_23 | Process Heat Recovery (Gas) - HVAC | 0.0519% | 0.055378 | 0.89684 | Industrial_2032_SC B_million_m3_After Competition Groups_Process Heat Recovery (Gas) - HVAC
Industrial | Ind ¦ Insulation - Steam - Direct | 2032 | SC B | million_m3 | After Competition Groups | 0.55565 | 12904.1457 | 0.012904 | 1728.0923 | 0.00032154 | 24 | Industrial_2032_SC B_million_m3_After Competition Groups_24 | Insulation - Steam - Direct | 0.03215% | 0.012904 | 0.55565 | Industrial_2032_SC B_million_m3_After Competition Groups_Insulation - Steam - Direct
Industrial | Ind ¦ Insulation - Steam - HVAC | 2032 | SC B | million_m3 | After Competition Groups | 0.12434 | 2223.8894 | 0.0022239 | 1728.0923 | 7.1953e-05 | 25 | Industrial_2032_SC B_million_m3_After Competition Groups_25 | Insulation - Steam - HVAC | 0.007195% | 0.0022239 | 0.12434 | Industrial_2032_SC B_million_m3_After Competition Groups_Insulation - Steam - HVAC
Industrial | Ind ¦ Steam Trap Repair | 2032 | SC B | million_m3 | After Competition Groups | 0 | 0 | 0 | 1728.0923 | 0 | 26 | Industrial_2032_SC B_million_m3_After Competition Groups_26 | Steam Trap Repair | 0% | 0 | 0 | Industrial_2032_SC B_million_m3_After Competition Groups_Steam Trap Repair
Industrial | Ind ¦ Process Heat Improvements | 2032 | SC C | million_m3 | After Competition Groups | 273.2462 | 37051696.7667 | 37.0517 | 1006.5092 | 0.27148 | 1 | Industrial_2032_SC C_million_m3_After Competition Groups_1 | Process Heat Improvements | 27.15% | 37.0517 | 273.2462 | Industrial_2032_SC C_million_m3_After Competition Groups_Process Heat Improvements
Industrial | Ind ¦ Boiler Upgrade | 2032 | SC C | million_m3 | After Competition Groups | 257.1154 | 19174975.0835 | 19.175 | 1006.5092 | 0.25545 | 2 | Industrial_2032_SC C_million_m3_After Competition Groups_2 | Boiler Upgrade | 25.55% | 19.175 | 257.1154 | Industrial_2032_SC C_million_m3_After Competition Groups_Boiler Upgrade
Industrial | Ind ¦ Process Heat Recovery (Gas) | 2032 | SC C | million_m3 | After Competition Groups | 129.5758 | 19781254.4878 | 19.7813 | 1006.5092 | 0.12874 | 3 | Industrial_2032_SC C_million_m3_After Competition Groups_3 | Process Heat Recovery (Gas) | 12.87% | 19.7813 | 129.5758 | Industrial_2032_SC C_million_m3_After Competition Groups_Process Heat Recovery (Gas)
Industrial | Ind ¦ Recommissioning | 2032 | SC C | million_m3 | After Competition Groups | 94.7566 | 5321669.0355 | 5.3217 | 1006.5092 | 0.094144 | 4 | Industrial_2032_SC C_million_m3_After Competition Groups_4 | Recommissioning | 9.414% | 5.3217 | 94.7566 | Industrial_2032_SC C_million_m3_After Competition Groups_Recommissioning
Industrial | Ind ¦ Improved Controls -Process Heating Gas | 2032 | SC C | million_m3 | After Competition Groups | 59.6553 | 4899364.6838 | 4.8994 | 1006.5092 | 0.059269 | 5 | Industrial_2032_SC C_million_m3_After Competition Groups_5 | Improved Controls -Process Heating Gas | 5.927% | 4.8994 | 59.6553 | Industrial_2032_SC C_million_m3_After Competition Groups_Improved Controls -Process Heating Gas
Industrial | Ind ¦ Greenhouse Envelope Improvements | 2032 | SC C | million_m3 | After Competition Groups | 56.8064 | 366778.1898 | 0.36678 | 1006.5092 | 0.056439 | 6 | Industrial_2032_SC C_million_m3_After Competition Groups_6 | Greenhouse Envelope Improvements | 5.644% | 0.36678 | 56.8064 | Industrial_2032_SC C_million_m3_After Competition Groups_Greenhouse Envelope Improvements
Industrial | Ind ¦ High Efficiency Burners | 2032 | SC C | million_m3 | After Competition Groups | 46.4305 | 8178155.0298 | 8.1782 | 1006.5092 | 0.04613 | 7 | Industrial_2032_SC C_million_m3_After Competition Groups_7 | High Efficiency Burners | 4.613% | 8.1782 | 46.4305 | Industrial_2032_SC C_million_m3_After Competition Groups_High Efficiency Burners
Industrial | Ind ¦ Insulation - Steam | 2032 | SC C | million_m3 | After Competition Groups | 18.5044 | 832663.0931 | 0.83266 | 1006.5092 | 0.018385 | 8 | Industrial_2032_SC C_million_m3_After Competition Groups_8 | Insulation - Steam | 1.838% | 0.83266 | 18.5044 | Industrial_2032_SC C_million_m3_After Competition Groups_Insulation - Steam
Industrial | Ind ¦ High Efficiency HVAC Fans (Gas) | 2032 | SC C | million_m3 | After Competition Groups | 14.4352 | 1697857.9274 | 1.6979 | 1006.5092 | 0.014342 | 9 | Industrial_2032_SC C_million_m3_After Competition Groups_9 | High Efficiency HVAC Fans (Gas) | 1.434% | 1.6979 | 14.4352 | Industrial_2032_SC C_million_m3_After Competition Groups_High Efficiency HVAC Fans (Gas)
Industrial | Ind ¦ Direct Contact Water Heaters | 2032 | SC C | million_m3 | After Competition Groups | 13.2515 | 0 | 0 | 1006.5092 | 0.013166 | 10 | Industrial_2032_SC C_million_m3_After Competition Groups_10 | Direct Contact Water Heaters | 1.317% | 0 | 13.2515 | Industrial_2032_SC C_million_m3_After Competition Groups_Direct Contact Water Heaters
Industrial | Ind ¦ Insulation - Steam (AG) | 2032 | SC C | million_m3 | After Competition Groups | 9.6247 | 425330.0015 | 0.42533 | 1006.5092 | 0.0095625 | 11 | Industrial_2032_SC C_million_m3_After Competition Groups_11 | Insulation - Steam (AG) | 0.9562% | 0.42533 | 9.6247 | Industrial_2032_SC C_million_m3_After Competition Groups_Insulation - Steam (AG)
Industrial | Ind ¦ Steam Turbine Optimization | 2032 | SC C | million_m3 | After Competition Groups | 8.0586 | 527690.7452 | 0.52769 | 1006.5092 | 0.0080065 | 12 | Industrial_2032_SC C_million_m3_After Competition Groups_12 | Steam Turbine Optimization | 0.8006% | 0.52769 | 8.0586 | Industrial_2032_SC C_million_m3_After Competition Groups_Steam Turbine Optimization
Industrial | Ind ¦ Air Compressor Heat Recovery | 2032 | SC C | million_m3 | After Competition Groups | 6.9142 | 741160.7053 | 0.74116 | 1006.5092 | 0.0068695 | 13 | Industrial_2032_SC C_million_m3_After Competition Groups_13 | Air Compressor Heat Recovery | 0.687% | 0.74116 | 6.9142 | Industrial_2032_SC C_million_m3_After Competition Groups_Air Compressor Heat Recovery
Industrial | Ind ¦ Gas Turbine Optimization | 2032 | SC C | million_m3 | After Competition Groups | 6.0439 | 391687.1332 | 0.39169 | 1006.5092 | 0.0060049 | 14 | Industrial_2032_SC C_million_m3_After Competition Groups_14 | Gas Turbine Optimization | 0.6005% | 0.39169 | 6.0439 | Industrial_2032_SC C_million_m3_After Competition Groups_Gas Turbine Optimization
Industrial | Ind ¦ Ventilation Optimization (Gas) | 2032 | SC C | million_m3 | After Competition Groups | 4.1236 | 0 | 0 | 1006.5092 | 0.004097 | 15 | Industrial_2032_SC C_million_m3_After Competition Groups_15 | Ventilation Optimization (Gas) | 0.4097% | 0 | 4.1236 | Industrial_2032_SC C_million_m3_After Competition Groups_Ventilation Optimization (Gas)
Industrial | Ind ¦ HE Stock Tank | 2032 | SC C | million_m3 | After Competition Groups | 2.8349 | 146180.6275 | 0.14618 | 1006.5092 | 0.0028165 | 16 | Industrial_2032_SC C_million_m3_After Competition Groups_16 | HE Stock Tank | 0.2817% | 0.14618 | 2.8349 | Industrial_2032_SC C_million_m3_After Competition Groups_HE Stock Tank
Industrial | Ind ¦ Process Optimization (Gas) | 2032 | SC C | million_m3 | After Competition Groups | 1.715 | 122364.1624 | 0.12236 | 1006.5092 | 0.0017039 | 17 | Industrial_2032_SC C_million_m3_After Competition Groups_17 | Process Optimization (Gas) | 0.1704% | 0.12236 | 1.715 | Industrial_2032_SC C_million_m3_After Competition Groups_Process Optimization (Gas)
Industrial | Ind ¦ VAV Conversion Project (Gas) | 2032 | SC C | million_m3 | After Competition Groups | 1.6642 | 217002.6074 | 0.217 | 1006.5092 | 0.0016535 | 18 | Industrial_2032_SC C_million_m3_After Competition Groups_18 | VAV Conversion Project (Gas) | 0.1653% | 0.217 | 1.6642 | Industrial_2032_SC C_million_m3_After Competition Groups_VAV Conversion Project (Gas)
Industrial | Ind ¦ HE HVAC Controls | 2032 | SC C | million_m3 | After Competition Groups | 0.8467 | 90154.4115 | 0.090154 | 1006.5092 | 0.00084122 | 19 | Industrial_2032_SC C_million_m3_After Competition Groups_19 | HE HVAC Controls | 0.08412% | 0.090154 | 0.8467 | Industrial_2032_SC C_million_m3_After Competition Groups_HE HVAC Controls
Industrial | Ind ¦ Process Heat Recovery (Gas) - HVAC | 2032 | SC C | million_m3 | After Competition Groups | 0.49245 | 73612.5104 | 0.073613 | 1006.5092 | 0.00048927 | 20 | Industrial_2032_SC C_million_m3_After Competition Groups_20 | Process Heat Recovery (Gas) - HVAC | 0.04893% | 0.073613 | 0.49245 | Industrial_2032_SC C_million_m3_After Competition Groups_Process Heat Recovery (Gas) - HVAC
Industrial | Ind ¦ Insulation - Steam - Direct | 2032 | SC C | million_m3 | After Competition Groups | 0.27943 | 12699.4053 | 0.012699 | 1006.5092 | 0.00027762 | 21 | Industrial_2032_SC C_million_m3_After Competition Groups_21 | Insulation - Steam - Direct | 0.02776% | 0.012699 | 0.27943 | Industrial_2032_SC C_million_m3_After Competition Groups_Insulation - Steam - Direct
Industrial | Ind ¦ Insulation - Steam - HVAC | 2032 | SC C | million_m3 | After Competition Groups | 0.068835 | 3041.9125 | 0.0030419 | 1006.5092 | 6.839e-05 | 22 | Industrial_2032_SC C_million_m3_After Competition Groups_22 | Insulation - Steam - HVAC | 0.006839% | 0.0030419 | 0.068835 | Industrial_2032_SC C_million_m3_After Competition Groups_Insulation - Steam - HVAC
Industrial | Ind ¦ HE HVAC Units | 2032 | SC C | million_m3 | After Competition Groups | 0.044468 | 4694.9851 | 0.004695 | 1006.5092 | 4.418e-05 | 23 | Industrial_2032_SC C_million_m3_After Competition Groups_23 | HE HVAC Units | 0.004418% | 0.004695 | 0.044468 | Industrial_2032_SC C_million_m3_After Competition Groups_HE HVAC Units
Industrial | Ind ¦ Solar Walls | 2032 | SC C | million_m3 | After Competition Groups | 0.017784 | 2124.2292 | 0.0021242 | 1006.5092 | 1.7669e-05 | 24 | Industrial_2032_SC C_million_m3_After Competition Groups_24 | Solar Walls | 0.001767% | 0.0021242 | 0.017784 | Industrial_2032_SC C_million_m3_After Competition Groups_Solar Walls
Industrial | Ind ¦ High Efficiency Furnaces | 2032 | SC C | million_m3 | After Competition Groups | 0.0029847 | 2360.3313 | 0.0023603 | 1006.5092 | 2.9654e-06 | 25 | Industrial_2032_SC C_million_m3_After Competition Groups_25 | High Efficiency Furnaces | 0.0002965% | 0.0023603 | 0.0029847 | Industrial_2032_SC C_million_m3_After Competition Groups_High Efficiency Furnaces
Industrial | Ind ¦ Steam Trap Repair | 2032 | SC C | million_m3 | After Competition Groups | 0 | 0 | 0 | 1006.5092 | 0 | 26 | Industrial_2032_SC C_million_m3_After Competition Groups_26 | Steam Trap Repair | 0% | 0 | 0 | Industrial_2032_SC C_million_m3_After Competition Groups_Steam Trap Repair
Industrial | Ind ¦ Process Heat Improvements | 2032 | Technical | million_m3 | After Competition Groups | 827.2073 | 0 | 0 | 2427.6062 | 0.34075 | 1 | Industrial_2032_Technical_million_m3_After Competition Groups_1 | Process Heat Improvements | 34.08% | 0 | 827.2073 | Industrial_2032_Technical_million_m3_After Competition Groups_Process Heat Improvements
Industrial | Ind ¦ Boiler Upgrade | 2032 | Technical | million_m3 | After Competition Groups | 316.2013 | 0 | 0 | 2427.6062 | 0.13025 | 2 | Industrial_2032_Technical_million_m3_After Competition Groups_2 | Boiler Upgrade | 13.03% | 0 | 316.2013 | Industrial_2032_Technical_million_m3_After Competition Groups_Boiler Upgrade
Industrial | Ind ¦ Process Heat Recovery (Gas) | 2032 | Technical | million_m3 | After Competition Groups | 303.3321 | 0 | 0 | 2427.6062 | 0.12495 | 3 | Industrial_2032_Technical_million_m3_After Competition Groups_3 | Process Heat Recovery (Gas) | 12.5% | 0 | 303.3321 | Industrial_2032_Technical_million_m3_After Competition Groups_Process Heat Recovery (Gas)
Industrial | Ind ¦ Recommissioning | 2032 | Technical | million_m3 | After Competition Groups | 218.3228 | 0 | 0 | 2427.6062 | 0.089933 | 4 | Industrial_2032_Technical_million_m3_After Competition Groups_4 | Recommissioning | 8.993% | 0 | 218.3228 | Industrial_2032_Technical_million_m3_After Competition Groups_Recommissioning
Industrial | Ind ¦ High Efficiency Burners | 2032 | Technical | million_m3 | After Competition Groups | 156.117 | 0 | 0 | 2427.6062 | 0.064309 | 5 | Industrial_2032_Technical_million_m3_After Competition Groups_5 | High Efficiency Burners | 6.431% | 0 | 156.117 | Industrial_2032_Technical_million_m3_After Competition Groups_High Efficiency Burners
Industrial | Ind ¦ Improved Controls -Process Heating Gas | 2032 | Technical | million_m3 | After Competition Groups | 139.1832 | 0 | 0 | 2427.6062 | 0.057334 | 6 | Industrial_2032_Technical_million_m3_After Competition Groups_6 | Improved Controls -Process Heating Gas | 5.733% | 0 | 139.1832 | Industrial_2032_Technical_million_m3_After Competition Groups_Improved Controls -Process Heating Gas
Industrial | Ind ¦ Greenhouse Envelope Improvements | 2032 | Technical | million_m3 | After Competition Groups | 85.4402 | 0 | 0 | 2427.6062 | 0.035195 | 7 | Industrial_2032_Technical_million_m3_After Competition Groups_7 | Greenhouse Envelope Improvements | 3.52% | 0 | 85.4402 | Industrial_2032_Technical_million_m3_After Competition Groups_Greenhouse Envelope Improvements
Industrial | Ind ¦ Boiler Tune Up | 2032 | Technical | million_m3 | After Competition Groups | 43.2632 | 0 | 0 | 2427.6062 | 0.017821 | 8 | Industrial_2032_Technical_million_m3_After Competition Groups_8 | Boiler Tune Up | 1.782% | 0 | 43.2632 | Industrial_2032_Technical_million_m3_After Competition Groups_Boiler Tune Up
Industrial | Ind ¦ Insulation - Steam | 2032 | Technical | million_m3 | After Competition Groups | 41.7031 | 0 | 0 | 2427.6062 | 0.017179 | 9 | Industrial_2032_Technical_million_m3_After Competition Groups_9 | Insulation - Steam | 1.718% | 0 | 41.7031 | Industrial_2032_Technical_million_m3_After Competition Groups_Insulation - Steam
Industrial | Ind ¦ High Efficiency HVAC Fans (Gas) | 2032 | Technical | million_m3 | After Competition Groups | 39.7869 | 0 | 0 | 2427.6062 | 0.016389 | 10 | Industrial_2032_Technical_million_m3_After Competition Groups_10 | High Efficiency HVAC Fans (Gas) | 1.639% | 0 | 39.7869 | Industrial_2032_Technical_million_m3_After Competition Groups_High Efficiency HVAC Fans (Gas)
Industrial | Ind ¦ VAV Conversion Project (Gas) | 2032 | Technical | million_m3 | After Competition Groups | 34.8586 | 0 | 0 | 2427.6062 | 0.014359 | 11 | Industrial_2032_Technical_million_m3_After Competition Groups_11 | VAV Conversion Project (Gas) | 1.436% | 0 | 34.8586 | Industrial_2032_Technical_million_m3_After Competition Groups_VAV Conversion Project (Gas)
Industrial | Ind ¦ Direct Contact Water Heaters | 2032 | Technical | million_m3 | After Competition Groups | 27.834 | 0 | 0 | 2427.6062 | 0.011466 | 12 | Industrial_2032_Technical_million_m3_After Competition Groups_12 | Direct Contact Water Heaters | 1.147% | 0 | 27.834 | Industrial_2032_Technical_million_m3_After Competition Groups_Direct Contact Water Heaters
Industrial | Ind ¦ Steam Leak Repairs | 2032 | Technical | million_m3 | After Competition Groups | 26.2976 | 0 | 0 | 2427.6062 | 0.010833 | 13 | Industrial_2032_Technical_million_m3_After Competition Groups_13 | Steam Leak Repairs | 1.083% | 0 | 26.2976 | Industrial_2032_Technical_million_m3_After Competition Groups_Steam Leak Repairs
Industrial | Ind ¦ HE HVAC Controls | 2032 | Technical | million_m3 | After Competition Groups | 23.7319 | 0 | 0 | 2427.6062 | 0.0097759 | 14 | Industrial_2032_Technical_million_m3_After Competition Groups_14 | HE HVAC Controls | 0.9776% | 0 | 23.7319 | Industrial_2032_Technical_million_m3_After Competition Groups_HE HVAC Controls
Industrial | Ind ¦ Loading Dock Seals | 2032 | Technical | million_m3 | After Competition Groups | 23.7319 | 0 | 0 | 2427.6062 | 0.0097759 | 15 | Industrial_2032_Technical_million_m3_After Competition Groups_15 | Loading Dock Seals | 0.9776% | 0 | 23.7319 | Industrial_2032_Technical_million_m3_After Competition Groups_Loading Dock Seals
Industrial | Ind ¦ Steam Trap Repair | 2032 | Technical | million_m3 | After Competition Groups | 19.9615 | 0 | 0 | 2427.6062 | 0.0082227 | 16 | Industrial_2032_Technical_million_m3_After Competition Groups_16 | Steam Trap Repair | 0.8223% | 0 | 19.9615 | Industrial_2032_Technical_million_m3_After Competition Groups_Steam Trap Repair
Industrial | Ind ¦ High Efficiency Furnaces | 2032 | Technical | million_m3 | After Competition Groups | 17.971 | 0 | 0 | 2427.6062 | 0.0074028 | 17 | Industrial_2032_Technical_million_m3_After Competition Groups_17 | High Efficiency Furnaces | 0.7403% | 0 | 17.971 | Industrial_2032_Technical_million_m3_After Competition Groups_High Efficiency Furnaces
Industrial | Ind ¦ Insulation - Steam (AG) | 2032 | Technical | million_m3 | After Competition Groups | 17.8501 | 0 | 0 | 2427.6062 | 0.007353 | 18 | Industrial_2032_Technical_million_m3_After Competition Groups_18 | Insulation - Steam (AG) | 0.7353% | 0 | 17.8501 | Industrial_2032_Technical_million_m3_After Competition Groups_Insulation - Steam (AG)
Industrial | Ind ¦ Air Compressor Heat Recovery | 2032 | Technical | million_m3 | After Competition Groups | 15.2876 | 0 | 0 | 2427.6062 | 0.0062974 | 19 | Industrial_2032_Technical_million_m3_After Competition Groups_19 | Air Compressor Heat Recovery | 0.6297% | 0 | 15.2876 | Industrial_2032_Technical_million_m3_After Competition Groups_Air Compressor Heat Recovery
Industrial | Ind ¦ Steam Turbine Optimization | 2032 | Technical | million_m3 | After Competition Groups | 9.7601 | 0 | 0 | 2427.6062 | 0.0040205 | 20 | Industrial_2032_Technical_million_m3_After Competition Groups_20 | Steam Turbine Optimization | 0.402% | 0 | 9.7601 | Industrial_2032_Technical_million_m3_After Competition Groups_Steam Turbine Optimization
Industrial | Ind ¦ Process Optimization (Gas) | 2032 | Technical | million_m3 | After Competition Groups | 8.9846 | 0 | 0 | 2427.6062 | 0.003701 | 21 | Industrial_2032_Technical_million_m3_After Competition Groups_21 | Process Optimization (Gas) | 0.3701% | 0 | 8.9846 | Industrial_2032_Technical_million_m3_After Competition Groups_Process Optimization (Gas)
Industrial | Ind ¦ HE Stock Tank | 2032 | Technical | million_m3 | After Competition Groups | 8.6119 | 0 | 0 | 2427.6062 | 0.0035475 | 22 | Industrial_2032_Technical_million_m3_After Competition Groups_22 | HE Stock Tank | 0.3548% | 0 | 8.6119 | Industrial_2032_Technical_million_m3_After Competition Groups_HE Stock Tank
Industrial | Ind ¦ Gas Turbine Optimization | 2032 | Technical | million_m3 | After Competition Groups | 7.3201 | 0 | 0 | 2427.6062 | 0.0030153 | 23 | Industrial_2032_Technical_million_m3_After Competition Groups_23 | Gas Turbine Optimization | 0.3015% | 0 | 7.3201 | Industrial_2032_Technical_million_m3_After Competition Groups_Gas Turbine Optimization
Industrial | Ind ¦ Ventilation Optimization (Gas) | 2032 | Technical | million_m3 | After Competition Groups | 4.7572 | 0 | 0 | 2427.6062 | 0.0019596 | 24 | Industrial_2032_Technical_million_m3_After Competition Groups_24 | Ventilation Optimization (Gas) | 0.196% | 0 | 4.7572 | Industrial_2032_Technical_million_m3_After Competition Groups_Ventilation Optimization (Gas)
Industrial | Ind ¦ Solar Walls | 2032 | Technical | million_m3 | After Competition Groups | 4.7021 | 0 | 0 | 2427.6062 | 0.0019369 | 25 | Industrial_2032_Technical_million_m3_After Competition Groups_25 | Solar Walls | 0.1937% | 0 | 4.7021 | Industrial_2032_Technical_million_m3_After Competition Groups_Solar Walls
Industrial | Ind ¦ HE HVAC Units | 2032 | Technical | million_m3 | After Competition Groups | 1.9543 | 0 | 0 | 2427.6062 | 0.00080505 | 26 | Industrial_2032_Technical_million_m3_After Competition Groups_26 | HE HVAC Units | 0.08051% | 0 | 1.9543 | Industrial_2032_Technical_million_m3_After Competition Groups_HE HVAC Units
Industrial | Ind ¦ Boiler Tune Up - Direct | 2032 | Technical | million_m3 | After Competition Groups | 1.4767 | 0 | 0 | 2427.6062 | 0.00060831 | 27 | Industrial_2032_Technical_million_m3_After Competition Groups_27 | Boiler Tune Up - Direct | 0.06083% | 0 | 1.4767 | Industrial_2032_Technical_million_m3_After Competition Groups_Boiler Tune Up - Direct
Industrial | Ind ¦ Process Heat Recovery (Gas) - HVAC | 2032 | Technical | million_m3 | After Competition Groups | 1.0137 | 0 | 0 | 2427.6062 | 0.00041759 | 28 | Industrial_2032_Technical_million_m3_After Competition Groups_28 | Process Heat Recovery (Gas) - HVAC | 0.04176% | 0 | 1.0137 | Industrial_2032_Technical_million_m3_After Competition Groups_Process Heat Recovery (Gas) - HVAC
Industrial | Ind ¦ Insulation - Steam - Direct | 2032 | Technical | million_m3 | After Competition Groups | 0.67583 | 0 | 0 | 2427.6062 | 0.0002784 | 29 | Industrial_2032_Technical_million_m3_After Competition Groups_29 | Insulation - Steam - Direct | 0.02784% | 0 | 0.67583 | Industrial_2032_Technical_million_m3_After Competition Groups_Insulation - Steam - Direct
Industrial | Ind ¦ Insulation - Steam - HVAC | 2032 | Technical | million_m3 | After Competition Groups | 0.14055 | 0 | 0 | 2427.6062 | 5.7896e-05 | 30 | Industrial_2032_Technical_million_m3_After Competition Groups_30 | Insulation - Steam - HVAC | 0.00579% | 0 | 0.14055 | Industrial_2032_Technical_million_m3_After Competition Groups_Insulation - Steam - HVAC
Industrial | Ind ¦ Boiler Tune Up - HVAC | 2032 | Technical | million_m3 | After Competition Groups | 0.12778 | 0 | 0 | 2427.6062 | 5.2636e-05 | 31 | Industrial_2032_Technical_million_m3_After Competition Groups_31 | Boiler Tune Up - HVAC | 0.005264% | 0 | 0.12778 | Industrial_2032_Technical_million_m3_After Competition Groups_Boiler Tune Up - HVAC
Industrial | Ind ¦ Process Heat Improvements | 2033 | Economic | million_m3 | After Competition Groups | 841.4527 | 0 | 0 | 2331.5974 | 0.36089 | 1 | Industrial_2033_Economic_million_m3_After Competition Groups_1 | Process Heat Improvements | 36.09% | 0 | 841.4527 | Industrial_2033_Economic_million_m3_After Competition Groups_Process Heat Improvements
Industrial | Ind ¦ Boiler Upgrade | 2033 | Economic | million_m3 | After Competition Groups | 322.3592 | 0 | 0 | 2331.5974 | 0.13826 | 2 | Industrial_2033_Economic_million_m3_After Competition Groups_2 | Boiler Upgrade | 13.83% | 0 | 322.3592 | Industrial_2033_Economic_million_m3_After Competition Groups_Boiler Upgrade
Industrial | Ind ¦ Process Heat Recovery (Gas) | 2033 | Economic | million_m3 | After Competition Groups | 303.3321 | 0 | 0 | 2331.5974 | 0.1301 | 3 | Industrial_2033_Economic_million_m3_After Competition Groups_3 | Process Heat Recovery (Gas) | 13.01% | 0 | 303.3321 | Industrial_2033_Economic_million_m3_After Competition Groups_Process Heat Recovery (Gas)
Industrial | Ind ¦ Recommissioning | 2033 | Economic | million_m3 | After Competition Groups | 218.3228 | 0 | 0 | 2331.5974 | 0.093637 | 4 | Industrial_2033_Economic_million_m3_After Competition Groups_4 | Recommissioning | 9.364% | 0 | 218.3228 | Industrial_2033_Economic_million_m3_After Competition Groups_Recommissioning
Industrial | Ind ¦ High Efficiency Burners | 2033 | Economic | million_m3 | After Competition Groups | 158.8055 | 0 | 0 | 2331.5974 | 0.06811 | 5 | Industrial_2033_Economic_million_m3_After Competition Groups_5 | High Efficiency Burners | 6.811% | 0 | 158.8055 | Industrial_2033_Economic_million_m3_After Competition Groups_High Efficiency Burners
Industrial | Ind ¦ Improved Controls -Process Heating Gas | 2033 | Economic | million_m3 | After Competition Groups | 139.1832 | 0 | 0 | 2331.5974 | 0.059694 | 6 | Industrial_2033_Economic_million_m3_After Competition Groups_6 | Improved Controls -Process Heating Gas | 5.969% | 0 | 139.1832 | Industrial_2033_Economic_million_m3_After Competition Groups_Improved Controls -Process Heating Gas
Industrial | Ind ¦ Greenhouse Envelope Improvements | 2033 | Economic | million_m3 | After Competition Groups | 87.1871 | 0 | 0 | 2331.5974 | 0.037394 | 7 | Industrial_2033_Economic_million_m3_After Competition Groups_7 | Greenhouse Envelope Improvements | 3.739% | 0 | 87.1871 | Industrial_2033_Economic_million_m3_After Competition Groups_Greenhouse Envelope Improvements
Industrial | Ind ¦ Insulation - Steam | 2033 | Economic | million_m3 | After Competition Groups | 41.7031 | 0 | 0 | 2331.5974 | 0.017886 | 8 | Industrial_2033_Economic_million_m3_After Competition Groups_8 | Insulation - Steam | 1.789% | 0 | 41.7031 | Industrial_2033_Economic_million_m3_After Competition Groups_Insulation - Steam
Industrial | Ind ¦ High Efficiency HVAC Fans (Gas) | 2033 | Economic | million_m3 | After Competition Groups | 40.335 | 0 | 0 | 2331.5974 | 0.017299 | 9 | Industrial_2033_Economic_million_m3_After Competition Groups_9 | High Efficiency HVAC Fans (Gas) | 1.73% | 0 | 40.335 | Industrial_2033_Economic_million_m3_After Competition Groups_High Efficiency HVAC Fans (Gas)
Industrial | Ind ¦ VAV Conversion Project (Gas) | 2033 | Economic | million_m3 | After Competition Groups | 34.8791 | 0 | 0 | 2331.5974 | 0.014959 | 10 | Industrial_2033_Economic_million_m3_After Competition Groups_10 | VAV Conversion Project (Gas) | 1.496% | 0 | 34.8791 | Industrial_2033_Economic_million_m3_After Competition Groups_VAV Conversion Project (Gas)
Industrial | Ind ¦ Direct Contact Water Heaters | 2033 | Economic | million_m3 | After Competition Groups | 28.3427 | 0 | 0 | 2331.5974 | 0.012156 | 11 | Industrial_2033_Economic_million_m3_After Competition Groups_11 | Direct Contact Water Heaters | 1.216% | 0 | 28.3427 | Industrial_2033_Economic_million_m3_After Competition Groups_Direct Contact Water Heaters
Industrial | Ind ¦ HE HVAC Controls | 2033 | Economic | million_m3 | After Competition Groups | 23.7319 | 0 | 0 | 2331.5974 | 0.010178 | 12 | Industrial_2033_Economic_million_m3_After Competition Groups_12 | HE HVAC Controls | 1.018% | 0 | 23.7319 | Industrial_2033_Economic_million_m3_After Competition Groups_HE HVAC Controls
Industrial | Ind ¦ Insulation - Steam (AG) | 2033 | Economic | million_m3 | After Competition Groups | 17.7843 | 0 | 0 | 2331.5974 | 0.0076275 | 13 | Industrial_2033_Economic_million_m3_After Competition Groups_13 | Insulation - Steam (AG) | 0.7628% | 0 | 17.7843 | Industrial_2033_Economic_million_m3_After Competition Groups_Insulation - Steam (AG)
Industrial | Ind ¦ Air Compressor Heat Recovery | 2033 | Economic | million_m3 | After Competition Groups | 15.2876 | 0 | 0 | 2331.5974 | 0.0065567 | 14 | Industrial_2033_Economic_million_m3_After Competition Groups_14 | Air Compressor Heat Recovery | 0.6557% | 0 | 15.2876 | Industrial_2033_Economic_million_m3_After Competition Groups_Air Compressor Heat Recovery
Industrial | Ind ¦ High Efficiency Furnaces | 2033 | Economic | million_m3 | After Competition Groups | 11.3944 | 0 | 0 | 2331.5974 | 0.004887 | 15 | Industrial_2033_Economic_million_m3_After Competition Groups_15 | High Efficiency Furnaces | 0.4887% | 0 | 11.3944 | Industrial_2033_Economic_million_m3_After Competition Groups_High Efficiency Furnaces
Industrial | Ind ¦ Steam Turbine Optimization | 2033 | Economic | million_m3 | After Competition Groups | 9.7616 | 0 | 0 | 2331.5974 | 0.0041867 | 16 | Industrial_2033_Economic_million_m3_After Competition Groups_16 | Steam Turbine Optimization | 0.4187% | 0 | 9.7616 | Industrial_2033_Economic_million_m3_After Competition Groups_Steam Turbine Optimization
Industrial | Ind ¦ Process Optimization (Gas) | 2033 | Economic | million_m3 | After Competition Groups | 8.9846 | 0 | 0 | 2331.5974 | 0.0038534 | 17 | Industrial_2033_Economic_million_m3_After Competition Groups_17 | Process Optimization (Gas) | 0.3853% | 0 | 8.9846 | Industrial_2033_Economic_million_m3_After Competition Groups_Process Optimization (Gas)
Industrial | Ind ¦ HE Stock Tank | 2033 | Economic | million_m3 | After Competition Groups | 8.7562 | 0 | 0 | 2331.5974 | 0.0037555 | 18 | Industrial_2033_Economic_million_m3_After Competition Groups_18 | HE Stock Tank | 0.3755% | 0 | 8.7562 | Industrial_2033_Economic_million_m3_After Competition Groups_HE Stock Tank
Industrial | Ind ¦ Gas Turbine Optimization | 2033 | Economic | million_m3 | After Competition Groups | 7.3212 | 0 | 0 | 2331.5974 | 0.00314 | 19 | Industrial_2033_Economic_million_m3_After Competition Groups_19 | Gas Turbine Optimization | 0.314% | 0 | 7.3212 | Industrial_2033_Economic_million_m3_After Competition Groups_Gas Turbine Optimization
Industrial | Ind ¦ Ventilation Optimization (Gas) | 2033 | Economic | million_m3 | After Competition Groups | 4.7572 | 0 | 0 | 2331.5974 | 0.0020403 | 20 | Industrial_2033_Economic_million_m3_After Competition Groups_20 | Ventilation Optimization (Gas) | 0.204% | 0 | 4.7572 | Industrial_2033_Economic_million_m3_After Competition Groups_Ventilation Optimization (Gas)
Industrial | Ind ¦ Solar Walls | 2033 | Economic | million_m3 | After Competition Groups | 4.7048 | 0 | 0 | 2331.5974 | 0.0020179 | 21 | Industrial_2033_Economic_million_m3_After Competition Groups_21 | Solar Walls | 0.2018% | 0 | 4.7048 | Industrial_2033_Economic_million_m3_After Competition Groups_Solar Walls
Industrial | Ind ¦ HE HVAC Units | 2033 | Economic | million_m3 | After Competition Groups | 1.3809 | 0 | 0 | 2331.5974 | 0.00059225 | 22 | Industrial_2033_Economic_million_m3_After Competition Groups_22 | HE HVAC Units | 0.05923% | 0 | 1.3809 | Industrial_2033_Economic_million_m3_After Competition Groups_HE HVAC Units
Industrial | Ind ¦ Process Heat Recovery (Gas) - HVAC | 2033 | Economic | million_m3 | After Competition Groups | 1.0137 | 0 | 0 | 2331.5974 | 0.00043478 | 23 | Industrial_2033_Economic_million_m3_After Competition Groups_23 | Process Heat Recovery (Gas) - HVAC | 0.04348% | 0 | 1.0137 | Industrial_2033_Economic_million_m3_After Competition Groups_Process Heat Recovery (Gas) - HVAC
Industrial | Ind ¦ Insulation - Steam - Direct | 2033 | Economic | million_m3 | After Competition Groups | 0.67583 | 0 | 0 | 2331.5974 | 0.00028986 | 24 | Industrial_2033_Economic_million_m3_After Competition Groups_24 | Insulation - Steam - Direct | 0.02899% | 0 | 0.67583 | Industrial_2033_Economic_million_m3_After Competition Groups_Insulation - Steam - Direct
Industrial | Ind ¦ Insulation - Steam - HVAC | 2033 | Economic | million_m3 | After Competition Groups | 0.14055 | 0 | 0 | 2331.5974 | 6.028e-05 | 25 | Industrial_2033_Economic_million_m3_After Competition Groups_25 | Insulation - Steam - HVAC | 0.006028% | 0 | 0.14055 | Industrial_2033_Economic_million_m3_After Competition Groups_Insulation - Steam - HVAC
Industrial | Ind ¦ Steam Trap Repair | 2033 | Economic | million_m3 | After Competition Groups | 0 | 0 | 0 | 2331.5974 | 0 | 26 | Industrial_2033_Economic_million_m3_After Competition Groups_26 | Steam Trap Repair | 0% | 0 | 0 | Industrial_2033_Economic_million_m3_After Competition Groups_Steam Trap Repair
Industrial | Ind ¦ Process Heat Improvements | 2033 | SC A | million_m3 | After Competition Groups | 193.8953 | 6028702.5645 | 6.0287 | 713.7192 | 0.27167 | 1 | Industrial_2033_SC A_million_m3_After Competition Groups_1 | Process Heat Improvements | 27.17% | 6.0287 | 193.8953 | Industrial_2033_SC A_million_m3_After Competition Groups_Process Heat Improvements
Industrial | Ind ¦ Boiler Upgrade | 2033 | SC A | million_m3 | After Competition Groups | 175.617 | 4013754.8526 | 4.0138 | 713.7192 | 0.24606 | 2 | Industrial_2033_SC A_million_m3_After Competition Groups_2 | Boiler Upgrade | 24.61% | 4.0138 | 175.617 | Industrial_2033_SC A_million_m3_After Competition Groups_Boiler Upgrade
Industrial | Ind ¦ Recommissioning | 2033 | SC A | million_m3 | After Competition Groups | 91.7088 | 1282713.6668 | 1.2827 | 713.7192 | 0.12849 | 3 | Industrial_2033_SC A_million_m3_After Competition Groups_3 | Recommissioning | 12.85% | 1.2827 | 91.7088 | Industrial_2033_SC A_million_m3_After Competition Groups_Recommissioning
Industrial | Ind ¦ Greenhouse Envelope Improvements | 2033 | SC A | million_m3 | After Competition Groups | 60.4032 | 363679.2315 | 0.36368 | 713.7192 | 0.084632 | 4 | Industrial_2033_SC A_million_m3_After Competition Groups_4 | Greenhouse Envelope Improvements | 8.463% | 0.36368 | 60.4032 | Industrial_2033_SC A_million_m3_After Competition Groups_Greenhouse Envelope Improvements
Industrial | Ind ¦ Improved Controls -Process Heating Gas | 2033 | SC A | million_m3 | After Competition Groups | 58.2771 | 1614082.4329 | 1.6141 | 713.7192 | 0.081653 | 5 | Industrial_2033_SC A_million_m3_After Competition Groups_5 | Improved Controls -Process Heating Gas | 8.165% | 1.6141 | 58.2771 | Industrial_2033_SC A_million_m3_After Competition Groups_Improved Controls -Process Heating Gas
Industrial | Ind ¦ Process Heat Recovery (Gas) | 2033 | SC A | million_m3 | After Competition Groups | 42.0269 | 832025.2441 | 0.83203 | 713.7192 | 0.058884 | 6 | Industrial_2033_SC A_million_m3_After Competition Groups_6 | Process Heat Recovery (Gas) | 5.888% | 0.83203 | 42.0269 | Industrial_2033_SC A_million_m3_After Competition Groups_Process Heat Recovery (Gas)
Industrial | Ind ¦ Insulation - Steam | 2033 | SC A | million_m3 | After Competition Groups | 20.2656 | 680118.9588 | 0.68012 | 713.7192 | 0.028394 | 7 | Industrial_2033_SC A_million_m3_After Competition Groups_7 | Insulation - Steam | 2.839% | 0.68012 | 20.2656 | Industrial_2033_SC A_million_m3_After Competition Groups_Insulation - Steam
Industrial | Ind ¦ Direct Contact Water Heaters | 2033 | SC A | million_m3 | After Competition Groups | 14.4841 | 0 | 0 | 713.7192 | 0.020294 | 8 | Industrial_2033_SC A_million_m3_After Competition Groups_8 | Direct Contact Water Heaters | 2.029% | 0 | 14.4841 | Industrial_2033_SC A_million_m3_After Competition Groups_Direct Contact Water Heaters
Industrial | Ind ¦ Insulation - Steam (AG) | 2033 | SC A | million_m3 | After Competition Groups | 10.5126 | 343147.8433 | 0.34315 | 713.7192 | 0.014729 | 9 | Industrial_2033_SC A_million_m3_After Competition Groups_9 | Insulation - Steam (AG) | 1.473% | 0.34315 | 10.5126 | Industrial_2033_SC A_million_m3_After Competition Groups_Insulation - Steam (AG)
Industrial | Ind ¦ High Efficiency HVAC Fans (Gas) | 2033 | SC A | million_m3 | After Competition Groups | 8.392 | 175087.1808 | 0.17509 | 713.7192 | 0.011758 | 10 | Industrial_2033_SC A_million_m3_After Competition Groups_10 | High Efficiency HVAC Fans (Gas) | 1.176% | 0.17509 | 8.392 | Industrial_2033_SC A_million_m3_After Competition Groups_High Efficiency HVAC Fans (Gas)
Industrial | Ind ¦ Steam Turbine Optimization | 2033 | SC A | million_m3 | After Competition Groups | 8.107 | 127929.2756 | 0.12793 | 713.7192 | 0.011359 | 11 | Industrial_2033_SC A_million_m3_After Competition Groups_11 | Steam Turbine Optimization | 1.136% | 0.12793 | 8.107 | Industrial_2033_SC A_million_m3_After Competition Groups_Steam Turbine Optimization
Industrial | Ind ¦ High Efficiency Burners | 2033 | SC A | million_m3 | After Competition Groups | 8.0808 | 305141.3295 | 0.30514 | 713.7192 | 0.011322 | 12 | Industrial_2033_SC A_million_m3_After Competition Groups_12 | High Efficiency Burners | 1.132% | 0.30514 | 8.0808 | Industrial_2033_SC A_million_m3_After Competition Groups_High Efficiency Burners
Industrial | Ind ¦ Gas Turbine Optimization | 2033 | SC A | million_m3 | After Competition Groups | 6.0006 | 88575.1993 | 0.088575 | 713.7192 | 0.0084075 | 13 | Industrial_2033_SC A_million_m3_After Competition Groups_13 | Gas Turbine Optimization | 0.8407% | 0.088575 | 6.0006 | Industrial_2033_SC A_million_m3_After Competition Groups_Gas Turbine Optimization
Industrial | Ind ¦ Air Compressor Heat Recovery | 2033 | SC A | million_m3 | After Competition Groups | 5.1872 | 123564.4646 | 0.12356 | 713.7192 | 0.0072679 | 14 | Industrial_2033_SC A_million_m3_After Competition Groups_14 | Air Compressor Heat Recovery | 0.7268% | 0.12356 | 5.1872 | Industrial_2033_SC A_million_m3_After Competition Groups_Air Compressor Heat Recovery
Industrial | Ind ¦ Ventilation Optimization (Gas) | 2033 | SC A | million_m3 | After Competition Groups | 4.2677 | 0 | 0 | 713.7192 | 0.0059795 | 15 | Industrial_2033_SC A_million_m3_After Competition Groups_15 | Ventilation Optimization (Gas) | 0.5979% | 0 | 4.2677 | Industrial_2033_SC A_million_m3_After Competition Groups_Ventilation Optimization (Gas)
Industrial | Ind ¦ HE Stock Tank | 2033 | SC A | million_m3 | After Competition Groups | 3.1378 | 104514.6556 | 0.10451 | 713.7192 | 0.0043965 | 16 | Industrial_2033_SC A_million_m3_After Competition Groups_16 | HE Stock Tank | 0.4396% | 0.10451 | 3.1378 | Industrial_2033_SC A_million_m3_After Competition Groups_HE Stock Tank
Industrial | Ind ¦ Process Optimization (Gas) | 2033 | SC A | million_m3 | After Competition Groups | 1.9092 | 72048.0845 | 0.072048 | 713.7192 | 0.0026751 | 17 | Industrial_2033_SC A_million_m3_After Competition Groups_17 | Process Optimization (Gas) | 0.2675% | 0.072048 | 1.9092 | Industrial_2033_SC A_million_m3_After Competition Groups_Process Optimization (Gas)
Industrial | Ind ¦ VAV Conversion Project (Gas) | 2033 | SC A | million_m3 | After Competition Groups | 0.51994 | 0 | 0 | 713.7192 | 0.0007285 | 18 | Industrial_2033_SC A_million_m3_After Competition Groups_18 | VAV Conversion Project (Gas) | 0.07285% | 0 | 0.51994 | Industrial_2033_SC A_million_m3_After Competition Groups_VAV Conversion Project (Gas)
Industrial | Ind ¦ HE HVAC Controls | 2033 | SC A | million_m3 | After Competition Groups | 0.35007 | 0 | 0 | 713.7192 | 0.00049049 | 19 | Industrial_2033_SC A_million_m3_After Competition Groups_19 | HE HVAC Controls | 0.04905% | 0 | 0.35007 | Industrial_2033_SC A_million_m3_After Competition Groups_HE HVAC Controls
Industrial | Ind ¦ Insulation - Steam - Direct | 2033 | SC A | million_m3 | After Competition Groups | 0.30654 | 10456.1777 | 0.010456 | 713.7192 | 0.0004295 | 20 | Industrial_2033_SC A_million_m3_After Competition Groups_20 | Insulation - Steam - Direct | 0.04295% | 0.010456 | 0.30654 | Industrial_2033_SC A_million_m3_After Competition Groups_Insulation - Steam - Direct
Industrial | Ind ¦ Process Heat Recovery (Gas) - HVAC | 2033 | SC A | million_m3 | After Competition Groups | 0.17072 | 3494.7968 | 0.0034948 | 713.7192 | 0.0002392 | 21 | Industrial_2033_SC A_million_m3_After Competition Groups_21 | Process Heat Recovery (Gas) - HVAC | 0.02392% | 0.0034948 | 0.17072 | Industrial_2033_SC A_million_m3_After Competition Groups_Process Heat Recovery (Gas) - HVAC
Industrial | Ind ¦ Insulation - Steam - HVAC | 2033 | SC A | million_m3 | After Competition Groups | 0.075188 | 2454.4782 | 0.0024545 | 713.7192 | 0.00010535 | 22 | Industrial_2033_SC A_million_m3_After Competition Groups_22 | Insulation - Steam - HVAC | 0.01053% | 0.0024545 | 0.075188 | Industrial_2033_SC A_million_m3_After Competition Groups_Insulation - Steam - HVAC
Industrial | Ind ¦ HE HVAC Units | 2033 | SC A | million_m3 | After Competition Groups | 0.018486 | 0 | 0 | 713.7192 | 2.5901e-05 | 23 | Industrial_2033_SC A_million_m3_After Competition Groups_23 | HE HVAC Units | 0.00259% | 0 | 0.018486 | Industrial_2033_SC A_million_m3_After Competition Groups_HE HVAC Units
Industrial | Ind ¦ Solar Walls | 2033 | SC A | million_m3 | After Competition Groups | 0.004595 | 0 | 0 | 713.7192 | 6.4382e-06 | 24 | Industrial_2033_SC A_million_m3_After Competition Groups_24 | Solar Walls | 0.0006438% | 0 | 0.004595 | Industrial_2033_SC A_million_m3_After Competition Groups_Solar Walls
Industrial | Ind ¦ High Efficiency Furnaces | 2033 | SC A | million_m3 | After Competition Groups | 0.00061909 | 0 | 0 | 713.7192 | 8.6741e-07 | 25 | Industrial_2033_SC A_million_m3_After Competition Groups_25 | High Efficiency Furnaces | 8.674e-05% | 0 | 0.00061909 | Industrial_2033_SC A_million_m3_After Competition Groups_High Efficiency Furnaces
Industrial | Ind ¦ Steam Trap Repair | 2033 | SC A | million_m3 | After Competition Groups | 0 | 0 | 0 | 713.7192 | 0 | 26 | Industrial_2033_SC A_million_m3_After Competition Groups_26 | Steam Trap Repair | 0% | 0 | 0 | Industrial_2033_SC A_million_m3_After Competition Groups_Steam Trap Repair
Industrial | Ind ¦ Process Heat Improvements | 2033 | SC B | million_m3 | After Competition Groups | 572.8621 | 39386112.7083 | 39.3861 | 1812.3067 | 0.3161 | 1 | Industrial_2033_SC B_million_m3_After Competition Groups_1 | Process Heat Improvements | 31.61% | 39.3861 | 572.8621 | Industrial_2033_SC B_million_m3_After Competition Groups_Process Heat Improvements
Industrial | Ind ¦ Boiler Upgrade | 2033 | SC B | million_m3 | After Competition Groups | 268.3056 | 21260781.2912 | 21.2608 | 1812.3067 | 0.14805 | 2 | Industrial_2033_SC B_million_m3_After Competition Groups_2 | Boiler Upgrade | 14.8% | 21.2608 | 268.3056 | Industrial_2033_SC B_million_m3_After Competition Groups_Boiler Upgrade
Industrial | Ind ¦ Process Heat Recovery (Gas) | 2033 | SC B | million_m3 | After Competition Groups | 264.219 | 16320362.4162 | 16.3204 | 1812.3067 | 0.14579 | 3 | Industrial_2033_SC B_million_m3_After Competition Groups_3 | Process Heat Recovery (Gas) | 14.58% | 16.3204 | 264.219 | Industrial_2033_SC B_million_m3_After Competition Groups_Process Heat Recovery (Gas)
Industrial | Ind ¦ Recommissioning | 2033 | SC B | million_m3 | After Competition Groups | 191.3149 | 4425214.8215 | 4.4252 | 1812.3067 | 0.10556 | 4 | Industrial_2033_SC B_million_m3_After Competition Groups_4 | Recommissioning | 10.56% | 4.4252 | 191.3149 | Industrial_2033_SC B_million_m3_After Competition Groups_Recommissioning
Industrial | Ind ¦ Improved Controls -Process Heating Gas | 2033 | SC B | million_m3 | After Competition Groups | 121.0508 | 3965738.2014 | 3.9657 | 1812.3067 | 0.066794 | 5 | Industrial_2033_SC B_million_m3_After Competition Groups_5 | Improved Controls -Process Heating Gas | 6.679% | 3.9657 | 121.0508 | Industrial_2033_SC B_million_m3_After Competition Groups_Improved Controls -Process Heating Gas
Industrial | Ind ¦ High Efficiency Burners | 2033 | SC B | million_m3 | After Competition Groups | 108.664 | 11611987.0164 | 11.612 | 1812.3067 | 0.059959 | 6 | Industrial_2033_SC B_million_m3_After Competition Groups_6 | High Efficiency Burners | 5.996% | 11.612 | 108.664 | Industrial_2033_SC B_million_m3_After Competition Groups_High Efficiency Burners
Industrial | Ind ¦ Greenhouse Envelope Improvements | 2033 | SC B | million_m3 | After Competition Groups | 74.3637 | 281802.8858 | 0.2818 | 1812.3067 | 0.041033 | 7 | Industrial_2033_SC B_million_m3_After Competition Groups_7 | Greenhouse Envelope Improvements | 4.103% | 0.2818 | 74.3637 | Industrial_2033_SC B_million_m3_After Competition Groups_Greenhouse Envelope Improvements
Industrial | Ind ¦ Insulation - Steam | 2033 | SC B | million_m3 | After Competition Groups | 36.7513 | 624778.6751 | 0.62478 | 1812.3067 | 0.020279 | 8 | Industrial_2033_SC B_million_m3_After Competition Groups_8 | Insulation - Steam | 2.028% | 0.62478 | 36.7513 | Industrial_2033_SC B_million_m3_After Competition Groups_Insulation - Steam
Industrial | Ind ¦ High Efficiency HVAC Fans (Gas) | 2033 | SC B | million_m3 | After Competition Groups | 32.615 | 2421253.1792 | 2.4213 | 1812.3067 | 0.017996 | 9 | Industrial_2033_SC B_million_m3_After Competition Groups_9 | High Efficiency HVAC Fans (Gas) | 1.8% | 2.4213 | 32.615 | Industrial_2033_SC B_million_m3_After Competition Groups_High Efficiency HVAC Fans (Gas)
Industrial | Ind ¦ VAV Conversion Project (Gas) | 2033 | SC B | million_m3 | After Competition Groups | 30.6483 | 3007152.416 | 3.0072 | 1812.3067 | 0.016911 | 10 | Industrial_2033_SC B_million_m3_After Competition Groups_10 | VAV Conversion Project (Gas) | 1.691% | 3.0072 | 30.6483 | Industrial_2033_SC B_million_m3_After Competition Groups_VAV Conversion Project (Gas)
Industrial | Ind ¦ Direct Contact Water Heaters | 2033 | SC B | million_m3 | After Competition Groups | 21.9507 | 0 | 0 | 1812.3067 | 0.012112 | 11 | Industrial_2033_SC B_million_m3_After Competition Groups_11 | Direct Contact Water Heaters | 1.211% | 0 | 21.9507 | Industrial_2033_SC B_million_m3_After Competition Groups_Direct Contact Water Heaters
Industrial | Ind ¦ HE HVAC Controls | 2033 | SC B | million_m3 | After Competition Groups | 21.4001 | 1981513.7503 | 1.9815 | 1812.3067 | 0.011808 | 12 | Industrial_2033_SC B_million_m3_After Competition Groups_12 | HE HVAC Controls | 1.181% | 1.9815 | 21.4001 | Industrial_2033_SC B_million_m3_After Competition Groups_HE HVAC Controls
Industrial | Ind ¦ Insulation - Steam (AG) | 2033 | SC B | million_m3 | After Competition Groups | 17.9331 | 251077.5367 | 0.25108 | 1812.3067 | 0.0098952 | 13 | Industrial_2033_SC B_million_m3_After Competition Groups_13 | Insulation - Steam (AG) | 0.9895% | 0.25108 | 17.9331 | Industrial_2033_SC B_million_m3_After Competition Groups_Insulation - Steam (AG)
Industrial | Ind ¦ Air Compressor Heat Recovery | 2033 | SC B | million_m3 | After Competition Groups | 13.5633 | 532572.0163 | 0.53257 | 1812.3067 | 0.007484 | 14 | Industrial_2033_SC B_million_m3_After Competition Groups_14 | Air Compressor Heat Recovery | 0.7484% | 0.53257 | 13.5633 | Industrial_2033_SC B_million_m3_After Competition Groups_Air Compressor Heat Recovery
Industrial | Ind ¦ Steam Turbine Optimization | 2033 | SC B | million_m3 | After Competition Groups | 8.3982 | 450446.5391 | 0.45045 | 1812.3067 | 0.004634 | 15 | Industrial_2033_SC B_million_m3_After Competition Groups_15 | Steam Turbine Optimization | 0.4634% | 0.45045 | 8.3982 | Industrial_2033_SC B_million_m3_After Competition Groups_Steam Turbine Optimization
Industrial | Ind ¦ Gas Turbine Optimization | 2033 | SC B | million_m3 | After Competition Groups | 6.2986 | 337834.9044 | 0.33783 | 1812.3067 | 0.0034755 | 16 | Industrial_2033_SC B_million_m3_After Competition Groups_16 | Gas Turbine Optimization | 0.3475% | 0.33783 | 6.2986 | Industrial_2033_SC B_million_m3_After Competition Groups_Gas Turbine Optimization
Industrial | Ind ¦ HE Stock Tank | 2033 | SC B | million_m3 | After Competition Groups | 5.9504 | 156872.6947 | 0.15687 | 1812.3067 | 0.0032833 | 17 | Industrial_2033_SC B_million_m3_After Competition Groups_17 | HE Stock Tank | 0.3283% | 0.15687 | 5.9504 | Industrial_2033_SC B_million_m3_After Competition Groups_HE Stock Tank
Industrial | Ind ¦ Ventilation Optimization (Gas) | 2033 | SC B | million_m3 | After Competition Groups | 4.2677 | 0 | 0 | 1812.3067 | 0.0023548 | 18 | Industrial_2033_SC B_million_m3_After Competition Groups_18 | Ventilation Optimization (Gas) | 0.2355% | 0 | 4.2677 | Industrial_2033_SC B_million_m3_After Competition Groups_Ventilation Optimization (Gas)
Industrial | Ind ¦ Solar Walls | 2033 | SC B | million_m3 | After Competition Groups | 4.1341 | 686927.7953 | 0.68693 | 1812.3067 | 0.0022811 | 19 | Industrial_2033_SC B_million_m3_After Competition Groups_19 | Solar Walls | 0.2281% | 0.68693 | 4.1341 | Industrial_2033_SC B_million_m3_After Competition Groups_Solar Walls
Industrial | Ind ¦ High Efficiency Furnaces | 2033 | SC B | million_m3 | After Competition Groups | 2.856 | 6231725.5823 | 6.2317 | 1812.3067 | 0.0015759 | 20 | Industrial_2033_SC B_million_m3_After Competition Groups_20 | High Efficiency Furnaces | 0.1576% | 6.2317 | 2.856 | Industrial_2033_SC B_million_m3_After Competition Groups_High Efficiency Furnaces
Industrial | Ind ¦ Process Optimization (Gas) | 2033 | SC B | million_m3 | After Competition Groups | 1.9092 | 131706.6301 | 0.13171 | 1812.3067 | 0.0010535 | 21 | Industrial_2033_SC B_million_m3_After Competition Groups_21 | Process Optimization (Gas) | 0.1053% | 0.13171 | 1.9092 | Industrial_2033_SC B_million_m3_After Competition Groups_Process Optimization (Gas)
Industrial | Ind ¦ HE HVAC Units | 2033 | SC B | million_m3 | After Competition Groups | 1.2173 | 127163.6526 | 0.12716 | 1812.3067 | 0.00067169 | 22 | Industrial_2033_SC B_million_m3_After Competition Groups_22 | HE HVAC Units | 0.06717% | 0.12716 | 1.2173 | Industrial_2033_SC B_million_m3_After Competition Groups_HE HVAC Units
Industrial | Ind ¦ Process Heat Recovery (Gas) - HVAC | 2033 | SC B | million_m3 | After Competition Groups | 0.92507 | 44715.2159 | 0.044715 | 1812.3067 | 0.00051044 | 23 | Industrial_2033_SC B_million_m3_After Competition Groups_23 | Process Heat Recovery (Gas) - HVAC | 0.05104% | 0.044715 | 0.92507 | Industrial_2033_SC B_million_m3_After Competition Groups_Process Heat Recovery (Gas) - HVAC
Industrial | Ind ¦ Insulation - Steam - Direct | 2033 | SC B | million_m3 | After Competition Groups | 0.5798 | 11080.452 | 0.01108 | 1812.3067 | 0.00031992 | 24 | Industrial_2033_SC B_million_m3_After Competition Groups_24 | Insulation - Steam - Direct | 0.03199% | 0.01108 | 0.5798 | Industrial_2033_SC B_million_m3_After Competition Groups_Insulation - Steam - Direct
Industrial | Ind ¦ Insulation - Steam - HVAC | 2033 | SC B | million_m3 | After Competition Groups | 0.12826 | 1795.678 | 0.0017957 | 1812.3067 | 7.0769e-05 | 25 | Industrial_2033_SC B_million_m3_After Competition Groups_25 | Insulation - Steam - HVAC | 0.007077% | 0.0017957 | 0.12826 | Industrial_2033_SC B_million_m3_After Competition Groups_Insulation - Steam - HVAC
Industrial | Ind ¦ Steam Trap Repair | 2033 | SC B | million_m3 | After Competition Groups | 0 | 0 | 0 | 1812.3067 | 0 | 26 | Industrial_2033_SC B_million_m3_After Competition Groups_26 | Steam Trap Repair | 0% | 0 | 0 | Industrial_2033_SC B_million_m3_After Competition Groups_Steam Trap Repair
Industrial | Ind ¦ Process Heat Improvements | 2033 | SC C | million_m3 | After Competition Groups | 305.6191 | 39083924.8636 | 39.0839 | 1095.7842 | 0.2789 | 1 | Industrial_2033_SC C_million_m3_After Competition Groups_1 | Process Heat Improvements | 27.89% | 39.0839 | 305.6191 | Industrial_2033_SC C_million_m3_After Competition Groups_Process Heat Improvements
Industrial | Ind ¦ Boiler Upgrade | 2033 | SC C | million_m3 | After Competition Groups | 268.3056 | 17330172.4081 | 17.3302 | 1095.7842 | 0.24485 | 2 | Industrial_2033_SC C_million_m3_After Competition Groups_2 | Boiler Upgrade | 24.49% | 17.3302 | 268.3056 | Industrial_2033_SC C_million_m3_After Competition Groups_Boiler Upgrade
Industrial | Ind ¦ Process Heat Recovery (Gas) | 2033 | SC C | million_m3 | After Competition Groups | 142.7299 | 20371488.4938 | 20.3715 | 1095.7842 | 0.13025 | 3 | Industrial_2033_SC C_million_m3_After Competition Groups_3 | Process Heat Recovery (Gas) | 13.03% | 20.3715 | 142.7299 | Industrial_2033_SC C_million_m3_After Competition Groups_Process Heat Recovery (Gas)
Industrial | Ind ¦ Recommissioning | 2033 | SC C | million_m3 | After Competition Groups | 104.3323 | 5469769.9275 | 5.4698 | 1095.7842 | 0.095212 | 4 | Industrial_2033_SC C_million_m3_After Competition Groups_4 | Recommissioning | 9.521% | 5.4698 | 104.3323 | Industrial_2033_SC C_million_m3_After Competition Groups_Recommissioning
Industrial | Ind ¦ Improved Controls -Process Heating Gas | 2033 | SC C | million_m3 | After Competition Groups | 65.7096 | 5044751.1103 | 5.0448 | 1095.7842 | 0.059966 | 5 | Industrial_2033_SC C_million_m3_After Competition Groups_5 | Improved Controls -Process Heating Gas | 5.997% | 5.0448 | 65.7096 | Industrial_2033_SC C_million_m3_After Competition Groups_Improved Controls -Process Heating Gas
Industrial | Ind ¦ Greenhouse Envelope Improvements | 2033 | SC C | million_m3 | After Competition Groups | 60.4032 | 363679.2315 | 0.36368 | 1095.7842 | 0.055123 | 6 | Industrial_2033_SC C_million_m3_After Competition Groups_6 | Greenhouse Envelope Improvements | 5.512% | 0.36368 | 60.4032 | Industrial_2033_SC C_million_m3_After Competition Groups_Greenhouse Envelope Improvements
Industrial | Ind ¦ High Efficiency Burners | 2033 | SC C | million_m3 | After Competition Groups | 52.04 | 8687464.2539 | 8.6875 | 1095.7842 | 0.047491 | 7 | Industrial_2033_SC C_million_m3_After Competition Groups_7 | High Efficiency Burners | 4.749% | 8.6875 | 52.04 | Industrial_2033_SC C_million_m3_After Competition Groups_High Efficiency Burners
Industrial | Ind ¦ Insulation - Steam | 2033 | SC C | million_m3 | After Competition Groups | 20.3657 | 853994.4003 | 0.85399 | 1095.7842 | 0.018586 | 8 | Industrial_2033_SC C_million_m3_After Competition Groups_8 | Insulation - Steam | 1.859% | 0.85399 | 20.3657 | Industrial_2033_SC C_million_m3_After Competition Groups_Insulation - Steam
Industrial | Ind ¦ High Efficiency HVAC Fans (Gas) | 2033 | SC C | million_m3 | After Competition Groups | 15.8524 | 1731466.5146 | 1.7315 | 1095.7842 | 0.014467 | 9 | Industrial_2033_SC C_million_m3_After Competition Groups_9 | High Efficiency HVAC Fans (Gas) | 1.447% | 1.7315 | 15.8524 | Industrial_2033_SC C_million_m3_After Competition Groups_High Efficiency HVAC Fans (Gas)
Industrial | Ind ¦ Direct Contact Water Heaters | 2033 | SC C | million_m3 | After Competition Groups | 14.4841 | 0 | 0 | 1095.7842 | 0.013218 | 10 | Industrial_2033_SC C_million_m3_After Competition Groups_10 | Direct Contact Water Heaters | 1.322% | 0 | 14.4841 | Industrial_2033_SC C_million_m3_After Competition Groups_Direct Contact Water Heaters
Industrial | Ind ¦ Insulation - Steam (AG) | 2033 | SC C | million_m3 | After Competition Groups | 10.5634 | 430696.2631 | 0.4307 | 1095.7842 | 0.0096401 | 11 | Industrial_2033_SC C_million_m3_After Competition Groups_11 | Insulation - Steam (AG) | 0.964% | 0.4307 | 10.5634 | Industrial_2033_SC C_million_m3_After Competition Groups_Insulation - Steam (AG)
Industrial | Ind ¦ Steam Turbine Optimization | 2033 | SC C | million_m3 | After Competition Groups | 8.3982 | 450491.5883 | 0.45049 | 1095.7842 | 0.0076641 | 12 | Industrial_2033_SC C_million_m3_After Competition Groups_12 | Steam Turbine Optimization | 0.7664% | 0.45049 | 8.3982 | Industrial_2033_SC C_million_m3_After Competition Groups_Steam Turbine Optimization
Industrial | Ind ¦ Air Compressor Heat Recovery | 2033 | SC C | million_m3 | After Competition Groups | 7.6056 | 758292.4439 | 0.75829 | 1095.7842 | 0.0069408 | 13 | Industrial_2033_SC C_million_m3_After Competition Groups_13 | Air Compressor Heat Recovery | 0.6941% | 0.75829 | 7.6056 | Industrial_2033_SC C_million_m3_After Competition Groups_Air Compressor Heat Recovery
Industrial | Ind ¦ Gas Turbine Optimization | 2033 | SC C | million_m3 | After Competition Groups | 6.2986 | 334384.7895 | 0.33438 | 1095.7842 | 0.005748 | 14 | Industrial_2033_SC C_million_m3_After Competition Groups_14 | Gas Turbine Optimization | 0.5748% | 0.33438 | 6.2986 | Industrial_2033_SC C_million_m3_After Competition Groups_Gas Turbine Optimization
Industrial | Ind ¦ Ventilation Optimization (Gas) | 2033 | SC C | million_m3 | After Competition Groups | 4.2677 | 0 | 0 | 1095.7842 | 0.0038946 | 15 | Industrial_2033_SC C_million_m3_After Competition Groups_15 | Ventilation Optimization (Gas) | 0.3895% | 0 | 4.2677 | Industrial_2033_SC C_million_m3_After Competition Groups_Ventilation Optimization (Gas)
Industrial | Ind ¦ HE Stock Tank | 2033 | SC C | million_m3 | After Competition Groups | 3.1757 | 154293.7743 | 0.15429 | 1095.7842 | 0.0028981 | 16 | Industrial_2033_SC C_million_m3_After Competition Groups_16 | HE Stock Tank | 0.2898% | 0.15429 | 3.1757 | Industrial_2033_SC C_million_m3_After Competition Groups_HE Stock Tank
Industrial | Ind ¦ Process Optimization (Gas) | 2033 | SC C | million_m3 | After Competition Groups | 1.9092 | 131719.8021 | 0.13172 | 1095.7842 | 0.0017423 | 17 | Industrial_2033_SC C_million_m3_After Competition Groups_17 | Process Optimization (Gas) | 0.1742% | 0.13172 | 1.9092 | Industrial_2033_SC C_million_m3_After Competition Groups_Process Optimization (Gas)
Industrial | Ind ¦ VAV Conversion Project (Gas) | 2033 | SC C | million_m3 | After Competition Groups | 1.81 | 225750.1162 | 0.22575 | 1095.7842 | 0.0016518 | 18 | Industrial_2033_SC C_million_m3_After Competition Groups_18 | VAV Conversion Project (Gas) | 0.1652% | 0.22575 | 1.81 | Industrial_2033_SC C_million_m3_After Competition Groups_VAV Conversion Project (Gas)
Industrial | Ind ¦ HE HVAC Controls | 2033 | SC C | million_m3 | After Competition Groups | 0.91771 | 93240.613 | 0.093241 | 1095.7842 | 0.00083749 | 19 | Industrial_2033_SC C_million_m3_After Competition Groups_19 | HE HVAC Controls | 0.08375% | 0.093241 | 0.91771 | Industrial_2033_SC C_million_m3_After Competition Groups_HE HVAC Controls
Industrial | Ind ¦ Process Heat Recovery (Gas) - HVAC | 2033 | SC C | million_m3 | After Competition Groups | 0.54064 | 74632.7087 | 0.074633 | 1095.7842 | 0.00049338 | 20 | Industrial_2033_SC C_million_m3_After Competition Groups_20 | Process Heat Recovery (Gas) - HVAC | 0.04934% | 0.074633 | 0.54064 | Industrial_2033_SC C_million_m3_After Competition Groups_Process Heat Recovery (Gas) - HVAC
Industrial | Ind ¦ Insulation - Steam - Direct | 2033 | SC C | million_m3 | After Competition Groups | 0.30804 | 13129.2762 | 0.013129 | 1095.7842 | 0.00028112 | 21 | Industrial_2033_SC C_million_m3_After Competition Groups_21 | Insulation - Steam - Direct | 0.02811% | 0.013129 | 0.30804 | Industrial_2033_SC C_million_m3_After Competition Groups_Insulation - Steam - Direct
Industrial | Ind ¦ Insulation - Steam - HVAC | 2033 | SC C | million_m3 | After Competition Groups | 0.075548 | 3080.2914 | 0.0030803 | 1095.7842 | 6.8945e-05 | 22 | Industrial_2033_SC C_million_m3_After Competition Groups_22 | Insulation - Steam - HVAC | 0.006894% | 0.0030803 | 0.075548 | Industrial_2033_SC C_million_m3_After Competition Groups_Insulation - Steam - HVAC
Industrial | Ind ¦ HE HVAC Units | 2033 | SC C | million_m3 | After Competition Groups | 0.048161 | 4849.4403 | 0.0048494 | 1095.7842 | 4.3951e-05 | 23 | Industrial_2033_SC C_million_m3_After Competition Groups_23 | HE HVAC Units | 0.004395% | 0.0048494 | 0.048161 | Industrial_2033_SC C_million_m3_After Competition Groups_HE HVAC Units
Industrial | Ind ¦ Solar Walls | 2033 | SC C | million_m3 | After Competition Groups | 0.01918 | 2161.5024 | 0.0021615 | 1095.7842 | 1.7504e-05 | 24 | Industrial_2033_SC C_million_m3_After Competition Groups_24 | Solar Walls | 0.00175% | 0.0021615 | 0.01918 | Industrial_2033_SC C_million_m3_After Competition Groups_Solar Walls
Industrial | Ind ¦ High Efficiency Furnaces | 2033 | SC C | million_m3 | After Competition Groups | 0.0045918 | 2488.9423 | 0.0024889 | 1095.7842 | 4.1905e-06 | 25 | Industrial_2033_SC C_million_m3_After Competition Groups_25 | High Efficiency Furnaces | 0.000419% | 0.0024889 | 0.0045918 | Industrial_2033_SC C_million_m3_After Competition Groups_High Efficiency Furnaces
Industrial | Ind ¦ Steam Trap Repair | 2033 | SC C | million_m3 | After Competition Groups | 0 | 0 | 0 | 1095.7842 | 0 | 26 | Industrial_2033_SC C_million_m3_After Competition Groups_26 | Steam Trap Repair | 0% | 0 | 0 | Industrial_2033_SC C_million_m3_After Competition Groups_Steam Trap Repair
Industrial | Ind ¦ Process Heat Improvements | 2033 | Technical | million_m3 | After Competition Groups | 841.4527 | 0 | 0 | 2453.9369 | 0.3429 | 1 | Industrial_2033_Technical_million_m3_After Competition Groups_1 | Process Heat Improvements | 34.29% | 0 | 841.4527 | Industrial_2033_Technical_million_m3_After Competition Groups_Process Heat Improvements
Industrial | Ind ¦ Boiler Upgrade | 2033 | Technical | million_m3 | After Competition Groups | 322.3592 | 0 | 0 | 2453.9369 | 0.13136 | 2 | Industrial_2033_Technical_million_m3_After Competition Groups_2 | Boiler Upgrade | 13.14% | 0 | 322.3592 | Industrial_2033_Technical_million_m3_After Competition Groups_Boiler Upgrade
Industrial | Ind ¦ Process Heat Recovery (Gas) | 2033 | Technical | million_m3 | After Competition Groups | 303.3321 | 0 | 0 | 2453.9369 | 0.12361 | 3 | Industrial_2033_Technical_million_m3_After Competition Groups_3 | Process Heat Recovery (Gas) | 12.36% | 0 | 303.3321 | Industrial_2033_Technical_million_m3_After Competition Groups_Process Heat Recovery (Gas)
Industrial | Ind ¦ Recommissioning | 2033 | Technical | million_m3 | After Competition Groups | 218.3228 | 0 | 0 | 2453.9369 | 0.088968 | 4 | Industrial_2033_Technical_million_m3_After Competition Groups_4 | Recommissioning | 8.897% | 0 | 218.3228 | Industrial_2033_Technical_million_m3_After Competition Groups_Recommissioning
Industrial | Ind ¦ High Efficiency Burners | 2033 | Technical | million_m3 | After Competition Groups | 158.8055 | 0 | 0 | 2453.9369 | 0.064715 | 5 | Industrial_2033_Technical_million_m3_After Competition Groups_5 | High Efficiency Burners | 6.471% | 0 | 158.8055 | Industrial_2033_Technical_million_m3_After Competition Groups_High Efficiency Burners
Industrial | Ind ¦ Improved Controls -Process Heating Gas | 2033 | Technical | million_m3 | After Competition Groups | 139.1832 | 0 | 0 | 2453.9369 | 0.056718 | 6 | Industrial_2033_Technical_million_m3_After Competition Groups_6 | Improved Controls -Process Heating Gas | 5.672% | 0 | 139.1832 | Industrial_2033_Technical_million_m3_After Competition Groups_Improved Controls -Process Heating Gas
Industrial | Ind ¦ Greenhouse Envelope Improvements | 2033 | Technical | million_m3 | After Competition Groups | 87.1871 | 0 | 0 | 2453.9369 | 0.035529 | 7 | Industrial_2033_Technical_million_m3_After Competition Groups_7 | Greenhouse Envelope Improvements | 3.553% | 0 | 87.1871 | Industrial_2033_Technical_million_m3_After Competition Groups_Greenhouse Envelope Improvements
Industrial | Ind ¦ Boiler Tune Up | 2033 | Technical | million_m3 | After Competition Groups | 43.2632 | 0 | 0 | 2453.9369 | 0.01763 | 8 | Industrial_2033_Technical_million_m3_After Competition Groups_8 | Boiler Tune Up | 1.763% | 0 | 43.2632 | Industrial_2033_Technical_million_m3_After Competition Groups_Boiler Tune Up
Industrial | Ind ¦ Insulation - Steam | 2033 | Technical | million_m3 | After Competition Groups | 41.7031 | 0 | 0 | 2453.9369 | 0.016994 | 9 | Industrial_2033_Technical_million_m3_After Competition Groups_9 | Insulation - Steam | 1.699% | 0 | 41.7031 | Industrial_2033_Technical_million_m3_After Competition Groups_Insulation - Steam
Industrial | Ind ¦ High Efficiency HVAC Fans (Gas) | 2033 | Technical | million_m3 | After Competition Groups | 40.335 | 0 | 0 | 2453.9369 | 0.016437 | 10 | Industrial_2033_Technical_million_m3_After Competition Groups_10 | High Efficiency HVAC Fans (Gas) | 1.644% | 0 | 40.335 | Industrial_2033_Technical_million_m3_After Competition Groups_High Efficiency HVAC Fans (Gas)
Industrial | Ind ¦ VAV Conversion Project (Gas) | 2033 | Technical | million_m3 | After Competition Groups | 34.8791 | 0 | 0 | 2453.9369 | 0.014214 | 11 | Industrial_2033_Technical_million_m3_After Competition Groups_11 | VAV Conversion Project (Gas) | 1.421% | 0 | 34.8791 | Industrial_2033_Technical_million_m3_After Competition Groups_VAV Conversion Project (Gas)
Industrial | Ind ¦ Direct Contact Water Heaters | 2033 | Technical | million_m3 | After Competition Groups | 28.3427 | 0 | 0 | 2453.9369 | 0.01155 | 12 | Industrial_2033_Technical_million_m3_After Competition Groups_12 | Direct Contact Water Heaters | 1.155% | 0 | 28.3427 | Industrial_2033_Technical_million_m3_After Competition Groups_Direct Contact Water Heaters
Industrial | Ind ¦ Steam Leak Repairs | 2033 | Technical | million_m3 | After Competition Groups | 26.2976 | 0 | 0 | 2453.9369 | 0.010716 | 13 | Industrial_2033_Technical_million_m3_After Competition Groups_13 | Steam Leak Repairs | 1.072% | 0 | 26.2976 | Industrial_2033_Technical_million_m3_After Competition Groups_Steam Leak Repairs
Industrial | Ind ¦ HE HVAC Controls | 2033 | Technical | million_m3 | After Competition Groups | 23.7319 | 0 | 0 | 2453.9369 | 0.009671 | 14 | Industrial_2033_Technical_million_m3_After Competition Groups_14 | HE HVAC Controls | 0.9671% | 0 | 23.7319 | Industrial_2033_Technical_million_m3_After Competition Groups_HE HVAC Controls
Industrial | Ind ¦ Loading Dock Seals | 2033 | Technical | million_m3 | After Competition Groups | 23.7319 | 0 | 0 | 2453.9369 | 0.009671 | 15 | Industrial_2033_Technical_million_m3_After Competition Groups_15 | Loading Dock Seals | 0.9671% | 0 | 23.7319 | Industrial_2033_Technical_million_m3_After Competition Groups_Loading Dock Seals
Industrial | Ind ¦ Steam Trap Repair | 2033 | Technical | million_m3 | After Competition Groups | 19.9615 | 0 | 0 | 2453.9369 | 0.0081345 | 16 | Industrial_2033_Technical_million_m3_After Competition Groups_16 | Steam Trap Repair | 0.8134% | 0 | 19.9615 | Industrial_2033_Technical_million_m3_After Competition Groups_Steam Trap Repair
Industrial | Ind ¦ High Efficiency Furnaces | 2033 | Technical | million_m3 | After Competition Groups | 18.2805 | 0 | 0 | 2453.9369 | 0.0074494 | 17 | Industrial_2033_Technical_million_m3_After Competition Groups_17 | High Efficiency Furnaces | 0.7449% | 0 | 18.2805 | Industrial_2033_Technical_million_m3_After Competition Groups_High Efficiency Furnaces
Industrial | Ind ¦ Insulation - Steam (AG) | 2033 | Technical | million_m3 | After Competition Groups | 17.7843 | 0 | 0 | 2453.9369 | 0.0072473 | 18 | Industrial_2033_Technical_million_m3_After Competition Groups_18 | Insulation - Steam (AG) | 0.7247% | 0 | 17.7843 | Industrial_2033_Technical_million_m3_After Competition Groups_Insulation - Steam (AG)
Industrial | Ind ¦ Air Compressor Heat Recovery | 2033 | Technical | million_m3 | After Competition Groups | 15.2876 | 0 | 0 | 2453.9369 | 0.0062298 | 19 | Industrial_2033_Technical_million_m3_After Competition Groups_19 | Air Compressor Heat Recovery | 0.623% | 0 | 15.2876 | Industrial_2033_Technical_million_m3_After Competition Groups_Air Compressor Heat Recovery
Industrial | Ind ¦ Steam Turbine Optimization | 2033 | Technical | million_m3 | After Competition Groups | 9.7616 | 0 | 0 | 2453.9369 | 0.0039779 | 20 | Industrial_2033_Technical_million_m3_After Competition Groups_20 | Steam Turbine Optimization | 0.3978% | 0 | 9.7616 | Industrial_2033_Technical_million_m3_After Competition Groups_Steam Turbine Optimization
Industrial | Ind ¦ Process Optimization (Gas) | 2033 | Technical | million_m3 | After Competition Groups | 8.9846 | 0 | 0 | 2453.9369 | 0.0036613 | 21 | Industrial_2033_Technical_million_m3_After Competition Groups_21 | Process Optimization (Gas) | 0.3661% | 0 | 8.9846 | Industrial_2033_Technical_million_m3_After Competition Groups_Process Optimization (Gas)
Industrial | Ind ¦ HE Stock Tank | 2033 | Technical | million_m3 | After Competition Groups | 8.7562 | 0 | 0 | 2453.9369 | 0.0035682 | 22 | Industrial_2033_Technical_million_m3_After Competition Groups_22 | HE Stock Tank | 0.3568% | 0 | 8.7562 | Industrial_2033_Technical_million_m3_After Competition Groups_HE Stock Tank
Industrial | Ind ¦ Gas Turbine Optimization | 2033 | Technical | million_m3 | After Competition Groups | 7.3212 | 0 | 0 | 2453.9369 | 0.0029834 | 23 | Industrial_2033_Technical_million_m3_After Competition Groups_23 | Gas Turbine Optimization | 0.2983% | 0 | 7.3212 | Industrial_2033_Technical_million_m3_After Competition Groups_Gas Turbine Optimization
Industrial | Ind ¦ Ventilation Optimization (Gas) | 2033 | Technical | million_m3 | After Competition Groups | 4.7572 | 0 | 0 | 2453.9369 | 0.0019386 | 24 | Industrial_2033_Technical_million_m3_After Competition Groups_24 | Ventilation Optimization (Gas) | 0.1939% | 0 | 4.7572 | Industrial_2033_Technical_million_m3_After Competition Groups_Ventilation Optimization (Gas)
Industrial | Ind ¦ Solar Walls | 2033 | Technical | million_m3 | After Competition Groups | 4.7048 | 0 | 0 | 2453.9369 | 0.0019173 | 25 | Industrial_2033_Technical_million_m3_After Competition Groups_25 | Solar Walls | 0.1917% | 0 | 4.7048 | Industrial_2033_Technical_million_m3_After Competition Groups_Solar Walls
Industrial | Ind ¦ HE HVAC Units | 2033 | Technical | million_m3 | After Competition Groups | 1.9755 | 0 | 0 | 2453.9369 | 0.00080504 | 26 | Industrial_2033_Technical_million_m3_After Competition Groups_26 | HE HVAC Units | 0.0805% | 0 | 1.9755 | Industrial_2033_Technical_million_m3_After Competition Groups_HE HVAC Units
Industrial | Ind ¦ Boiler Tune Up - Direct | 2033 | Technical | million_m3 | After Competition Groups | 1.4767 | 0 | 0 | 2453.9369 | 0.00060179 | 27 | Industrial_2033_Technical_million_m3_After Competition Groups_27 | Boiler Tune Up - Direct | 0.06018% | 0 | 1.4767 | Industrial_2033_Technical_million_m3_After Competition Groups_Boiler Tune Up - Direct
Industrial | Ind ¦ Process Heat Recovery (Gas) - HVAC | 2033 | Technical | million_m3 | After Competition Groups | 1.0137 | 0 | 0 | 2453.9369 | 0.00041311 | 28 | Industrial_2033_Technical_million_m3_After Competition Groups_28 | Process Heat Recovery (Gas) - HVAC | 0.04131% | 0 | 1.0137 | Industrial_2033_Technical_million_m3_After Competition Groups_Process Heat Recovery (Gas) - HVAC
Industrial | Ind ¦ Insulation - Steam - Direct | 2033 | Technical | million_m3 | After Competition Groups | 0.67583 | 0 | 0 | 2453.9369 | 0.00027541 | 29 | Industrial_2033_Technical_million_m3_After Competition Groups_29 | Insulation - Steam - Direct | 0.02754% | 0 | 0.67583 | Industrial_2033_Technical_million_m3_After Competition Groups_Insulation - Steam - Direct
Industrial | Ind ¦ Insulation - Steam - HVAC | 2033 | Technical | million_m3 | After Competition Groups | 0.14055 | 0 | 0 | 2453.9369 | 5.7275e-05 | 30 | Industrial_2033_Technical_million_m3_After Competition Groups_30 | Insulation - Steam - HVAC | 0.005727% | 0 | 0.14055 | Industrial_2033_Technical_million_m3_After Competition Groups_Insulation - Steam - HVAC
Industrial | Ind ¦ Boiler Tune Up - HVAC | 2033 | Technical | million_m3 | After Competition Groups | 0.12778 | 0 | 0 | 2453.9369 | 5.2071e-05 | 31 | Industrial_2033_Technical_million_m3_After Competition Groups_31 | Boiler Tune Up - HVAC | 0.005207% | 0 | 0.12778 | Industrial_2033_Technical_million_m3_After Competition Groups_Boiler Tune Up - HVAC
Industrial | Ind ¦ Process Heat Improvements | 2034 | Economic | million_m3 | After Competition Groups | 855.1408 | 0 | 0 | 2376.8916 | 0.35977 | 1 | Industrial_2034_Economic_million_m3_After Competition Groups_1 | Process Heat Improvements | 35.98% | 0 | 855.1408 | Industrial_2034_Economic_million_m3_After Competition Groups_Process Heat Improvements
Industrial | Ind ¦ Boiler Upgrade | 2034 | Economic | million_m3 | After Competition Groups | 328.3125 | 0 | 0 | 2376.8916 | 0.13813 | 2 | Industrial_2034_Economic_million_m3_After Competition Groups_2 | Boiler Upgrade | 13.81% | 0 | 328.3125 | Industrial_2034_Economic_million_m3_After Competition Groups_Boiler Upgrade
Industrial | Ind ¦ Process Heat Recovery (Gas) | 2034 | Economic | million_m3 | After Competition Groups | 303.3321 | 0 | 0 | 2376.8916 | 0.12762 | 3 | Industrial_2034_Economic_million_m3_After Competition Groups_3 | Process Heat Recovery (Gas) | 12.76% | 0 | 303.3321 | Industrial_2034_Economic_million_m3_After Competition Groups_Process Heat Recovery (Gas)
Industrial | Ind ¦ Recommissioning | 2034 | Economic | million_m3 | After Competition Groups | 218.3228 | 0 | 0 | 2376.8916 | 0.091852 | 4 | Industrial_2034_Economic_million_m3_After Competition Groups_4 | Recommissioning | 9.185% | 0 | 218.3228 | Industrial_2034_Economic_million_m3_After Competition Groups_Recommissioning
Industrial | Ind ¦ High Efficiency Burners | 2034 | Economic | million_m3 | After Competition Groups | 161.3888 | 0 | 0 | 2376.8916 | 0.067899 | 5 | Industrial_2034_Economic_million_m3_After Competition Groups_5 | High Efficiency Burners | 6.79% | 0 | 161.3888 | Industrial_2034_Economic_million_m3_After Competition Groups_High Efficiency Burners
Industrial | Ind ¦ Improved Controls -Process Heating Gas | 2034 | Economic | million_m3 | After Competition Groups | 139.1832 | 0 | 0 | 2376.8916 | 0.058557 | 6 | Industrial_2034_Economic_million_m3_After Competition Groups_6 | Improved Controls -Process Heating Gas | 5.856% | 0 | 139.1832 | Industrial_2034_Economic_million_m3_After Competition Groups_Improved Controls -Process Heating Gas
Industrial | Ind ¦ Greenhouse Envelope Improvements | 2034 | Economic | million_m3 | After Competition Groups | 88.8824 | 0 | 0 | 2376.8916 | 0.037394 | 7 | Industrial_2034_Economic_million_m3_After Competition Groups_7 | Greenhouse Envelope Improvements | 3.739% | 0 | 88.8824 | Industrial_2034_Economic_million_m3_After Competition Groups_Greenhouse Envelope Improvements
Industrial | Ind ¦ Insulation - Steam | 2034 | Economic | million_m3 | After Competition Groups | 41.7031 | 0 | 0 | 2376.8916 | 0.017545 | 8 | Industrial_2034_Economic_million_m3_After Competition Groups_8 | Insulation - Steam | 1.755% | 0 | 41.7031 | Industrial_2034_Economic_million_m3_After Competition Groups_Insulation - Steam
Industrial | Ind ¦ High Efficiency HVAC Fans (Gas) | 2034 | Economic | million_m3 | After Competition Groups | 40.8609 | 0 | 0 | 2376.8916 | 0.017191 | 9 | Industrial_2034_Economic_million_m3_After Competition Groups_9 | High Efficiency HVAC Fans (Gas) | 1.719% | 0 | 40.8609 | Industrial_2034_Economic_million_m3_After Competition Groups_High Efficiency HVAC Fans (Gas)
Industrial | Ind ¦ VAV Conversion Project (Gas) | 2034 | Economic | million_m3 | After Competition Groups | 34.8983 | 0 | 0 | 2376.8916 | 0.014682 | 10 | Industrial_2034_Economic_million_m3_After Competition Groups_10 | VAV Conversion Project (Gas) | 1.468% | 0 | 34.8983 | Industrial_2034_Economic_million_m3_After Competition Groups_VAV Conversion Project (Gas)
Industrial | Ind ¦ Direct Contact Water Heaters | 2034 | Economic | million_m3 | After Competition Groups | 28.8328 | 0 | 0 | 2376.8916 | 0.01213 | 11 | Industrial_2034_Economic_million_m3_After Competition Groups_11 | Direct Contact Water Heaters | 1.213% | 0 | 28.8328 | Industrial_2034_Economic_million_m3_After Competition Groups_Direct Contact Water Heaters
Industrial | Ind ¦ HE HVAC Controls | 2034 | Economic | million_m3 | After Competition Groups | 23.7319 | 0 | 0 | 2376.8916 | 0.0099844 | 12 | Industrial_2034_Economic_million_m3_After Competition Groups_12 | HE HVAC Controls | 0.9984% | 0 | 23.7319 | Industrial_2034_Economic_million_m3_After Competition Groups_HE HVAC Controls
Industrial | Ind ¦ Steam Trap Repair | 2034 | Economic | million_m3 | After Competition Groups | 19.9615 | 0 | 0 | 2376.8916 | 0.0083982 | 13 | Industrial_2034_Economic_million_m3_After Competition Groups_13 | Steam Trap Repair | 0.8398% | 0 | 19.9615 | Industrial_2034_Economic_million_m3_After Competition Groups_Steam Trap Repair
Industrial | Ind ¦ Insulation - Steam (AG) | 2034 | Economic | million_m3 | After Competition Groups | 17.7227 | 0 | 0 | 2376.8916 | 0.0074563 | 14 | Industrial_2034_Economic_million_m3_After Competition Groups_14 | Insulation - Steam (AG) | 0.7456% | 0 | 17.7227 | Industrial_2034_Economic_million_m3_After Competition Groups_Insulation - Steam (AG)
Industrial | Ind ¦ Air Compressor Heat Recovery | 2034 | Economic | million_m3 | After Competition Groups | 15.2876 | 0 | 0 | 2376.8916 | 0.0064318 | 15 | Industrial_2034_Economic_million_m3_After Competition Groups_15 | Air Compressor Heat Recovery | 0.6432% | 0 | 15.2876 | Industrial_2034_Economic_million_m3_After Competition Groups_Air Compressor Heat Recovery
Industrial | Ind ¦ High Efficiency Furnaces | 2034 | Economic | million_m3 | After Competition Groups | 11.6918 | 0 | 0 | 2376.8916 | 0.0049189 | 16 | Industrial_2034_Economic_million_m3_After Competition Groups_16 | High Efficiency Furnaces | 0.4919% | 0 | 11.6918 | Industrial_2034_Economic_million_m3_After Competition Groups_High Efficiency Furnaces
Industrial | Ind ¦ Steam Turbine Optimization | 2034 | Economic | million_m3 | After Competition Groups | 9.763 | 0 | 0 | 2376.8916 | 0.0041075 | 17 | Industrial_2034_Economic_million_m3_After Competition Groups_17 | Steam Turbine Optimization | 0.4107% | 0 | 9.763 | Industrial_2034_Economic_million_m3_After Competition Groups_Steam Turbine Optimization
Industrial | Ind ¦ Process Optimization (Gas) | 2034 | Economic | million_m3 | After Competition Groups | 8.9846 | 0 | 0 | 2376.8916 | 0.00378 | 18 | Industrial_2034_Economic_million_m3_After Competition Groups_18 | Process Optimization (Gas) | 0.378% | 0 | 8.9846 | Industrial_2034_Economic_million_m3_After Competition Groups_Process Optimization (Gas)
Industrial | Ind ¦ HE Stock Tank | 2034 | Economic | million_m3 | After Competition Groups | 8.8929 | 0 | 0 | 2376.8916 | 0.0037414 | 19 | Industrial_2034_Economic_million_m3_After Competition Groups_19 | HE Stock Tank | 0.3741% | 0 | 8.8929 | Industrial_2034_Economic_million_m3_After Competition Groups_HE Stock Tank
Industrial | Ind ¦ Gas Turbine Optimization | 2034 | Economic | million_m3 | After Competition Groups | 7.3222 | 0 | 0 | 2376.8916 | 0.0030806 | 20 | Industrial_2034_Economic_million_m3_After Competition Groups_20 | Gas Turbine Optimization | 0.3081% | 0 | 7.3222 | Industrial_2034_Economic_million_m3_After Competition Groups_Gas Turbine Optimization
Industrial | Ind ¦ Ventilation Optimization (Gas) | 2034 | Economic | million_m3 | After Competition Groups | 4.7572 | 0 | 0 | 2376.8916 | 0.0020014 | 21 | Industrial_2034_Economic_million_m3_After Competition Groups_21 | Ventilation Optimization (Gas) | 0.2001% | 0 | 4.7572 | Industrial_2034_Economic_million_m3_After Competition Groups_Ventilation Optimization (Gas)
Industrial | Ind ¦ Solar Walls | 2034 | Economic | million_m3 | After Competition Groups | 4.7074 | 0 | 0 | 2376.8916 | 0.0019805 | 22 | Industrial_2034_Economic_million_m3_After Competition Groups_22 | Solar Walls | 0.198% | 0 | 4.7074 | Industrial_2034_Economic_million_m3_After Competition Groups_Solar Walls
Industrial | Ind ¦ HE HVAC Units | 2034 | Economic | million_m3 | After Competition Groups | 1.3809 | 0 | 0 | 2376.8916 | 0.00058097 | 23 | Industrial_2034_Economic_million_m3_After Competition Groups_23 | HE HVAC Units | 0.0581% | 0 | 1.3809 | Industrial_2034_Economic_million_m3_After Competition Groups_HE HVAC Units
Industrial | Ind ¦ Process Heat Recovery (Gas) - HVAC | 2034 | Economic | million_m3 | After Competition Groups | 1.0137 | 0 | 0 | 2376.8916 | 0.0004265 | 24 | Industrial_2034_Economic_million_m3_After Competition Groups_24 | Process Heat Recovery (Gas) - HVAC | 0.04265% | 0 | 1.0137 | Industrial_2034_Economic_million_m3_After Competition Groups_Process Heat Recovery (Gas) - HVAC
Industrial | Ind ¦ Insulation - Steam - Direct | 2034 | Economic | million_m3 | After Competition Groups | 0.67583 | 0 | 0 | 2376.8916 | 0.00028434 | 25 | Industrial_2034_Economic_million_m3_After Competition Groups_25 | Insulation - Steam - Direct | 0.02843% | 0 | 0.67583 | Industrial_2034_Economic_million_m3_After Competition Groups_Insulation - Steam - Direct
Industrial | Ind ¦ Insulation - Steam - HVAC | 2034 | Economic | million_m3 | After Competition Groups | 0.14055 | 0 | 0 | 2376.8916 | 5.9131e-05 | 26 | Industrial_2034_Economic_million_m3_After Competition Groups_26 | Insulation - Steam - HVAC | 0.005913% | 0 | 0.14055 | Industrial_2034_Economic_million_m3_After Competition Groups_Insulation - Steam - HVAC
Industrial | Ind ¦ Process Heat Improvements | 2034 | SC A | million_m3 | After Competition Groups | 210.1343 | 5836383.6116 | 5.8364 | 764.1364 | 0.275 | 1 | Industrial_2034_SC A_million_m3_After Competition Groups_1 | Process Heat Improvements | 27.5% | 5.8364 | 210.1343 | Industrial_2034_SC A_million_m3_After Competition Groups_Process Heat Improvements
Industrial | Ind ¦ Boiler Upgrade | 2034 | SC A | million_m3 | After Competition Groups | 183.7358 | 3933831.2808 | 3.9338 | 764.1364 | 0.24045 | 2 | Industrial_2034_SC A_million_m3_After Competition Groups_2 | Boiler Upgrade | 24.04% | 3.9338 | 183.7358 | Industrial_2034_SC A_million_m3_After Competition Groups_Boiler Upgrade
Industrial | Ind ¦ Recommissioning | 2034 | SC A | million_m3 | After Competition Groups | 100.1944 | 1320548.6513 | 1.3205 | 764.1364 | 0.13112 | 3 | Industrial_2034_SC A_million_m3_After Competition Groups_3 | Recommissioning | 13.11% | 1.3205 | 100.1944 | Industrial_2034_SC A_million_m3_After Competition Groups_Recommissioning
Industrial | Ind ¦ Greenhouse Envelope Improvements | 2034 | SC A | million_m3 | After Competition Groups | 63.8821 | 358789.5866 | 0.35879 | 764.1364 | 0.0836 | 4 | Industrial_2034_SC A_million_m3_After Competition Groups_4 | Greenhouse Envelope Improvements | 8.36% | 0.35879 | 63.8821 | Industrial_2034_SC A_million_m3_After Competition Groups_Greenhouse Envelope Improvements
Industrial | Ind ¦ Improved Controls -Process Heating Gas | 2034 | SC A | million_m3 | After Competition Groups | 63.3803 | 1555026.7681 | 1.555 | 764.1364 | 0.082944 | 5 | Industrial_2034_SC A_million_m3_After Competition Groups_5 | Improved Controls -Process Heating Gas | 8.294% | 1.555 | 63.3803 | Industrial_2034_SC A_million_m3_After Competition Groups_Improved Controls -Process Heating Gas
Industrial | Ind ¦ Process Heat Recovery (Gas) | 2034 | SC A | million_m3 | After Competition Groups | 44.1585 | 860950.5069 | 0.86095 | 764.1364 | 0.057789 | 6 | Industrial_2034_SC A_million_m3_After Competition Groups_6 | Process Heat Recovery (Gas) | 5.779% | 0.86095 | 44.1585 | Industrial_2034_SC A_million_m3_After Competition Groups_Process Heat Recovery (Gas)
Industrial | Ind ¦ Insulation - Steam | 2034 | SC A | million_m3 | After Competition Groups | 22.0814 | 652584.4738 | 0.65258 | 764.1364 | 0.028897 | 7 | Industrial_2034_SC A_million_m3_After Competition Groups_7 | Insulation - Steam | 2.89% | 0.65258 | 22.0814 | Industrial_2034_SC A_million_m3_After Competition Groups_Insulation - Steam
Industrial | Ind ¦ Direct Contact Water Heaters | 2034 | SC A | million_m3 | After Competition Groups | 15.707 | 0 | 0 | 764.1364 | 0.020555 | 8 | Industrial_2034_SC A_million_m3_After Competition Groups_8 | Direct Contact Water Heaters | 2.056% | 0 | 15.707 | Industrial_2034_SC A_million_m3_After Competition Groups_Direct Contact Water Heaters
Industrial | Ind ¦ Insulation - Steam (AG) | 2034 | SC A | million_m3 | After Competition Groups | 11.4154 | 324458.6647 | 0.32446 | 764.1364 | 0.014939 | 9 | Industrial_2034_SC A_million_m3_After Competition Groups_9 | Insulation - Steam (AG) | 1.494% | 0.32446 | 11.4154 | Industrial_2034_SC A_million_m3_After Competition Groups_Insulation - Steam (AG)
Industrial | Ind ¦ High Efficiency HVAC Fans (Gas) | 2034 | SC A | million_m3 | After Competition Groups | 8.9716 | 170910.2715 | 0.17091 | 764.1364 | 0.011741 | 10 | Industrial_2034_SC A_million_m3_After Competition Groups_10 | High Efficiency HVAC Fans (Gas) | 1.174% | 0.17091 | 8.9716 | Industrial_2034_SC A_million_m3_After Competition Groups_High Efficiency HVAC Fans (Gas)
Industrial | Ind ¦ High Efficiency Burners | 2034 | SC A | million_m3 | After Competition Groups | 8.7532 | 324422.2382 | 0.32442 | 764.1364 | 0.011455 | 11 | Industrial_2034_SC A_million_m3_After Competition Groups_11 | High Efficiency Burners | 1.145% | 0.32442 | 8.7532 | Industrial_2034_SC A_million_m3_After Competition Groups_High Efficiency Burners
Industrial | Ind ¦ Steam Turbine Optimization | 2034 | SC A | million_m3 | After Competition Groups | 8.3989 | 104903.0355 | 0.1049 | 764.1364 | 0.010991 | 12 | Industrial_2034_SC A_million_m3_After Competition Groups_12 | Steam Turbine Optimization | 1.099% | 0.1049 | 8.3989 | Industrial_2034_SC A_million_m3_After Competition Groups_Steam Turbine Optimization
Industrial | Ind ¦ Gas Turbine Optimization | 2034 | SC A | million_m3 | After Competition Groups | 6.2297 | 77523.1514 | 0.077523 | 764.1364 | 0.0081526 | 13 | Industrial_2034_SC A_million_m3_After Competition Groups_13 | Gas Turbine Optimization | 0.8153% | 0.077523 | 6.2297 | Industrial_2034_SC A_million_m3_After Competition Groups_Gas Turbine Optimization
Industrial | Ind ¦ Air Compressor Heat Recovery | 2034 | SC A | million_m3 | After Competition Groups | 5.5766 | 118652.6854 | 0.11865 | 764.1364 | 0.0072979 | 14 | Industrial_2034_SC A_million_m3_After Competition Groups_14 | Air Compressor Heat Recovery | 0.7298% | 0.11865 | 5.5766 | Industrial_2034_SC A_million_m3_After Competition Groups_Air Compressor Heat Recovery
Industrial | Ind ¦ Ventilation Optimization (Gas) | 2034 | SC A | million_m3 | After Competition Groups | 4.382 | 0 | 0 | 764.1364 | 0.0057346 | 15 | Industrial_2034_SC A_million_m3_After Competition Groups_15 | Ventilation Optimization (Gas) | 0.5735% | 0 | 4.382 | Industrial_2034_SC A_million_m3_After Competition Groups_Ventilation Optimization (Gas)
Industrial | Ind ¦ HE Stock Tank | 2034 | SC A | million_m3 | After Competition Groups | 3.4769 | 103322.7812 | 0.10332 | 764.1364 | 0.0045501 | 16 | Industrial_2034_SC A_million_m3_After Competition Groups_16 | HE Stock Tank | 0.455% | 0.10332 | 3.4769 | Industrial_2034_SC A_million_m3_After Competition Groups_HE Stock Tank
Industrial | Ind ¦ Process Optimization (Gas) | 2034 | SC A | million_m3 | After Competition Groups | 2.1134 | 73383.7771 | 0.073384 | 764.1364 | 0.0027658 | 17 | Industrial_2034_SC A_million_m3_After Competition Groups_17 | Process Optimization (Gas) | 0.2766% | 0.073384 | 2.1134 | Industrial_2034_SC A_million_m3_After Competition Groups_Process Optimization (Gas)
Industrial | Ind ¦ VAV Conversion Project (Gas) | 2034 | SC A | million_m3 | After Competition Groups | 0.53906 | 0 | 0 | 764.1364 | 0.00070545 | 18 | Industrial_2034_SC A_million_m3_After Competition Groups_18 | VAV Conversion Project (Gas) | 0.07054% | 0 | 0.53906 | Industrial_2034_SC A_million_m3_After Competition Groups_VAV Conversion Project (Gas)
Industrial | Ind ¦ HE HVAC Controls | 2034 | SC A | million_m3 | After Competition Groups | 0.36437 | 0 | 0 | 764.1364 | 0.00047684 | 19 | Industrial_2034_SC A_million_m3_After Competition Groups_19 | HE HVAC Controls | 0.04768% | 0 | 0.36437 | Industrial_2034_SC A_million_m3_After Competition Groups_HE HVAC Controls
Industrial | Ind ¦ Insulation - Steam - Direct | 2034 | SC A | million_m3 | After Competition Groups | 0.33471 | 10126.3302 | 0.010126 | 764.1364 | 0.00043803 | 20 | Industrial_2034_SC A_million_m3_After Competition Groups_20 | Insulation - Steam - Direct | 0.0438% | 0.010126 | 0.33471 | Industrial_2034_SC A_million_m3_After Competition Groups_Insulation - Steam - Direct
Industrial | Ind ¦ Process Heat Recovery (Gas) - HVAC | 2034 | SC A | million_m3 | After Competition Groups | 0.17968 | 3620.6305 | 0.0036206 | 764.1364 | 0.00023515 | 21 | Industrial_2034_SC A_million_m3_After Competition Groups_21 | Process Heat Recovery (Gas) - HVAC | 0.02351% | 0.0036206 | 0.17968 | Industrial_2034_SC A_million_m3_After Competition Groups_Process Heat Recovery (Gas) - HVAC
Industrial | Ind ¦ Insulation - Steam - HVAC | 2034 | SC A | million_m3 | After Competition Groups | 0.081646 | 2320.8358 | 0.0023208 | 764.1364 | 0.00010685 | 22 | Industrial_2034_SC A_million_m3_After Competition Groups_22 | Insulation - Steam - HVAC | 0.01068% | 0.0023208 | 0.081646 | Industrial_2034_SC A_million_m3_After Competition Groups_Insulation - Steam - HVAC
Industrial | Ind ¦ Steam Trap Repair | 2034 | SC A | million_m3 | After Competition Groups | 0.020589 | 0 | 0 | 764.1364 | 2.6944e-05 | 23 | Industrial_2034_SC A_million_m3_After Competition Groups_23 | Steam Trap Repair | 0.002694% | 0 | 0.020589 | Industrial_2034_SC A_million_m3_After Competition Groups_Steam Trap Repair
Industrial | Ind ¦ HE HVAC Units | 2034 | SC A | million_m3 | After Competition Groups | 0.019237 | 0 | 0 | 764.1364 | 2.5175e-05 | 24 | Industrial_2034_SC A_million_m3_After Competition Groups_24 | HE HVAC Units | 0.002517% | 0 | 0.019237 | Industrial_2034_SC A_million_m3_After Competition Groups_HE HVAC Units
Industrial | Ind ¦ Solar Walls | 2034 | SC A | million_m3 | After Competition Groups | 0.0047964 | 0 | 0 | 764.1364 | 6.2769e-06 | 25 | Industrial_2034_SC A_million_m3_After Competition Groups_25 | Solar Walls | 0.0006277% | 0 | 0.0047964 | Industrial_2034_SC A_million_m3_After Competition Groups_Solar Walls
Industrial | Ind ¦ High Efficiency Furnaces | 2034 | SC A | million_m3 | After Competition Groups | 0.00084464 | 0 | 0 | 764.1364 | 1.1053e-06 | 26 | Industrial_2034_SC A_million_m3_After Competition Groups_26 | High Efficiency Furnaces | 0.0001105% | 0 | 0.00084464 | Industrial_2034_SC A_million_m3_After Competition Groups_High Efficiency Furnaces
Industrial | Ind ¦ Process Heat Improvements | 2034 | SC B | million_m3 | After Competition Groups | 602.2316 | 36163497.9404 | 36.1635 | 1886.6414 | 0.31921 | 1 | Industrial_2034_SC B_million_m3_After Competition Groups_1 | Process Heat Improvements | 31.92% | 36.1635 | 602.2316 | Industrial_2034_SC B_million_m3_After Competition Groups_Process Heat Improvements
Industrial | Ind ¦ Boiler Upgrade | 2034 | SC B | million_m3 | After Competition Groups | 278.2182 | 19210008.886 | 19.21 | 1886.6414 | 0.14747 | 2 | Industrial_2034_SC B_million_m3_After Competition Groups_2 | Boiler Upgrade | 14.75% | 19.21 | 278.2182 | Industrial_2034_SC B_million_m3_After Competition Groups_Boiler Upgrade
Industrial | Ind ¦ Process Heat Recovery (Gas) | 2034 | SC B | million_m3 | After Competition Groups | 272.6341 | 13594387.1427 | 13.5944 | 1886.6414 | 0.14451 | 3 | Industrial_2034_SC B_million_m3_After Competition Groups_3 | Process Heat Recovery (Gas) | 14.45% | 13.5944 | 272.6341 | Industrial_2034_SC B_million_m3_After Competition Groups_Process Heat Recovery (Gas)
Industrial | Ind ¦ Recommissioning | 2034 | SC B | million_m3 | After Competition Groups | 197.2069 | 3667287.7208 | 3.6673 | 1886.6414 | 0.10453 | 4 | Industrial_2034_SC B_million_m3_After Competition Groups_4 | Recommissioning | 10.45% | 3.6673 | 197.2069 | Industrial_2034_SC B_million_m3_After Competition Groups_Recommissioning
Industrial | Ind ¦ Improved Controls -Process Heating Gas | 2034 | SC B | million_m3 | After Competition Groups | 124.9424 | 3307165.1773 | 3.3072 | 1886.6414 | 0.066225 | 5 | Industrial_2034_SC B_million_m3_After Competition Groups_5 | Improved Controls -Process Heating Gas | 6.622% | 3.3072 | 124.9424 | Industrial_2034_SC B_million_m3_After Competition Groups_Improved Controls -Process Heating Gas
Industrial | Ind ¦ High Efficiency Burners | 2034 | SC B | million_m3 | After Competition Groups | 114.1857 | 10656401.6185 | 10.6564 | 1886.6414 | 0.060523 | 6 | Industrial_2034_SC B_million_m3_After Competition Groups_6 | High Efficiency Burners | 6.052% | 10.6564 | 114.1857 | Industrial_2034_SC B_million_m3_After Competition Groups_High Efficiency Burners
Industrial | Ind ¦ Greenhouse Envelope Improvements | 2034 | SC B | million_m3 | After Competition Groups | 76.866 | 258037.553 | 0.25804 | 1886.6414 | 0.040742 | 7 | Industrial_2034_SC B_million_m3_After Competition Groups_7 | Greenhouse Envelope Improvements | 4.074% | 0.25804 | 76.866 | Industrial_2034_SC B_million_m3_After Competition Groups_Greenhouse Envelope Improvements
Industrial | Ind ¦ Insulation - Steam | 2034 | SC B | million_m3 | After Competition Groups | 37.8517 | 514919.8474 | 0.51492 | 1886.6414 | 0.020063 | 8 | Industrial_2034_SC B_million_m3_After Competition Groups_8 | Insulation - Steam | 2.006% | 0.51492 | 37.8517 | Industrial_2034_SC B_million_m3_After Competition Groups_Insulation - Steam
Industrial | Ind ¦ High Efficiency HVAC Fans (Gas) | 2034 | SC B | million_m3 | After Competition Groups | 33.8407 | 2212795.4569 | 2.2128 | 1886.6414 | 0.017937 | 9 | Industrial_2034_SC B_million_m3_After Competition Groups_9 | High Efficiency HVAC Fans (Gas) | 1.794% | 2.2128 | 33.8407 | Industrial_2034_SC B_million_m3_After Competition Groups_High Efficiency HVAC Fans (Gas)
Industrial | Ind ¦ VAV Conversion Project (Gas) | 2034 | SC B | million_m3 | After Competition Groups | 31.489 | 2445278.8575 | 2.4453 | 1886.6414 | 0.016691 | 10 | Industrial_2034_SC B_million_m3_After Competition Groups_10 | VAV Conversion Project (Gas) | 1.669% | 2.4453 | 31.489 | Industrial_2034_SC B_million_m3_After Competition Groups_VAV Conversion Project (Gas)
Industrial | Ind ¦ Direct Contact Water Heaters | 2034 | SC B | million_m3 | After Competition Groups | 22.8828 | 0 | 0 | 1886.6414 | 0.012129 | 11 | Industrial_2034_SC B_million_m3_After Competition Groups_11 | Direct Contact Water Heaters | 1.213% | 0 | 22.8828 | Industrial_2034_SC B_million_m3_After Competition Groups_Direct Contact Water Heaters
Industrial | Ind ¦ HE HVAC Controls | 2034 | SC B | million_m3 | After Competition Groups | 21.9536 | 1595121.6652 | 1.5951 | 1886.6414 | 0.011636 | 12 | Industrial_2034_SC B_million_m3_After Competition Groups_12 | HE HVAC Controls | 1.164% | 1.5951 | 21.9536 | Industrial_2034_SC B_million_m3_After Competition Groups_HE HVAC Controls
Industrial | Ind ¦ Insulation - Steam (AG) | 2034 | SC B | million_m3 | After Competition Groups | 18.3588 | 199178.8871 | 0.19918 | 1886.6414 | 0.0097309 | 13 | Industrial_2034_SC B_million_m3_After Competition Groups_13 | Insulation - Steam (AG) | 0.9731% | 0.19918 | 18.3588 | Industrial_2034_SC B_million_m3_After Competition Groups_Insulation - Steam (AG)
Industrial | Ind ¦ Air Compressor Heat Recovery | 2034 | SC B | million_m3 | After Competition Groups | 13.9532 | 436152.9326 | 0.43615 | 1886.6414 | 0.0073958 | 14 | Industrial_2034_SC B_million_m3_After Competition Groups_14 | Air Compressor Heat Recovery | 0.7396% | 0.43615 | 13.9532 | Industrial_2034_SC B_million_m3_After Competition Groups_Air Compressor Heat Recovery
Industrial | Ind ¦ Steam Turbine Optimization | 2034 | SC B | million_m3 | After Competition Groups | 8.6773 | 377669.8236 | 0.37767 | 1886.6414 | 0.0045993 | 15 | Industrial_2034_SC B_million_m3_After Competition Groups_15 | Steam Turbine Optimization | 0.4599% | 0.37767 | 8.6773 | Industrial_2034_SC B_million_m3_After Competition Groups_Steam Turbine Optimization
Industrial | Ind ¦ Gas Turbine Optimization | 2034 | SC B | million_m3 | After Competition Groups | 6.508 | 283252.3677 | 0.28325 | 1886.6414 | 0.0034495 | 16 | Industrial_2034_SC B_million_m3_After Competition Groups_16 | Gas Turbine Optimization | 0.3449% | 0.28325 | 6.508 | Industrial_2034_SC B_million_m3_After Competition Groups_Gas Turbine Optimization
Industrial | Ind ¦ HE Stock Tank | 2034 | SC B | million_m3 | After Competition Groups | 6.2621 | 143954.8625 | 0.14395 | 1886.6414 | 0.0033192 | 17 | Industrial_2034_SC B_million_m3_After Competition Groups_17 | HE Stock Tank | 0.3319% | 0.14395 | 6.2621 | Industrial_2034_SC B_million_m3_After Competition Groups_HE Stock Tank
Industrial | Ind ¦ Ventilation Optimization (Gas) | 2034 | SC B | million_m3 | After Competition Groups | 4.382 | 0 | 0 | 1886.6414 | 0.0023227 | 18 | Industrial_2034_SC B_million_m3_After Competition Groups_18 | Ventilation Optimization (Gas) | 0.2323% | 0 | 4.382 | Industrial_2034_SC B_million_m3_After Competition Groups_Ventilation Optimization (Gas)
Industrial | Ind ¦ Solar Walls | 2034 | SC B | million_m3 | After Competition Groups | 4.2475 | 558587.4171 | 0.55859 | 1886.6414 | 0.0022513 | 19 | Industrial_2034_SC B_million_m3_After Competition Groups_19 | Solar Walls | 0.2251% | 0.55859 | 4.2475 | Industrial_2034_SC B_million_m3_After Competition Groups_Solar Walls
Industrial | Ind ¦ High Efficiency Furnaces | 2034 | SC B | million_m3 | After Competition Groups | 3.9306 | 6678144.664 | 6.6781 | 1886.6414 | 0.0020834 | 20 | Industrial_2034_SC B_million_m3_After Competition Groups_20 | High Efficiency Furnaces | 0.2083% | 6.6781 | 3.9306 | Industrial_2034_SC B_million_m3_After Competition Groups_High Efficiency Furnaces
Industrial | Ind ¦ Process Optimization (Gas) | 2034 | SC B | million_m3 | After Competition Groups | 2.1134 | 141208.7657 | 0.14121 | 1886.6414 | 0.0011202 | 21 | Industrial_2034_SC B_million_m3_After Competition Groups_21 | Process Optimization (Gas) | 0.112% | 0.14121 | 2.1134 | Industrial_2034_SC B_million_m3_After Competition Groups_Process Optimization (Gas)
Industrial | Ind ¦ HE HVAC Units | 2034 | SC B | million_m3 | After Competition Groups | 1.2537 | 104779.2659 | 0.10478 | 1886.6414 | 0.0006645 | 22 | Industrial_2034_SC B_million_m3_After Competition Groups_22 | HE HVAC Units | 0.06645% | 0.10478 | 1.2537 | Industrial_2034_SC B_million_m3_After Competition Groups_HE HVAC Units
Industrial | Ind ¦ Steam Trap Repair | 2034 | SC B | million_m3 | After Competition Groups | 0.97415 | 2264141.8071 | 2.2641 | 1886.6414 | 0.00051634 | 23 | Industrial_2034_SC B_million_m3_After Competition Groups_23 | Steam Trap Repair | 0.05163% | 2.2641 | 0.97415 | Industrial_2034_SC B_million_m3_After Competition Groups_Steam Trap Repair
Industrial | Ind ¦ Process Heat Recovery (Gas) - HVAC | 2034 | SC B | million_m3 | After Competition Groups | 0.94703 | 35472.7682 | 0.035473 | 1886.6414 | 0.00050197 | 24 | Industrial_2034_SC B_million_m3_After Competition Groups_24 | Process Heat Recovery (Gas) - HVAC | 0.0502% | 0.035473 | 0.94703 | Industrial_2034_SC B_million_m3_After Competition Groups_Process Heat Recovery (Gas) - HVAC
Industrial | Ind ¦ Insulation - Steam - Direct | 2034 | SC B | million_m3 | After Competition Groups | 0.59976 | 9342.8388 | 0.0093428 | 1886.6414 | 0.0003179 | 25 | Industrial_2034_SC B_million_m3_After Competition Groups_25 | Insulation - Steam - Direct | 0.03179% | 0.0093428 | 0.59976 | Industrial_2034_SC B_million_m3_After Competition Groups_Insulation - Steam - Direct
Industrial | Ind ¦ Insulation - Steam - HVAC | 2034 | SC B | million_m3 | After Competition Groups | 0.1313 | 1424.5047 | 0.0014245 | 1886.6414 | 6.9595e-05 | 26 | Industrial_2034_SC B_million_m3_After Competition Groups_26 | Insulation - Steam - HVAC | 0.006959% | 0.0014245 | 0.1313 | Industrial_2034_SC B_million_m3_After Competition Groups_Insulation - Steam - HVAC
Industrial | Ind ¦ Process Heat Improvements | 2034 | SC C | million_m3 | After Competition Groups | 338.714 | 40754642.9525 | 40.7546 | 1184.3194 | 0.286 | 1 | Industrial_2034_SC C_million_m3_After Competition Groups_1 | Process Heat Improvements | 28.6% | 40.7546 | 338.714 | Industrial_2034_SC C_million_m3_After Competition Groups_Process Heat Improvements
Industrial | Ind ¦ Boiler Upgrade | 2034 | SC C | million_m3 | After Competition Groups | 278.2182 | 15658538.6678 | 15.6585 | 1184.3194 | 0.23492 | 2 | Industrial_2034_SC C_million_m3_After Competition Groups_2 | Boiler Upgrade | 23.49% | 15.6585 | 278.2182 | Industrial_2034_SC C_million_m3_After Competition Groups_Boiler Upgrade
Industrial | Ind ¦ Process Heat Recovery (Gas) | 2034 | SC C | million_m3 | After Competition Groups | 155.8517 | 20728074.3891 | 20.7281 | 1184.3194 | 0.1316 | 3 | Industrial_2034_SC C_million_m3_After Competition Groups_3 | Process Heat Recovery (Gas) | 13.16% | 20.7281 | 155.8517 | Industrial_2034_SC C_million_m3_After Competition Groups_Process Heat Recovery (Gas)
Industrial | Ind ¦ Recommissioning | 2034 | SC C | million_m3 | After Competition Groups | 113.8628 | 5552854.3291 | 5.5529 | 1184.3194 | 0.096142 | 4 | Industrial_2034_SC C_million_m3_After Competition Groups_4 | Recommissioning | 9.614% | 5.5529 | 113.8628 | Industrial_2034_SC C_million_m3_After Competition Groups_Recommissioning
Industrial | Ind ¦ Improved Controls -Process Heating Gas | 2034 | SC C | million_m3 | After Competition Groups | 71.7477 | 5131924.4712 | 5.1319 | 1184.3194 | 0.060581 | 5 | Industrial_2034_SC C_million_m3_After Competition Groups_5 | Improved Controls -Process Heating Gas | 6.058% | 5.1319 | 71.7477 | Industrial_2034_SC C_million_m3_After Competition Groups_Improved Controls -Process Heating Gas
Industrial | Ind ¦ Greenhouse Envelope Improvements | 2034 | SC C | million_m3 | After Competition Groups | 63.8821 | 358789.5866 | 0.35879 | 1184.3194 | 0.05394 | 6 | Industrial_2034_SC C_million_m3_After Competition Groups_6 | Greenhouse Envelope Improvements | 5.394% | 0.35879 | 63.8821 | Industrial_2034_SC C_million_m3_After Competition Groups_Greenhouse Envelope Improvements
Industrial | Ind ¦ High Efficiency Burners | 2034 | SC C | million_m3 | After Competition Groups | 57.8206 | 9131304.5897 | 9.1313 | 1184.3194 | 0.048822 | 7 | Industrial_2034_SC C_million_m3_After Competition Groups_7 | High Efficiency Burners | 4.882% | 9.1313 | 57.8206 | Industrial_2034_SC C_million_m3_After Competition Groups_High Efficiency Burners
Industrial | Ind ¦ Insulation - Steam | 2034 | SC C | million_m3 | After Competition Groups | 22.2134 | 864710.7323 | 0.86471 | 1184.3194 | 0.018756 | 8 | Industrial_2034_SC C_million_m3_After Competition Groups_8 | Insulation - Steam | 1.876% | 0.86471 | 22.2134 | Industrial_2034_SC C_million_m3_After Competition Groups_Insulation - Steam
Industrial | Ind ¦ High Efficiency HVAC Fans (Gas) | 2034 | SC C | million_m3 | After Competition Groups | 17.2516 | 1743640.5662 | 1.7436 | 1184.3194 | 0.014567 | 9 | Industrial_2034_SC C_million_m3_After Competition Groups_9 | High Efficiency HVAC Fans (Gas) | 1.457% | 1.7436 | 17.2516 | Industrial_2034_SC C_million_m3_After Competition Groups_High Efficiency HVAC Fans (Gas)
Industrial | Ind ¦ Direct Contact Water Heaters | 2034 | SC C | million_m3 | After Competition Groups | 15.707 | 0 | 0 | 1184.3194 | 0.013262 | 10 | Industrial_2034_SC C_million_m3_After Competition Groups_10 | Direct Contact Water Heaters | 1.326% | 0 | 15.707 | Industrial_2034_SC C_million_m3_After Competition Groups_Direct Contact Water Heaters
Industrial | Ind ¦ Insulation - Steam (AG) | 2034 | SC C | million_m3 | After Competition Groups | 11.4814 | 429614.0066 | 0.42961 | 1184.3194 | 0.0096945 | 11 | Industrial_2034_SC C_million_m3_After Competition Groups_11 | Insulation - Steam (AG) | 0.9695% | 0.42961 | 11.4814 | Industrial_2034_SC C_million_m3_After Competition Groups_Insulation - Steam (AG)
Industrial | Ind ¦ Steam Turbine Optimization | 2034 | SC C | million_m3 | After Competition Groups | 8.6773 | 377707.5944 | 0.37771 | 1184.3194 | 0.0073268 | 12 | Industrial_2034_SC C_million_m3_After Competition Groups_12 | Steam Turbine Optimization | 0.7327% | 0.37771 | 8.6773 | Industrial_2034_SC C_million_m3_After Competition Groups_Steam Turbine Optimization
Industrial | Ind ¦ Air Compressor Heat Recovery | 2034 | SC C | million_m3 | After Competition Groups | 8.29 | 765622.3723 | 0.76562 | 1184.3194 | 0.0069998 | 13 | Industrial_2034_SC C_million_m3_After Competition Groups_13 | Air Compressor Heat Recovery | 0.7% | 0.76562 | 8.29 | Industrial_2034_SC C_million_m3_After Competition Groups_Air Compressor Heat Recovery
Industrial | Ind ¦ Gas Turbine Optimization | 2034 | SC C | million_m3 | After Competition Groups | 6.508 | 280359.6731 | 0.28036 | 1184.3194 | 0.0054951 | 14 | Industrial_2034_SC C_million_m3_After Competition Groups_14 | Gas Turbine Optimization | 0.5495% | 0.28036 | 6.508 | Industrial_2034_SC C_million_m3_After Competition Groups_Gas Turbine Optimization
Industrial | Ind ¦ Ventilation Optimization (Gas) | 2034 | SC C | million_m3 | After Competition Groups | 4.382 | 0 | 0 | 1184.3194 | 0.0037 | 15 | Industrial_2034_SC C_million_m3_After Competition Groups_15 | Ventilation Optimization (Gas) | 0.37% | 0 | 4.382 | Industrial_2034_SC C_million_m3_After Competition Groups_Ventilation Optimization (Gas)
Industrial | Ind ¦ HE Stock Tank | 2034 | SC C | million_m3 | After Competition Groups | 3.5242 | 160928.7126 | 0.16093 | 1184.3194 | 0.0029757 | 16 | Industrial_2034_SC C_million_m3_After Competition Groups_16 | HE Stock Tank | 0.2976% | 0.16093 | 3.5242 | Industrial_2034_SC C_million_m3_After Competition Groups_HE Stock Tank
Industrial | Ind ¦ Process Optimization (Gas) | 2034 | SC C | million_m3 | After Competition Groups | 2.1134 | 141222.8879 | 0.14122 | 1184.3194 | 0.0017845 | 17 | Industrial_2034_SC C_million_m3_After Competition Groups_17 | Process Optimization (Gas) | 0.1784% | 0.14122 | 2.1134 | Industrial_2034_SC C_million_m3_After Competition Groups_Process Optimization (Gas)
Industrial | Ind ¦ VAV Conversion Project (Gas) | 2034 | SC C | million_m3 | After Competition Groups | 1.9586 | 234748.5622 | 0.23475 | 1184.3194 | 0.0016538 | 18 | Industrial_2034_SC C_million_m3_After Competition Groups_18 | VAV Conversion Project (Gas) | 0.1654% | 0.23475 | 1.9586 | Industrial_2034_SC C_million_m3_After Competition Groups_VAV Conversion Project (Gas)
Industrial | Ind ¦ HE HVAC Controls | 2034 | SC C | million_m3 | After Competition Groups | 0.98968 | 96390.7637 | 0.096391 | 1184.3194 | 0.00083565 | 19 | Industrial_2034_SC C_million_m3_After Competition Groups_19 | HE HVAC Controls | 0.08357% | 0.096391 | 0.98968 | Industrial_2034_SC C_million_m3_After Competition Groups_HE HVAC Controls
Industrial | Ind ¦ Process Heat Recovery (Gas) - HVAC | 2034 | SC C | million_m3 | After Competition Groups | 0.58784 | 74550.6511 | 0.074551 | 1184.3194 | 0.00049635 | 20 | Industrial_2034_SC C_million_m3_After Competition Groups_20 | Process Heat Recovery (Gas) - HVAC | 0.04963% | 0.074551 | 0.58784 | Industrial_2034_SC C_million_m3_After Competition Groups_Process Heat Recovery (Gas) - HVAC
Industrial | Ind ¦ Insulation - Steam - Direct | 2034 | SC C | million_m3 | After Competition Groups | 0.33672 | 13419.9381 | 0.01342 | 1184.3194 | 0.00028431 | 21 | Industrial_2034_SC C_million_m3_After Competition Groups_21 | Insulation - Steam - Direct | 0.02843% | 0.01342 | 0.33672 | Industrial_2034_SC C_million_m3_After Competition Groups_Insulation - Steam - Direct
Industrial | Ind ¦ Insulation - Steam - HVAC | 2034 | SC C | million_m3 | After Competition Groups | 0.082114 | 3072.5512 | 0.0030726 | 1184.3194 | 6.9334e-05 | 22 | Industrial_2034_SC C_million_m3_After Competition Groups_22 | Insulation - Steam - HVAC | 0.006933% | 0.0030726 | 0.082114 | Industrial_2034_SC C_million_m3_After Competition Groups_Insulation - Steam - HVAC
Industrial | Ind ¦ HE HVAC Units | 2034 | SC C | million_m3 | After Competition Groups | 0.0519 | 5006.9464 | 0.0050069 | 1184.3194 | 4.3822e-05 | 23 | Industrial_2034_SC C_million_m3_After Competition Groups_23 | HE HVAC Units | 0.004382% | 0.0050069 | 0.0519 | Industrial_2034_SC C_million_m3_After Competition Groups_HE HVAC Units
Industrial | Ind ¦ Steam Trap Repair | 2034 | SC C | million_m3 | After Competition Groups | 0.040508 | 27541.9113 | 0.027542 | 1184.3194 | 3.4203e-05 | 24 | Industrial_2034_SC C_million_m3_After Competition Groups_24 | Steam Trap Repair | 0.00342% | 0.027542 | 0.040508 | Industrial_2034_SC C_million_m3_After Competition Groups_Steam Trap Repair
Industrial | Ind ¦ Solar Walls | 2034 | SC C | million_m3 | After Competition Groups | 0.020573 | 2200.2342 | 0.0022002 | 1184.3194 | 1.7371e-05 | 25 | Industrial_2034_SC C_million_m3_After Competition Groups_25 | Solar Walls | 0.001737% | 0.0022002 | 0.020573 | Industrial_2034_SC C_million_m3_After Competition Groups_Solar Walls
Industrial | Ind ¦ High Efficiency Furnaces | 2034 | SC C | million_m3 | After Competition Groups | 0.006243 | 2608.2118 | 0.0026082 | 1184.3194 | 5.2713e-06 | 26 | Industrial_2034_SC C_million_m3_After Competition Groups_26 | High Efficiency Furnaces | 0.0005271% | 0.0026082 | 0.006243 | Industrial_2034_SC C_million_m3_After Competition Groups_High Efficiency Furnaces
Industrial | Ind ¦ Process Heat Improvements | 2034 | Technical | million_m3 | After Competition Groups | 855.1408 | 0 | 0 | 2479.2895 | 0.34491 | 1 | Industrial_2034_Technical_million_m3_After Competition Groups_1 | Process Heat Improvements | 34.49% | 0 | 855.1408 | Industrial_2034_Technical_million_m3_After Competition Groups_Process Heat Improvements
Industrial | Ind ¦ Boiler Upgrade | 2034 | Technical | million_m3 | After Competition Groups | 328.3125 | 0 | 0 | 2479.2895 | 0.13242 | 2 | Industrial_2034_Technical_million_m3_After Competition Groups_2 | Boiler Upgrade | 13.24% | 0 | 328.3125 | Industrial_2034_Technical_million_m3_After Competition Groups_Boiler Upgrade
Industrial | Ind ¦ Process Heat Recovery (Gas) | 2034 | Technical | million_m3 | After Competition Groups | 303.3321 | 0 | 0 | 2479.2895 | 0.12235 | 3 | Industrial_2034_Technical_million_m3_After Competition Groups_3 | Process Heat Recovery (Gas) | 12.23% | 0 | 303.3321 | Industrial_2034_Technical_million_m3_After Competition Groups_Process Heat Recovery (Gas)
Industrial | Ind ¦ Recommissioning | 2034 | Technical | million_m3 | After Competition Groups | 218.3228 | 0 | 0 | 2479.2895 | 0.088059 | 4 | Industrial_2034_Technical_million_m3_After Competition Groups_4 | Recommissioning | 8.806% | 0 | 218.3228 | Industrial_2034_Technical_million_m3_After Competition Groups_Recommissioning
Industrial | Ind ¦ High Efficiency Burners | 2034 | Technical | million_m3 | After Competition Groups | 161.3888 | 0 | 0 | 2479.2895 | 0.065095 | 5 | Industrial_2034_Technical_million_m3_After Competition Groups_5 | High Efficiency Burners | 6.509% | 0 | 161.3888 | Industrial_2034_Technical_million_m3_After Competition Groups_High Efficiency Burners
Industrial | Ind ¦ Improved Controls -Process Heating Gas | 2034 | Technical | million_m3 | After Competition Groups | 139.1832 | 0 | 0 | 2479.2895 | 0.056138 | 6 | Industrial_2034_Technical_million_m3_After Competition Groups_6 | Improved Controls -Process Heating Gas | 5.614% | 0 | 139.1832 | Industrial_2034_Technical_million_m3_After Competition Groups_Improved Controls -Process Heating Gas
Industrial | Ind ¦ Greenhouse Envelope Improvements | 2034 | Technical | million_m3 | After Competition Groups | 88.8824 | 0 | 0 | 2479.2895 | 0.03585 | 7 | Industrial_2034_Technical_million_m3_After Competition Groups_7 | Greenhouse Envelope Improvements | 3.585% | 0 | 88.8824 | Industrial_2034_Technical_million_m3_After Competition Groups_Greenhouse Envelope Improvements
Industrial | Ind ¦ Boiler Tune Up | 2034 | Technical | million_m3 | After Competition Groups | 43.2632 | 0 | 0 | 2479.2895 | 0.01745 | 8 | Industrial_2034_Technical_million_m3_After Competition Groups_8 | Boiler Tune Up | 1.745% | 0 | 43.2632 | Industrial_2034_Technical_million_m3_After Competition Groups_Boiler Tune Up
Industrial | Ind ¦ Insulation - Steam | 2034 | Technical | million_m3 | After Competition Groups | 41.7031 | 0 | 0 | 2479.2895 | 0.016821 | 9 | Industrial_2034_Technical_million_m3_After Competition Groups_9 | Insulation - Steam | 1.682% | 0 | 41.7031 | Industrial_2034_Technical_million_m3_After Competition Groups_Insulation - Steam
Industrial | Ind ¦ High Efficiency HVAC Fans (Gas) | 2034 | Technical | million_m3 | After Competition Groups | 40.8609 | 0 | 0 | 2479.2895 | 0.016481 | 10 | Industrial_2034_Technical_million_m3_After Competition Groups_10 | High Efficiency HVAC Fans (Gas) | 1.648% | 0 | 40.8609 | Industrial_2034_Technical_million_m3_After Competition Groups_High Efficiency HVAC Fans (Gas)
Industrial | Ind ¦ VAV Conversion Project (Gas) | 2034 | Technical | million_m3 | After Competition Groups | 34.8983 | 0 | 0 | 2479.2895 | 0.014076 | 11 | Industrial_2034_Technical_million_m3_After Competition Groups_11 | VAV Conversion Project (Gas) | 1.408% | 0 | 34.8983 | Industrial_2034_Technical_million_m3_After Competition Groups_VAV Conversion Project (Gas)
Industrial | Ind ¦ Direct Contact Water Heaters | 2034 | Technical | million_m3 | After Competition Groups | 28.8328 | 0 | 0 | 2479.2895 | 0.011629 | 12 | Industrial_2034_Technical_million_m3_After Competition Groups_12 | Direct Contact Water Heaters | 1.163% | 0 | 28.8328 | Industrial_2034_Technical_million_m3_After Competition Groups_Direct Contact Water Heaters
Industrial | Ind ¦ Steam Leak Repairs | 2034 | Technical | million_m3 | After Competition Groups | 26.2976 | 0 | 0 | 2479.2895 | 0.010607 | 13 | Industrial_2034_Technical_million_m3_After Competition Groups_13 | Steam Leak Repairs | 1.061% | 0 | 26.2976 | Industrial_2034_Technical_million_m3_After Competition Groups_Steam Leak Repairs
Industrial | Ind ¦ HE HVAC Controls | 2034 | Technical | million_m3 | After Competition Groups | 23.7319 | 0 | 0 | 2479.2895 | 0.0095721 | 14 | Industrial_2034_Technical_million_m3_After Competition Groups_14 | HE HVAC Controls | 0.9572% | 0 | 23.7319 | Industrial_2034_Technical_million_m3_After Competition Groups_HE HVAC Controls
Industrial | Ind ¦ Loading Dock Seals | 2034 | Technical | million_m3 | After Competition Groups | 23.7319 | 0 | 0 | 2479.2895 | 0.0095721 | 15 | Industrial_2034_Technical_million_m3_After Competition Groups_15 | Loading Dock Seals | 0.9572% | 0 | 23.7319 | Industrial_2034_Technical_million_m3_After Competition Groups_Loading Dock Seals
Industrial | Ind ¦ Steam Trap Repair | 2034 | Technical | million_m3 | After Competition Groups | 19.9615 | 0 | 0 | 2479.2895 | 0.0080513 | 16 | Industrial_2034_Technical_million_m3_After Competition Groups_16 | Steam Trap Repair | 0.8051% | 0 | 19.9615 | Industrial_2034_Technical_million_m3_After Competition Groups_Steam Trap Repair
Industrial | Ind ¦ High Efficiency Furnaces | 2034 | Technical | million_m3 | After Competition Groups | 18.5778 | 0 | 0 | 2479.2895 | 0.0074932 | 17 | Industrial_2034_Technical_million_m3_After Competition Groups_17 | High Efficiency Furnaces | 0.7493% | 0 | 18.5778 | Industrial_2034_Technical_million_m3_After Competition Groups_High Efficiency Furnaces
Industrial | Ind ¦ Insulation - Steam (AG) | 2034 | Technical | million_m3 | After Competition Groups | 17.7227 | 0 | 0 | 2479.2895 | 0.0071483 | 18 | Industrial_2034_Technical_million_m3_After Competition Groups_18 | Insulation - Steam (AG) | 0.7148% | 0 | 17.7227 | Industrial_2034_Technical_million_m3_After Competition Groups_Insulation - Steam (AG)
Industrial | Ind ¦ Air Compressor Heat Recovery | 2034 | Technical | million_m3 | After Competition Groups | 15.2876 | 0 | 0 | 2479.2895 | 0.0061661 | 19 | Industrial_2034_Technical_million_m3_After Competition Groups_19 | Air Compressor Heat Recovery | 0.6166% | 0 | 15.2876 | Industrial_2034_Technical_million_m3_After Competition Groups_Air Compressor Heat Recovery
Industrial | Ind ¦ Steam Turbine Optimization | 2034 | Technical | million_m3 | After Competition Groups | 9.763 | 0 | 0 | 2479.2895 | 0.0039378 | 20 | Industrial_2034_Technical_million_m3_After Competition Groups_20 | Steam Turbine Optimization | 0.3938% | 0 | 9.763 | Industrial_2034_Technical_million_m3_After Competition Groups_Steam Turbine Optimization
Industrial | Ind ¦ Process Optimization (Gas) | 2034 | Technical | million_m3 | After Competition Groups | 8.9846 | 0 | 0 | 2479.2895 | 0.0036239 | 21 | Industrial_2034_Technical_million_m3_After Competition Groups_21 | Process Optimization (Gas) | 0.3624% | 0 | 8.9846 | Industrial_2034_Technical_million_m3_After Competition Groups_Process Optimization (Gas)
Industrial | Ind ¦ HE Stock Tank | 2034 | Technical | million_m3 | After Competition Groups | 8.8929 | 0 | 0 | 2479.2895 | 0.0035869 | 22 | Industrial_2034_Technical_million_m3_After Competition Groups_22 | HE Stock Tank | 0.3587% | 0 | 8.8929 | Industrial_2034_Technical_million_m3_After Competition Groups_HE Stock Tank
Industrial | Ind ¦ Gas Turbine Optimization | 2034 | Technical | million_m3 | After Competition Groups | 7.3222 | 0 | 0 | 2479.2895 | 0.0029534 | 23 | Industrial_2034_Technical_million_m3_After Competition Groups_23 | Gas Turbine Optimization | 0.2953% | 0 | 7.3222 | Industrial_2034_Technical_million_m3_After Competition Groups_Gas Turbine Optimization
Industrial | Ind ¦ Ventilation Optimization (Gas) | 2034 | Technical | million_m3 | After Competition Groups | 4.7572 | 0 | 0 | 2479.2895 | 0.0019188 | 24 | Industrial_2034_Technical_million_m3_After Competition Groups_24 | Ventilation Optimization (Gas) | 0.1919% | 0 | 4.7572 | Industrial_2034_Technical_million_m3_After Competition Groups_Ventilation Optimization (Gas)
Industrial | Ind ¦ Solar Walls | 2034 | Technical | million_m3 | After Competition Groups | 4.7074 | 0 | 0 | 2479.2895 | 0.0018987 | 25 | Industrial_2034_Technical_million_m3_After Competition Groups_25 | Solar Walls | 0.1899% | 0 | 4.7074 | Industrial_2034_Technical_million_m3_After Competition Groups_Solar Walls
Industrial | Ind ¦ HE HVAC Units | 2034 | Technical | million_m3 | After Competition Groups | 1.9956 | 0 | 0 | 2479.2895 | 0.0008049 | 26 | Industrial_2034_Technical_million_m3_After Competition Groups_26 | HE HVAC Units | 0.08049% | 0 | 1.9956 | Industrial_2034_Technical_million_m3_After Competition Groups_HE HVAC Units
Industrial | Ind ¦ Boiler Tune Up - Direct | 2034 | Technical | million_m3 | After Competition Groups | 1.4767 | 0 | 0 | 2479.2895 | 0.00059563 | 27 | Industrial_2034_Technical_million_m3_After Competition Groups_27 | Boiler Tune Up - Direct | 0.05956% | 0 | 1.4767 | Industrial_2034_Technical_million_m3_After Competition Groups_Boiler Tune Up - Direct
Industrial | Ind ¦ Process Heat Recovery (Gas) - HVAC | 2034 | Technical | million_m3 | After Competition Groups | 1.0137 | 0 | 0 | 2479.2895 | 0.00040888 | 28 | Industrial_2034_Technical_million_m3_After Competition Groups_28 | Process Heat Recovery (Gas) - HVAC | 0.04089% | 0 | 1.0137 | Industrial_2034_Technical_million_m3_After Competition Groups_Process Heat Recovery (Gas) - HVAC
Industrial | Ind ¦ Insulation - Steam - Direct | 2034 | Technical | million_m3 | After Competition Groups | 0.67583 | 0 | 0 | 2479.2895 | 0.00027259 | 29 | Industrial_2034_Technical_million_m3_After Competition Groups_29 | Insulation - Steam - Direct | 0.02726% | 0 | 0.67583 | Industrial_2034_Technical_million_m3_After Competition Groups_Insulation - Steam - Direct
Industrial | Ind ¦ Insulation - Steam - HVAC | 2034 | Technical | million_m3 | After Competition Groups | 0.14055 | 0 | 0 | 2479.2895 | 5.6689e-05 | 30 | Industrial_2034_Technical_million_m3_After Competition Groups_30 | Insulation - Steam - HVAC | 0.005669% | 0 | 0.14055 | Industrial_2034_Technical_million_m3_After Competition Groups_Insulation - Steam - HVAC
Industrial | Ind ¦ Boiler Tune Up - HVAC | 2034 | Technical | million_m3 | After Competition Groups | 0.12778 | 0 | 0 | 2479.2895 | 5.1539e-05 | 31 | Industrial_2034_Technical_million_m3_After Competition Groups_31 | Boiler Tune Up - HVAC | 0.005154% | 0 | 0.12778 | Industrial_2034_Technical_million_m3_After Competition Groups_Boiler Tune Up - HVAC
Industrial | Ind ¦ Process Heat Improvements | 2035 | Economic | million_m3 | After Competition Groups | 868.3009 | 0 | 0 | 2401.3077 | 0.3616 | 1 | Industrial_2035_Economic_million_m3_After Competition Groups_1 | Process Heat Improvements | 36.16% | 0 | 868.3009 | Industrial_2035_Economic_million_m3_After Competition Groups_Process Heat Improvements
Industrial | Ind ¦ Boiler Upgrade | 2035 | Economic | million_m3 | After Competition Groups | 334.0719 | 0 | 0 | 2401.3077 | 0.13912 | 2 | Industrial_2035_Economic_million_m3_After Competition Groups_2 | Boiler Upgrade | 13.91% | 0 | 334.0719 | Industrial_2035_Economic_million_m3_After Competition Groups_Boiler Upgrade
Industrial | Ind ¦ Process Heat Recovery (Gas) | 2035 | Economic | million_m3 | After Competition Groups | 303.3321 | 0 | 0 | 2401.3077 | 0.12632 | 3 | Industrial_2035_Economic_million_m3_After Competition Groups_3 | Process Heat Recovery (Gas) | 12.63% | 0 | 303.3321 | Industrial_2035_Economic_million_m3_After Competition Groups_Process Heat Recovery (Gas)
Industrial | Ind ¦ Recommissioning | 2035 | Economic | million_m3 | After Competition Groups | 218.3228 | 0 | 0 | 2401.3077 | 0.090918 | 4 | Industrial_2035_Economic_million_m3_After Competition Groups_4 | Recommissioning | 9.092% | 0 | 218.3228 | Industrial_2035_Economic_million_m3_After Competition Groups_Recommissioning
Industrial | Ind ¦ High Efficiency Burners | 2035 | Economic | million_m3 | After Competition Groups | 163.8725 | 0 | 0 | 2401.3077 | 0.068243 | 5 | Industrial_2035_Economic_million_m3_After Competition Groups_5 | High Efficiency Burners | 6.824% | 0 | 163.8725 | Industrial_2035_Economic_million_m3_After Competition Groups_High Efficiency Burners
Industrial | Ind ¦ Improved Controls -Process Heating Gas | 2035 | Economic | million_m3 | After Competition Groups | 139.1832 | 0 | 0 | 2401.3077 | 0.057961 | 6 | Industrial_2035_Economic_million_m3_After Competition Groups_6 | Improved Controls -Process Heating Gas | 5.796% | 0 | 139.1832 | Industrial_2035_Economic_million_m3_After Competition Groups_Improved Controls -Process Heating Gas
Industrial | Ind ¦ Greenhouse Envelope Improvements | 2035 | Economic | million_m3 | After Competition Groups | 90.5372 | 0 | 0 | 2401.3077 | 0.037703 | 7 | Industrial_2035_Economic_million_m3_After Competition Groups_7 | Greenhouse Envelope Improvements | 3.77% | 0 | 90.5372 | Industrial_2035_Economic_million_m3_After Competition Groups_Greenhouse Envelope Improvements
Industrial | Ind ¦ Insulation - Steam | 2035 | Economic | million_m3 | After Competition Groups | 41.7031 | 0 | 0 | 2401.3077 | 0.017367 | 8 | Industrial_2035_Economic_million_m3_After Competition Groups_8 | Insulation - Steam | 1.737% | 0 | 41.7031 | Industrial_2035_Economic_million_m3_After Competition Groups_Insulation - Steam
Industrial | Ind ¦ High Efficiency HVAC Fans (Gas) | 2035 | Economic | million_m3 | After Competition Groups | 41.3663 | 0 | 0 | 2401.3077 | 0.017227 | 9 | Industrial_2035_Economic_million_m3_After Competition Groups_9 | High Efficiency HVAC Fans (Gas) | 1.723% | 0 | 41.3663 | Industrial_2035_Economic_million_m3_After Competition Groups_High Efficiency HVAC Fans (Gas)
Industrial | Ind ¦ VAV Conversion Project (Gas) | 2035 | Economic | million_m3 | After Competition Groups | 34.9163 | 0 | 0 | 2401.3077 | 0.014541 | 10 | Industrial_2035_Economic_million_m3_After Competition Groups_10 | VAV Conversion Project (Gas) | 1.454% | 0 | 34.9163 | Industrial_2035_Economic_million_m3_After Competition Groups_VAV Conversion Project (Gas)
Industrial | Ind ¦ Direct Contact Water Heaters | 2035 | Economic | million_m3 | After Competition Groups | 29.3053 | 0 | 0 | 2401.3077 | 0.012204 | 11 | Industrial_2035_Economic_million_m3_After Competition Groups_11 | Direct Contact Water Heaters | 1.22% | 0 | 29.3053 | Industrial_2035_Economic_million_m3_After Competition Groups_Direct Contact Water Heaters
Industrial | Ind ¦ HE HVAC Controls | 2035 | Economic | million_m3 | After Competition Groups | 23.7319 | 0 | 0 | 2401.3077 | 0.0098829 | 12 | Industrial_2035_Economic_million_m3_After Competition Groups_12 | HE HVAC Controls | 0.9883% | 0 | 23.7319 | Industrial_2035_Economic_million_m3_After Competition Groups_HE HVAC Controls
Industrial | Ind ¦ Steam Trap Repair | 2035 | Economic | million_m3 | After Competition Groups | 19.9615 | 0 | 0 | 2401.3077 | 0.0083128 | 13 | Industrial_2035_Economic_million_m3_After Competition Groups_13 | Steam Trap Repair | 0.8313% | 0 | 19.9615 | Industrial_2035_Economic_million_m3_After Competition Groups_Steam Trap Repair
Industrial | Ind ¦ Insulation - Steam (AG) | 2035 | Economic | million_m3 | After Competition Groups | 17.6648 | 0 | 0 | 2401.3077 | 0.0073563 | 14 | Industrial_2035_Economic_million_m3_After Competition Groups_14 | Insulation - Steam (AG) | 0.7356% | 0 | 17.6648 | Industrial_2035_Economic_million_m3_After Competition Groups_Insulation - Steam (AG)
Industrial | Ind ¦ Air Compressor Heat Recovery | 2035 | Economic | million_m3 | After Competition Groups | 15.2876 | 0 | 0 | 2401.3077 | 0.0063664 | 15 | Industrial_2035_Economic_million_m3_After Competition Groups_15 | Air Compressor Heat Recovery | 0.6366% | 0 | 15.2876 | Industrial_2035_Economic_million_m3_After Competition Groups_Air Compressor Heat Recovery
Industrial | Ind ¦ High Efficiency Furnaces | 2035 | Economic | million_m3 | After Competition Groups | 11.9777 | 0 | 0 | 2401.3077 | 0.004988 | 16 | Industrial_2035_Economic_million_m3_After Competition Groups_16 | High Efficiency Furnaces | 0.4988% | 0 | 11.9777 | Industrial_2035_Economic_million_m3_After Competition Groups_High Efficiency Furnaces
Industrial | Ind ¦ Steam Turbine Optimization | 2035 | Economic | million_m3 | After Competition Groups | 9.7643 | 0 | 0 | 2401.3077 | 0.0040662 | 17 | Industrial_2035_Economic_million_m3_After Competition Groups_17 | Steam Turbine Optimization | 0.4066% | 0 | 9.7643 | Industrial_2035_Economic_million_m3_After Competition Groups_Steam Turbine Optimization
Industrial | Ind ¦ HE Stock Tank | 2035 | Economic | million_m3 | After Competition Groups | 9.0223 | 0 | 0 | 2401.3077 | 0.0037573 | 18 | Industrial_2035_Economic_million_m3_After Competition Groups_18 | HE Stock Tank | 0.3757% | 0 | 9.0223 | Industrial_2035_Economic_million_m3_After Competition Groups_HE Stock Tank
Industrial | Ind ¦ Process Optimization (Gas) | 2035 | Economic | million_m3 | After Competition Groups | 8.9846 | 0 | 0 | 2401.3077 | 0.0037416 | 19 | Industrial_2035_Economic_million_m3_After Competition Groups_19 | Process Optimization (Gas) | 0.3742% | 0 | 8.9846 | Industrial_2035_Economic_million_m3_After Competition Groups_Process Optimization (Gas)
Industrial | Ind ¦ Gas Turbine Optimization | 2035 | Economic | million_m3 | After Competition Groups | 7.3232 | 0 | 0 | 2401.3077 | 0.0030497 | 20 | Industrial_2035_Economic_million_m3_After Competition Groups_20 | Gas Turbine Optimization | 0.305% | 0 | 7.3232 | Industrial_2035_Economic_million_m3_After Competition Groups_Gas Turbine Optimization
Industrial | Ind ¦ Ventilation Optimization (Gas) | 2035 | Economic | million_m3 | After Competition Groups | 4.7572 | 0 | 0 | 2401.3077 | 0.0019811 | 21 | Industrial_2035_Economic_million_m3_After Competition Groups_21 | Ventilation Optimization (Gas) | 0.1981% | 0 | 4.7572 | Industrial_2035_Economic_million_m3_After Competition Groups_Ventilation Optimization (Gas)
Industrial | Ind ¦ Solar Walls | 2035 | Economic | million_m3 | After Competition Groups | 4.7099 | 0 | 0 | 2401.3077 | 0.0019614 | 22 | Industrial_2035_Economic_million_m3_After Competition Groups_22 | Solar Walls | 0.1961% | 0 | 4.7099 | Industrial_2035_Economic_million_m3_After Competition Groups_Solar Walls
Industrial | Ind ¦ HE HVAC Units | 2035 | Economic | million_m3 | After Competition Groups | 1.3809 | 0 | 0 | 2401.3077 | 0.00057506 | 23 | Industrial_2035_Economic_million_m3_After Competition Groups_23 | HE HVAC Units | 0.05751% | 0 | 1.3809 | Industrial_2035_Economic_million_m3_After Competition Groups_HE HVAC Units
Industrial | Ind ¦ Process Heat Recovery (Gas) - HVAC | 2035 | Economic | million_m3 | After Competition Groups | 1.0137 | 0 | 0 | 2401.3077 | 0.00042216 | 24 | Industrial_2035_Economic_million_m3_After Competition Groups_24 | Process Heat Recovery (Gas) - HVAC | 0.04222% | 0 | 1.0137 | Industrial_2035_Economic_million_m3_After Competition Groups_Process Heat Recovery (Gas) - HVAC
Industrial | Ind ¦ Insulation - Steam - Direct | 2035 | Economic | million_m3 | After Competition Groups | 0.67583 | 0 | 0 | 2401.3077 | 0.00028144 | 25 | Industrial_2035_Economic_million_m3_After Competition Groups_25 | Insulation - Steam - Direct | 0.02814% | 0 | 0.67583 | Industrial_2035_Economic_million_m3_After Competition Groups_Insulation - Steam - Direct
Industrial | Ind ¦ Insulation - Steam - HVAC | 2035 | Economic | million_m3 | After Competition Groups | 0.14055 | 0 | 0 | 2401.3077 | 5.853e-05 | 26 | Industrial_2035_Economic_million_m3_After Competition Groups_26 | Insulation - Steam - HVAC | 0.005853% | 0 | 0.14055 | Industrial_2035_Economic_million_m3_After Competition Groups_Insulation - Steam - HVAC
Industrial | Ind ¦ Process Heat Improvements | 2035 | SC A | million_m3 | After Competition Groups | 226.2828 | 5623916.6452 | 5.6239 | 813.7596 | 0.27807 | 1 | Industrial_2035_SC A_million_m3_After Competition Groups_1 | Process Heat Improvements | 27.81% | 5.6239 | 226.2828 | Industrial_2035_SC A_million_m3_After Competition Groups_Process Heat Improvements
Industrial | Ind ¦ Boiler Upgrade | 2035 | SC A | million_m3 | After Competition Groups | 191.5 | 3837278.5268 | 3.8373 | 813.7596 | 0.23533 | 2 | Industrial_2035_SC A_million_m3_After Competition Groups_2 | Boiler Upgrade | 23.53% | 3.8373 | 191.5 | Industrial_2035_SC A_million_m3_After Competition Groups_Boiler Upgrade
Industrial | Ind ¦ Recommissioning | 2035 | SC A | million_m3 | After Competition Groups | 108.6761 | 1346331.5315 | 1.3463 | 813.7596 | 0.13355 | 3 | Industrial_2035_SC A_million_m3_After Competition Groups_3 | Recommissioning | 13.35% | 1.3463 | 108.6761 | Industrial_2035_SC A_million_m3_After Competition Groups_Recommissioning
Industrial | Ind ¦ Improved Controls -Process Heating Gas | 2035 | SC A | million_m3 | After Competition Groups | 68.4033 | 1483131.0165 | 1.4831 | 813.7596 | 0.084058 | 4 | Industrial_2035_SC A_million_m3_After Competition Groups_4 | Improved Controls -Process Heating Gas | 8.406% | 1.4831 | 68.4033 | Industrial_2035_SC A_million_m3_After Competition Groups_Improved Controls -Process Heating Gas
Industrial | Ind ¦ Greenhouse Envelope Improvements | 2035 | SC A | million_m3 | After Competition Groups | 67.2303 | 352219.0599 | 0.35222 | 813.7596 | 0.082617 | 5 | Industrial_2035_SC A_million_m3_After Competition Groups_5 | Greenhouse Envelope Improvements | 8.262% | 0.35222 | 67.2303 | Industrial_2035_SC A_million_m3_After Competition Groups_Greenhouse Envelope Improvements
Industrial | Ind ¦ Process Heat Recovery (Gas) | 2035 | SC A | million_m3 | After Competition Groups | 46.3188 | 890050.451 | 0.89005 | 813.7596 | 0.05692 | 6 | Industrial_2035_SC A_million_m3_After Competition Groups_6 | Process Heat Recovery (Gas) | 5.692% | 0.89005 | 46.3188 | Industrial_2035_SC A_million_m3_After Competition Groups_Process Heat Recovery (Gas)
Industrial | Ind ¦ Insulation - Steam | 2035 | SC A | million_m3 | After Competition Groups | 23.8573 | 618483.0673 | 0.61848 | 813.7596 | 0.029317 | 7 | Industrial_2035_SC A_million_m3_After Competition Groups_7 | Insulation - Steam | 2.932% | 0.61848 | 23.8573 | Industrial_2035_SC A_million_m3_After Competition Groups_Insulation - Steam
Industrial | Ind ¦ Direct Contact Water Heaters | 2035 | SC A | million_m3 | After Competition Groups | 16.9086 | 0 | 0 | 813.7596 | 0.020778 | 8 | Industrial_2035_SC A_million_m3_After Competition Groups_8 | Direct Contact Water Heaters | 2.078% | 0 | 16.9086 | Industrial_2035_SC A_million_m3_After Competition Groups_Direct Contact Water Heaters
Industrial | Ind ¦ Insulation - Steam (AG) | 2035 | SC A | million_m3 | After Competition Groups | 12.2837 | 302424.3918 | 0.30242 | 813.7596 | 0.015095 | 9 | Industrial_2035_SC A_million_m3_After Competition Groups_9 | Insulation - Steam (AG) | 1.51% | 0.30242 | 12.2837 | Industrial_2035_SC A_million_m3_After Competition Groups_Insulation - Steam (AG)
Industrial | Ind ¦ High Efficiency HVAC Fans (Gas) | 2035 | SC A | million_m3 | After Competition Groups | 9.5609 | 177317.6225 | 0.17732 | 813.7596 | 0.011749 | 10 | Industrial_2035_SC A_million_m3_After Competition Groups_10 | High Efficiency HVAC Fans (Gas) | 1.175% | 0.17732 | 9.5609 | Industrial_2035_SC A_million_m3_After Competition Groups_High Efficiency HVAC Fans (Gas)
Industrial | Ind ¦ High Efficiency Burners | 2035 | SC A | million_m3 | After Competition Groups | 9.4494 | 342681.0278 | 0.34268 | 813.7596 | 0.011612 | 11 | Industrial_2035_SC A_million_m3_After Competition Groups_11 | High Efficiency Burners | 1.161% | 0.34268 | 9.4494 | Industrial_2035_SC A_million_m3_After Competition Groups_High Efficiency Burners
Industrial | Ind ¦ Steam Turbine Optimization | 2035 | SC A | million_m3 | After Competition Groups | 8.643 | 85013.1341 | 0.085013 | 813.7596 | 0.010621 | 12 | Industrial_2035_SC A_million_m3_After Competition Groups_12 | Steam Turbine Optimization | 1.062% | 0.085013 | 8.643 | Industrial_2035_SC A_million_m3_After Competition Groups_Steam Turbine Optimization
Industrial | Ind ¦ Gas Turbine Optimization | 2035 | SC A | million_m3 | After Competition Groups | 6.4237 | 66935.5504 | 0.066936 | 813.7596 | 0.0078939 | 13 | Industrial_2035_SC A_million_m3_After Competition Groups_13 | Gas Turbine Optimization | 0.7894% | 0.066936 | 6.4237 | Industrial_2035_SC A_million_m3_After Competition Groups_Gas Turbine Optimization
Industrial | Ind ¦ Air Compressor Heat Recovery | 2035 | SC A | million_m3 | After Competition Groups | 5.9607 | 113420.401 | 0.11342 | 813.7596 | 0.0073249 | 14 | Industrial_2035_SC A_million_m3_After Competition Groups_14 | Air Compressor Heat Recovery | 0.7325% | 0.11342 | 5.9607 | Industrial_2035_SC A_million_m3_After Competition Groups_Air Compressor Heat Recovery
Industrial | Ind ¦ Ventilation Optimization (Gas) | 2035 | SC A | million_m3 | After Competition Groups | 4.4715 | 0 | 0 | 813.7596 | 0.0054949 | 15 | Industrial_2035_SC A_million_m3_After Competition Groups_15 | Ventilation Optimization (Gas) | 0.5495% | 0 | 4.4715 | Industrial_2035_SC A_million_m3_After Competition Groups_Ventilation Optimization (Gas)
Industrial | Ind ¦ HE Stock Tank | 2035 | SC A | million_m3 | After Competition Groups | 3.819 | 100993.3511 | 0.10099 | 813.7596 | 0.004693 | 16 | Industrial_2035_SC A_million_m3_After Competition Groups_16 | HE Stock Tank | 0.4693% | 0.10099 | 3.819 | Industrial_2035_SC A_million_m3_After Competition Groups_HE Stock Tank
Industrial | Ind ¦ Process Optimization (Gas) | 2035 | SC A | million_m3 | After Competition Groups | 2.3271 | 74427.7535 | 0.074428 | 813.7596 | 0.0028597 | 17 | Industrial_2035_SC A_million_m3_After Competition Groups_17 | Process Optimization (Gas) | 0.286% | 0.074428 | 2.3271 | Industrial_2035_SC A_million_m3_After Competition Groups_Process Optimization (Gas)
Industrial | Ind ¦ VAV Conversion Project (Gas) | 2035 | SC A | million_m3 | After Competition Groups | 0.55816 | 0 | 0 | 813.7596 | 0.0006859 | 18 | Industrial_2035_SC A_million_m3_After Competition Groups_18 | VAV Conversion Project (Gas) | 0.06859% | 0 | 0.55816 | Industrial_2035_SC A_million_m3_After Competition Groups_VAV Conversion Project (Gas)
Industrial | Ind ¦ HE HVAC Controls | 2035 | SC A | million_m3 | After Competition Groups | 0.37866 | 0 | 0 | 813.7596 | 0.00046532 | 19 | Industrial_2035_SC A_million_m3_After Competition Groups_19 | HE HVAC Controls | 0.04653% | 0 | 0.37866 | Industrial_2035_SC A_million_m3_After Competition Groups_HE HVAC Controls
Industrial | Ind ¦ Insulation - Steam - Direct | 2035 | SC A | million_m3 | After Competition Groups | 0.36256 | 9698.7269 | 0.0096987 | 813.7596 | 0.00044554 | 20 | Industrial_2035_SC A_million_m3_After Competition Groups_20 | Insulation - Steam - Direct | 0.04455% | 0.0096987 | 0.36256 | Industrial_2035_SC A_million_m3_After Competition Groups_Insulation - Steam - Direct
Industrial | Ind ¦ Process Heat Recovery (Gas) - HVAC | 2035 | SC A | million_m3 | After Competition Groups | 0.18878 | 3746.514 | 0.0037465 | 813.7596 | 0.00023198 | 21 | Industrial_2035_SC A_million_m3_After Competition Groups_21 | Process Heat Recovery (Gas) - HVAC | 0.0232% | 0.0037465 | 0.18878 | Industrial_2035_SC A_million_m3_After Competition Groups_Process Heat Recovery (Gas) - HVAC
Industrial | Ind ¦ Insulation - Steam - HVAC | 2035 | SC A | million_m3 | After Competition Groups | 0.087857 | 2163.2452 | 0.0021632 | 813.7596 | 0.00010796 | 22 | Industrial_2035_SC A_million_m3_After Competition Groups_22 | Insulation - Steam - HVAC | 0.0108% | 0.0021632 | 0.087857 | Industrial_2035_SC A_million_m3_After Competition Groups_Insulation - Steam - HVAC
Industrial | Ind ¦ Steam Trap Repair | 2035 | SC A | million_m3 | After Competition Groups | 0.041262 | 0 | 0 | 813.7596 | 5.0706e-05 | 23 | Industrial_2035_SC A_million_m3_After Competition Groups_23 | Steam Trap Repair | 0.005071% | 0 | 0.041262 | Industrial_2035_SC A_million_m3_After Competition Groups_Steam Trap Repair
Industrial | Ind ¦ HE HVAC Units | 2035 | SC A | million_m3 | After Competition Groups | 0.019988 | 0 | 0 | 813.7596 | 2.4562e-05 | 24 | Industrial_2035_SC A_million_m3_After Competition Groups_24 | HE HVAC Units | 0.002456% | 0 | 0.019988 | Industrial_2035_SC A_million_m3_After Competition Groups_HE HVAC Units
Industrial | Ind ¦ Solar Walls | 2035 | SC A | million_m3 | After Competition Groups | 0.0049962 | 0 | 0 | 813.7596 | 6.1396e-06 | 25 | Industrial_2035_SC A_million_m3_After Competition Groups_25 | Solar Walls | 0.000614% | 0 | 0.0049962 | Industrial_2035_SC A_million_m3_After Competition Groups_Solar Walls
Industrial | Ind ¦ High Efficiency Furnaces | 2035 | SC A | million_m3 | After Competition Groups | 0.0010758 | 0 | 0 | 813.7596 | 1.322e-06 | 26 | Industrial_2035_SC A_million_m3_After Competition Groups_26 | High Efficiency Furnaces | 0.0001322% | 0 | 0.0010758 | Industrial_2035_SC A_million_m3_After Competition Groups_High Efficiency Furnaces
Industrial | Ind ¦ Process Heat Improvements | 2035 | SC B | million_m3 | After Competition Groups | 628.6287 | 33153505.111 | 33.1535 | 1951.5555 | 0.32212 | 1 | Industrial_2035_SC B_million_m3_After Competition Groups_1 | Process Heat Improvements | 32.21% | 33.1535 | 628.6287 | Industrial_2035_SC B_million_m3_After Competition Groups_Process Heat Improvements
Industrial | Ind ¦ Boiler Upgrade | 2035 | SC B | million_m3 | After Competition Groups | 287.0297 | 17417744.4954 | 17.4177 | 1951.5555 | 0.14708 | 2 | Industrial_2035_SC B_million_m3_After Competition Groups_2 | Boiler Upgrade | 14.71% | 17.4177 | 287.0297 | Industrial_2035_SC B_million_m3_After Competition Groups_Boiler Upgrade
Industrial | Ind ¦ Process Heat Recovery (Gas) | 2035 | SC B | million_m3 | After Competition Groups | 279.4045 | 11156256.7645 | 11.1563 | 1951.5555 | 0.14317 | 3 | Industrial_2035_SC B_million_m3_After Competition Groups_3 | Process Heat Recovery (Gas) | 14.32% | 11.1563 | 279.4045 | Industrial_2035_SC B_million_m3_After Competition Groups_Process Heat Recovery (Gas)
Industrial | Ind ¦ Recommissioning | 2035 | SC B | million_m3 | After Competition Groups | 201.9243 | 2994996.9889 | 2.995 | 1951.5555 | 0.10347 | 4 | Industrial_2035_SC B_million_m3_After Competition Groups_4 | Recommissioning | 10.35% | 2.995 | 201.9243 | Industrial_2035_SC B_million_m3_After Competition Groups_Recommissioning
Industrial | Ind ¦ Improved Controls -Process Heating Gas | 2035 | SC B | million_m3 | After Competition Groups | 128.0765 | 2716798.8872 | 2.7168 | 1951.5555 | 0.065628 | 5 | Industrial_2035_SC B_million_m3_After Competition Groups_5 | Improved Controls -Process Heating Gas | 6.563% | 2.7168 | 128.0765 | Industrial_2035_SC B_million_m3_After Competition Groups_Improved Controls -Process Heating Gas
Industrial | Ind ¦ High Efficiency Burners | 2035 | SC B | million_m3 | After Competition Groups | 119.148 | 9768393.0492 | 9.7684 | 1951.5555 | 0.061053 | 6 | Industrial_2035_SC B_million_m3_After Competition Groups_6 | High Efficiency Burners | 6.105% | 9.7684 | 119.148 | Industrial_2035_SC B_million_m3_After Competition Groups_High Efficiency Burners
Industrial | Ind ¦ Greenhouse Envelope Improvements | 2035 | SC B | million_m3 | After Competition Groups | 79.1346 | 238626.5384 | 0.23863 | 1951.5555 | 0.040549 | 7 | Industrial_2035_SC B_million_m3_After Competition Groups_7 | Greenhouse Envelope Improvements | 4.055% | 0.23863 | 79.1346 | Industrial_2035_SC B_million_m3_After Competition Groups_Greenhouse Envelope Improvements
Industrial | Ind ¦ Insulation - Steam | 2035 | SC B | million_m3 | After Competition Groups | 38.7277 | 418161.0152 | 0.41816 | 1951.5555 | 0.019845 | 8 | Industrial_2035_SC B_million_m3_After Competition Groups_8 | Insulation - Steam | 1.984% | 0.41816 | 38.7277 | Industrial_2035_SC B_million_m3_After Competition Groups_Insulation - Steam
Industrial | Ind ¦ High Efficiency HVAC Fans (Gas) | 2035 | SC B | million_m3 | After Competition Groups | 34.9052 | 2028310.8443 | 2.0283 | 1951.5555 | 0.017886 | 9 | Industrial_2035_SC B_million_m3_After Competition Groups_9 | High Efficiency HVAC Fans (Gas) | 1.789% | 2.0283 | 34.9052 | Industrial_2035_SC B_million_m3_After Competition Groups_High Efficiency HVAC Fans (Gas)
Industrial | Ind ¦ VAV Conversion Project (Gas) | 2035 | SC B | million_m3 | After Competition Groups | 32.1498 | 1960388.3876 | 1.9604 | 1951.5555 | 0.016474 | 10 | Industrial_2035_SC B_million_m3_After Competition Groups_10 | VAV Conversion Project (Gas) | 1.647% | 1.9604 | 32.1498 | Industrial_2035_SC B_million_m3_After Competition Groups_VAV Conversion Project (Gas)
Industrial | Ind ¦ Direct Contact Water Heaters | 2035 | SC B | million_m3 | After Competition Groups | 23.7136 | 0 | 0 | 1951.5555 | 0.012151 | 11 | Industrial_2035_SC B_million_m3_After Competition Groups_11 | Direct Contact Water Heaters | 1.215% | 0 | 23.7136 | Industrial_2035_SC B_million_m3_After Competition Groups_Direct Contact Water Heaters
Industrial | Ind ¦ HE HVAC Controls | 2035 | SC B | million_m3 | After Competition Groups | 22.3844 | 1266047.9299 | 1.266 | 1951.5555 | 0.01147 | 12 | Industrial_2035_SC B_million_m3_After Competition Groups_12 | HE HVAC Controls | 1.147% | 1.266 | 22.3844 | Industrial_2035_SC B_million_m3_After Competition Groups_HE HVAC Controls
Industrial | Ind ¦ Insulation - Steam (AG) | 2035 | SC B | million_m3 | After Competition Groups | 18.6852 | 155793.6048 | 0.15579 | 1951.5555 | 0.0095745 | 13 | Industrial_2035_SC B_million_m3_After Competition Groups_13 | Insulation - Steam (AG) | 0.9575% | 0.15579 | 18.6852 | Industrial_2035_SC B_million_m3_After Competition Groups_Insulation - Steam (AG)
Industrial | Ind ¦ Air Compressor Heat Recovery | 2035 | SC B | million_m3 | After Competition Groups | 14.2618 | 352042.3159 | 0.35204 | 1951.5555 | 0.0073079 | 14 | Industrial_2035_SC B_million_m3_After Competition Groups_14 | Air Compressor Heat Recovery | 0.7308% | 0.35204 | 14.2618 | Industrial_2035_SC B_million_m3_After Competition Groups_Air Compressor Heat Recovery
Industrial | Ind ¦ Steam Turbine Optimization | 2035 | SC B | million_m3 | After Competition Groups | 8.9032 | 311867.482 | 0.31187 | 1951.5555 | 0.0045621 | 15 | Industrial_2035_SC B_million_m3_After Competition Groups_15 | Steam Turbine Optimization | 0.4562% | 0.31187 | 8.9032 | Industrial_2035_SC B_million_m3_After Competition Groups_Steam Turbine Optimization
Industrial | Ind ¦ Gas Turbine Optimization | 2035 | SC B | million_m3 | After Competition Groups | 6.6774 | 233900.6115 | 0.2339 | 1951.5555 | 0.0034216 | 16 | Industrial_2035_SC B_million_m3_After Competition Groups_16 | Gas Turbine Optimization | 0.3422% | 0.2339 | 6.6774 | Industrial_2035_SC B_million_m3_After Competition Groups_Gas Turbine Optimization
Industrial | Ind ¦ HE Stock Tank | 2035 | SC B | million_m3 | After Competition Groups | 6.5418 | 131721.4207 | 0.13172 | 1951.5555 | 0.0033521 | 17 | Industrial_2035_SC B_million_m3_After Competition Groups_17 | HE Stock Tank | 0.3352% | 0.13172 | 6.5418 | Industrial_2035_SC B_million_m3_After Competition Groups_HE Stock Tank
Industrial | Ind ¦ High Efficiency Furnaces | 2035 | SC B | million_m3 | After Competition Groups | 5.0473 | 7078120.3689 | 7.0781 | 1951.5555 | 0.0025863 | 18 | Industrial_2035_SC B_million_m3_After Competition Groups_18 | High Efficiency Furnaces | 0.2586% | 7.0781 | 5.0473 | Industrial_2035_SC B_million_m3_After Competition Groups_High Efficiency Furnaces
Industrial | Ind ¦ Ventilation Optimization (Gas) | 2035 | SC B | million_m3 | After Competition Groups | 4.4715 | 0 | 0 | 1951.5555 | 0.0022913 | 19 | Industrial_2035_SC B_million_m3_After Competition Groups_19 | Ventilation Optimization (Gas) | 0.2291% | 0 | 4.4715 | Industrial_2035_SC B_million_m3_After Competition Groups_Ventilation Optimization (Gas)
Industrial | Ind ¦ Solar Walls | 2035 | SC B | million_m3 | After Competition Groups | 4.3366 | 447828.5538 | 0.44783 | 1951.5555 | 0.0022221 | 20 | Industrial_2035_SC B_million_m3_After Competition Groups_20 | Solar Walls | 0.2222% | 0.44783 | 4.3366 | Industrial_2035_SC B_million_m3_After Competition Groups_Solar Walls
Industrial | Ind ¦ Process Optimization (Gas) | 2035 | SC B | million_m3 | After Competition Groups | 2.3271 | 150755.4068 | 0.15076 | 1951.5555 | 0.0011924 | 21 | Industrial_2035_SC B_million_m3_After Competition Groups_21 | Process Optimization (Gas) | 0.1192% | 0.15076 | 2.3271 | Industrial_2035_SC B_million_m3_After Competition Groups_Process Optimization (Gas)
Industrial | Ind ¦ Steam Trap Repair | 2035 | SC B | million_m3 | After Competition Groups | 2.0803 | 2622342.7858 | 2.6223 | 1951.5555 | 0.001066 | 22 | Industrial_2035_SC B_million_m3_After Competition Groups_22 | Steam Trap Repair | 0.1066% | 2.6223 | 2.0803 | Industrial_2035_SC B_million_m3_After Competition Groups_Steam Trap Repair
Industrial | Ind ¦ HE HVAC Units | 2035 | SC B | million_m3 | After Competition Groups | 1.2826 | 85075.0336 | 0.085075 | 1951.5555 | 0.00065723 | 23 | Industrial_2035_SC B_million_m3_After Competition Groups_23 | HE HVAC Units | 0.06572% | 0.085075 | 1.2826 | Industrial_2035_SC B_million_m3_After Competition Groups_HE HVAC Units
Industrial | Ind ¦ Process Heat Recovery (Gas) - HVAC | 2035 | SC B | million_m3 | After Competition Groups | 0.96387 | 27746.3313 | 0.027746 | 1951.5555 | 0.0004939 | 24 | Industrial_2035_SC B_million_m3_After Competition Groups_24 | Process Heat Recovery (Gas) - HVAC | 0.04939% | 0.027746 | 0.96387 | Industrial_2035_SC B_million_m3_After Competition Groups_Process Heat Recovery (Gas) - HVAC
Industrial | Ind ¦ Insulation - Steam - Direct | 2035 | SC B | million_m3 | After Competition Groups | 0.61601 | 7756.8747 | 0.0077569 | 1951.5555 | 0.00031565 | 25 | Industrial_2035_SC B_million_m3_After Competition Groups_25 | Insulation - Steam - Direct | 0.03157% | 0.0077569 | 0.61601 | Industrial_2035_SC B_million_m3_After Competition Groups_Insulation - Steam - Direct
Industrial | Ind ¦ Insulation - Steam - HVAC | 2035 | SC B | million_m3 | After Competition Groups | 0.13363 | 1114.218 | 0.0011142 | 1951.5555 | 6.8476e-05 | 26 | Industrial_2035_SC B_million_m3_After Competition Groups_26 | Insulation - Steam - HVAC | 0.006848% | 0.0011142 | 0.13363 | Industrial_2035_SC B_million_m3_After Competition Groups_Insulation - Steam - HVAC
Industrial | Ind ¦ Process Heat Improvements | 2035 | SC C | million_m3 | After Competition Groups | 372.1645 | 42016483.7209 | 42.0165 | 1271.4033 | 0.29272 | 1 | Industrial_2035_SC C_million_m3_After Competition Groups_1 | Process Heat Improvements | 29.27% | 42.0165 | 372.1645 | Industrial_2035_SC C_million_m3_After Competition Groups_Process Heat Improvements
Industrial | Ind ¦ Boiler Upgrade | 2035 | SC C | million_m3 | After Competition Groups | 287.0297 | 14197621.0061 | 14.1976 | 1271.4033 | 0.22576 | 2 | Industrial_2035_SC C_million_m3_After Competition Groups_2 | Boiler Upgrade | 22.58% | 14.1976 | 287.0297 | Industrial_2035_SC C_million_m3_After Competition Groups_Boiler Upgrade
Industrial | Ind ¦ Process Heat Recovery (Gas) | 2035 | SC C | million_m3 | After Competition Groups | 168.7826 | 20834988.561 | 20.835 | 1271.4033 | 0.13275 | 3 | Industrial_2035_SC C_million_m3_After Competition Groups_3 | Process Heat Recovery (Gas) | 13.28% | 20.835 | 168.7826 | Industrial_2035_SC C_million_m3_After Competition Groups_Process Heat Recovery (Gas)
Industrial | Ind ¦ Recommissioning | 2035 | SC C | million_m3 | After Competition Groups | 123.2305 | 5567158.659 | 5.5672 | 1271.4033 | 0.096925 | 4 | Industrial_2035_SC C_million_m3_After Competition Groups_4 | Recommissioning | 9.692% | 5.5672 | 123.2305 | Industrial_2035_SC C_million_m3_After Competition Groups_Recommissioning
Industrial | Ind ¦ Improved Controls -Process Heating Gas | 2035 | SC C | million_m3 | After Competition Groups | 77.6962 | 5156887.5154 | 5.1569 | 1271.4033 | 0.061111 | 5 | Industrial_2035_SC C_million_m3_After Competition Groups_5 | Improved Controls -Process Heating Gas | 6.111% | 5.1569 | 77.6962 | Industrial_2035_SC C_million_m3_After Competition Groups_Improved Controls -Process Heating Gas
Industrial | Ind ¦ Greenhouse Envelope Improvements | 2035 | SC C | million_m3 | After Competition Groups | 67.2303 | 352219.0599 | 0.35222 | 1271.4033 | 0.052879 | 6 | Industrial_2035_SC C_million_m3_After Competition Groups_6 | Greenhouse Envelope Improvements | 5.288% | 0.35222 | 67.2303 | Industrial_2035_SC C_million_m3_After Competition Groups_Greenhouse Envelope Improvements
Industrial | Ind ¦ High Efficiency Burners | 2035 | SC C | million_m3 | After Competition Groups | 63.7149 | 9497236.8566 | 9.4972 | 1271.4033 | 0.050114 | 7 | Industrial_2035_SC C_million_m3_After Competition Groups_7 | High Efficiency Burners | 5.011% | 9.4972 | 63.7149 | Industrial_2035_SC C_million_m3_After Competition Groups_High Efficiency Burners
Industrial | Ind ¦ Insulation - Steam | 2035 | SC C | million_m3 | After Competition Groups | 24.024 | 864292.1478 | 0.86429 | 1271.4033 | 0.018896 | 8 | Industrial_2035_SC C_million_m3_After Competition Groups_8 | Insulation - Steam | 1.89% | 0.86429 | 24.024 | Industrial_2035_SC C_million_m3_After Competition Groups_Insulation - Steam
Industrial | Ind ¦ High Efficiency HVAC Fans (Gas) | 2035 | SC C | million_m3 | After Competition Groups | 18.6156 | 1734092.5567 | 1.7341 | 1271.4033 | 0.014642 | 9 | Industrial_2035_SC C_million_m3_After Competition Groups_9 | High Efficiency HVAC Fans (Gas) | 1.464% | 1.7341 | 18.6156 | Industrial_2035_SC C_million_m3_After Competition Groups_High Efficiency HVAC Fans (Gas)
Industrial | Ind ¦ Direct Contact Water Heaters | 2035 | SC C | million_m3 | After Competition Groups | 16.9086 | 0 | 0 | 1271.4033 | 0.013299 | 10 | Industrial_2035_SC C_million_m3_After Competition Groups_10 | Direct Contact Water Heaters | 1.33% | 0 | 16.9086 | Industrial_2035_SC C_million_m3_After Competition Groups_Direct Contact Water Heaters
Industrial | Ind ¦ Insulation - Steam (AG) | 2035 | SC C | million_m3 | After Competition Groups | 12.3657 | 422129.7007 | 0.42213 | 1271.4033 | 0.009726 | 11 | Industrial_2035_SC C_million_m3_After Competition Groups_11 | Insulation - Steam (AG) | 0.9726% | 0.42213 | 12.3657 | Industrial_2035_SC C_million_m3_After Competition Groups_Insulation - Steam (AG)
Industrial | Ind ¦ Air Compressor Heat Recovery | 2035 | SC C | million_m3 | After Competition Groups | 8.9585 | 762789.4335 | 0.76279 | 1271.4033 | 0.0070462 | 12 | Industrial_2035_SC C_million_m3_After Competition Groups_12 | Air Compressor Heat Recovery | 0.7046% | 0.76279 | 8.9585 | Industrial_2035_SC C_million_m3_After Competition Groups_Air Compressor Heat Recovery
Industrial | Ind ¦ Steam Turbine Optimization | 2035 | SC C | million_m3 | After Competition Groups | 8.9032 | 311898.6718 | 0.3119 | 1271.4033 | 0.0070027 | 13 | Industrial_2035_SC C_million_m3_After Competition Groups_13 | Steam Turbine Optimization | 0.7003% | 0.3119 | 8.9032 | Industrial_2035_SC C_million_m3_After Competition Groups_Steam Turbine Optimization
Industrial | Ind ¦ Gas Turbine Optimization | 2035 | SC C | million_m3 | After Competition Groups | 6.6774 | 231511.9182 | 0.23151 | 1271.4033 | 0.005252 | 14 | Industrial_2035_SC C_million_m3_After Competition Groups_14 | Gas Turbine Optimization | 0.5252% | 0.23151 | 6.6774 | Industrial_2035_SC C_million_m3_After Competition Groups_Gas Turbine Optimization
Industrial | Ind ¦ Ventilation Optimization (Gas) | 2035 | SC C | million_m3 | After Competition Groups | 4.4715 | 0 | 0 | 1271.4033 | 0.003517 | 15 | Industrial_2035_SC C_million_m3_After Competition Groups_15 | Ventilation Optimization (Gas) | 0.3517% | 0 | 4.4715 | Industrial_2035_SC C_million_m3_After Competition Groups_Ventilation Optimization (Gas)
Industrial | Ind ¦ HE Stock Tank | 2035 | SC C | million_m3 | After Competition Groups | 3.8763 | 165889.6193 | 0.16589 | 1271.4033 | 0.0030489 | 16 | Industrial_2035_SC C_million_m3_After Competition Groups_16 | HE Stock Tank | 0.3049% | 0.16589 | 3.8763 | Industrial_2035_SC C_million_m3_After Competition Groups_HE Stock Tank
Industrial | Ind ¦ Process Optimization (Gas) | 2035 | SC C | million_m3 | After Competition Groups | 2.3271 | 150770.4839 | 0.15077 | 1271.4033 | 0.0018304 | 17 | Industrial_2035_SC C_million_m3_After Competition Groups_17 | Process Optimization (Gas) | 0.183% | 0.15077 | 2.3271 | Industrial_2035_SC C_million_m3_After Competition Groups_Process Optimization (Gas)
Industrial | Ind ¦ VAV Conversion Project (Gas) | 2035 | SC C | million_m3 | After Competition Groups | 2.11 | 243999.451 | 0.244 | 1271.4033 | 0.0016596 | 18 | Industrial_2035_SC C_million_m3_After Competition Groups_18 | VAV Conversion Project (Gas) | 0.166% | 0.244 | 2.11 | Industrial_2035_SC C_million_m3_After Competition Groups_VAV Conversion Project (Gas)
Industrial | Ind ¦ HE HVAC Controls | 2035 | SC C | million_m3 | After Competition Groups | 1.0626 | 99604.4349 | 0.099604 | 1271.4033 | 0.00083577 | 19 | Industrial_2035_SC C_million_m3_After Competition Groups_19 | HE HVAC Controls | 0.08358% | 0.099604 | 1.0626 | Industrial_2035_SC C_million_m3_After Competition Groups_HE HVAC Controls
Industrial | Ind ¦ Process Heat Recovery (Gas) - HVAC | 2035 | SC C | million_m3 | After Competition Groups | 0.63337 | 73368.4001 | 0.073368 | 1271.4033 | 0.00049817 | 20 | Industrial_2035_SC C_million_m3_After Competition Groups_20 | Process Heat Recovery (Gas) - HVAC | 0.04982% | 0.073368 | 0.63337 | Industrial_2035_SC C_million_m3_After Competition Groups_Process Heat Recovery (Gas) - HVAC
Industrial | Ind ¦ Insulation - Steam - Direct | 2035 | SC C | million_m3 | After Competition Groups | 0.36512 | 13558.6454 | 0.013559 | 1271.4033 | 0.00028718 | 21 | Industrial_2035_SC C_million_m3_After Competition Groups_21 | Insulation - Steam - Direct | 0.02872% | 0.013559 | 0.36512 | Industrial_2035_SC C_million_m3_After Competition Groups_Insulation - Steam - Direct
Industrial | Ind ¦ Insulation - Steam - HVAC | 2035 | SC C | million_m3 | After Competition Groups | 0.088438 | 3019.0243 | 0.003019 | 1271.4033 | 6.956e-05 | 22 | Industrial_2035_SC C_million_m3_After Competition Groups_22 | Insulation - Steam - HVAC | 0.006956% | 0.003019 | 0.088438 | Industrial_2035_SC C_million_m3_After Competition Groups_Insulation - Steam - HVAC
Industrial | Ind ¦ Steam Trap Repair | 2035 | SC C | million_m3 | After Competition Groups | 0.081475 | 28411.4061 | 0.028411 | 1271.4033 | 6.4083e-05 | 23 | Industrial_2035_SC C_million_m3_After Competition Groups_23 | Steam Trap Repair | 0.006408% | 0.028411 | 0.081475 | Industrial_2035_SC C_million_m3_After Competition Groups_Steam Trap Repair
Industrial | Ind ¦ HE HVAC Units | 2035 | SC C | million_m3 | After Competition Groups | 0.055682 | 5167.4859 | 0.0051675 | 1271.4033 | 4.3796e-05 | 24 | Industrial_2035_SC C_million_m3_After Competition Groups_24 | HE HVAC Units | 0.00438% | 0.0051675 | 0.055682 | Industrial_2035_SC C_million_m3_After Competition Groups_HE HVAC Units
Industrial | Ind ¦ Solar Walls | 2035 | SC C | million_m3 | After Competition Groups | 0.021962 | 2238.9116 | 0.0022389 | 1271.4033 | 1.7274e-05 | 25 | Industrial_2035_SC C_million_m3_After Competition Groups_25 | Solar Walls | 0.001727% | 0.0022389 | 0.021962 | Industrial_2035_SC C_million_m3_After Competition Groups_Solar Walls
Industrial | Ind ¦ High Efficiency Furnaces | 2035 | SC C | million_m3 | After Competition Groups | 0.0079284 | 2715.6335 | 0.0027156 | 1271.4033 | 6.2359e-06 | 26 | Industrial_2035_SC C_million_m3_After Competition Groups_26 | High Efficiency Furnaces | 0.0006236% | 0.0027156 | 0.0079284 | Industrial_2035_SC C_million_m3_After Competition Groups_High Efficiency Furnaces
Industrial | Ind ¦ Process Heat Improvements | 2035 | Technical | million_m3 | After Competition Groups | 868.3009 | 0 | 0 | 2503.7247 | 0.3468 | 1 | Industrial_2035_Technical_million_m3_After Competition Groups_1 | Process Heat Improvements | 34.68% | 0 | 868.3009 | Industrial_2035_Technical_million_m3_After Competition Groups_Process Heat Improvements
Industrial | Ind ¦ Boiler Upgrade | 2035 | Technical | million_m3 | After Competition Groups | 334.0719 | 0 | 0 | 2503.7247 | 0.13343 | 2 | Industrial_2035_Technical_million_m3_After Competition Groups_2 | Boiler Upgrade | 13.34% | 0 | 334.0719 | Industrial_2035_Technical_million_m3_After Competition Groups_Boiler Upgrade
Industrial | Ind ¦ Process Heat Recovery (Gas) | 2035 | Technical | million_m3 | After Competition Groups | 303.3321 | 0 | 0 | 2503.7247 | 0.12115 | 3 | Industrial_2035_Technical_million_m3_After Competition Groups_3 | Process Heat Recovery (Gas) | 12.12% | 0 | 303.3321 | Industrial_2035_Technical_million_m3_After Competition Groups_Process Heat Recovery (Gas)
Industrial | Ind ¦ Recommissioning | 2035 | Technical | million_m3 | After Competition Groups | 218.3228 | 0 | 0 | 2503.7247 | 0.087199 | 4 | Industrial_2035_Technical_million_m3_After Competition Groups_4 | Recommissioning | 8.72% | 0 | 218.3228 | Industrial_2035_Technical_million_m3_After Competition Groups_Recommissioning
Industrial | Ind ¦ High Efficiency Burners | 2035 | Technical | million_m3 | After Competition Groups | 163.8725 | 0 | 0 | 2503.7247 | 0.065451 | 5 | Industrial_2035_Technical_million_m3_After Competition Groups_5 | High Efficiency Burners | 6.545% | 0 | 163.8725 | Industrial_2035_Technical_million_m3_After Competition Groups_High Efficiency Burners
Industrial | Ind ¦ Improved Controls -Process Heating Gas | 2035 | Technical | million_m3 | After Competition Groups | 139.1832 | 0 | 0 | 2503.7247 | 0.05559 | 6 | Industrial_2035_Technical_million_m3_After Competition Groups_6 | Improved Controls -Process Heating Gas | 5.559% | 0 | 139.1832 | Industrial_2035_Technical_million_m3_After Competition Groups_Improved Controls -Process Heating Gas
Industrial | Ind ¦ Greenhouse Envelope Improvements | 2035 | Technical | million_m3 | After Competition Groups | 90.5372 | 0 | 0 | 2503.7247 | 0.036161 | 7 | Industrial_2035_Technical_million_m3_After Competition Groups_7 | Greenhouse Envelope Improvements | 3.616% | 0 | 90.5372 | Industrial_2035_Technical_million_m3_After Competition Groups_Greenhouse Envelope Improvements
Industrial | Ind ¦ Boiler Tune Up | 2035 | Technical | million_m3 | After Competition Groups | 43.2632 | 0 | 0 | 2503.7247 | 0.01728 | 8 | Industrial_2035_Technical_million_m3_After Competition Groups_8 | Boiler Tune Up | 1.728% | 0 | 43.2632 | Industrial_2035_Technical_million_m3_After Competition Groups_Boiler Tune Up
Industrial | Ind ¦ Insulation - Steam | 2035 | Technical | million_m3 | After Competition Groups | 41.7031 | 0 | 0 | 2503.7247 | 0.016656 | 9 | Industrial_2035_Technical_million_m3_After Competition Groups_9 | Insulation - Steam | 1.666% | 0 | 41.7031 | Industrial_2035_Technical_million_m3_After Competition Groups_Insulation - Steam
Industrial | Ind ¦ High Efficiency HVAC Fans (Gas) | 2035 | Technical | million_m3 | After Competition Groups | 41.3663 | 0 | 0 | 2503.7247 | 0.016522 | 10 | Industrial_2035_Technical_million_m3_After Competition Groups_10 | High Efficiency HVAC Fans (Gas) | 1.652% | 0 | 41.3663 | Industrial_2035_Technical_million_m3_After Competition Groups_High Efficiency HVAC Fans (Gas)
Industrial | Ind ¦ VAV Conversion Project (Gas) | 2035 | Technical | million_m3 | After Competition Groups | 34.9163 | 0 | 0 | 2503.7247 | 0.013946 | 11 | Industrial_2035_Technical_million_m3_After Competition Groups_11 | VAV Conversion Project (Gas) | 1.395% | 0 | 34.9163 | Industrial_2035_Technical_million_m3_After Competition Groups_VAV Conversion Project (Gas)
Industrial | Ind ¦ Direct Contact Water Heaters | 2035 | Technical | million_m3 | After Competition Groups | 29.3053 | 0 | 0 | 2503.7247 | 0.011705 | 12 | Industrial_2035_Technical_million_m3_After Competition Groups_12 | Direct Contact Water Heaters | 1.17% | 0 | 29.3053 | Industrial_2035_Technical_million_m3_After Competition Groups_Direct Contact Water Heaters
Industrial | Ind ¦ Steam Leak Repairs | 2035 | Technical | million_m3 | After Competition Groups | 26.2976 | 0 | 0 | 2503.7247 | 0.010503 | 13 | Industrial_2035_Technical_million_m3_After Competition Groups_13 | Steam Leak Repairs | 1.05% | 0 | 26.2976 | Industrial_2035_Technical_million_m3_After Competition Groups_Steam Leak Repairs
Industrial | Ind ¦ HE HVAC Controls | 2035 | Technical | million_m3 | After Competition Groups | 23.7319 | 0 | 0 | 2503.7247 | 0.0094786 | 14 | Industrial_2035_Technical_million_m3_After Competition Groups_14 | HE HVAC Controls | 0.9479% | 0 | 23.7319 | Industrial_2035_Technical_million_m3_After Competition Groups_HE HVAC Controls
Industrial | Ind ¦ Loading Dock Seals | 2035 | Technical | million_m3 | After Competition Groups | 23.7319 | 0 | 0 | 2503.7247 | 0.0094786 | 15 | Industrial_2035_Technical_million_m3_After Competition Groups_15 | Loading Dock Seals | 0.9479% | 0 | 23.7319 | Industrial_2035_Technical_million_m3_After Competition Groups_Loading Dock Seals
Industrial | Ind ¦ Steam Trap Repair | 2035 | Technical | million_m3 | After Competition Groups | 19.9615 | 0 | 0 | 2503.7247 | 0.0079727 | 16 | Industrial_2035_Technical_million_m3_After Competition Groups_16 | Steam Trap Repair | 0.7973% | 0 | 19.9615 | Industrial_2035_Technical_million_m3_After Competition Groups_Steam Trap Repair
Industrial | Ind ¦ High Efficiency Furnaces | 2035 | Technical | million_m3 | After Competition Groups | 18.8637 | 0 | 0 | 2503.7247 | 0.0075343 | 17 | Industrial_2035_Technical_million_m3_After Competition Groups_17 | High Efficiency Furnaces | 0.7534% | 0 | 18.8637 | Industrial_2035_Technical_million_m3_After Competition Groups_High Efficiency Furnaces
Industrial | Ind ¦ Insulation - Steam (AG) | 2035 | Technical | million_m3 | After Competition Groups | 17.6648 | 0 | 0 | 2503.7247 | 0.0070554 | 18 | Industrial_2035_Technical_million_m3_After Competition Groups_18 | Insulation - Steam (AG) | 0.7055% | 0 | 17.6648 | Industrial_2035_Technical_million_m3_After Competition Groups_Insulation - Steam (AG)
Industrial | Ind ¦ Air Compressor Heat Recovery | 2035 | Technical | million_m3 | After Competition Groups | 15.2876 | 0 | 0 | 2503.7247 | 0.0061059 | 19 | Industrial_2035_Technical_million_m3_After Competition Groups_19 | Air Compressor Heat Recovery | 0.6106% | 0 | 15.2876 | Industrial_2035_Technical_million_m3_After Competition Groups_Air Compressor Heat Recovery
Industrial | Ind ¦ Steam Turbine Optimization | 2035 | Technical | million_m3 | After Competition Groups | 9.7643 | 0 | 0 | 2503.7247 | 0.0038999 | 20 | Industrial_2035_Technical_million_m3_After Competition Groups_20 | Steam Turbine Optimization | 0.39% | 0 | 9.7643 | Industrial_2035_Technical_million_m3_After Competition Groups_Steam Turbine Optimization
Industrial | Ind ¦ HE Stock Tank | 2035 | Technical | million_m3 | After Competition Groups | 9.0223 | 0 | 0 | 2503.7247 | 0.0036036 | 21 | Industrial_2035_Technical_million_m3_After Competition Groups_21 | HE Stock Tank | 0.3604% | 0 | 9.0223 | Industrial_2035_Technical_million_m3_After Competition Groups_HE Stock Tank
Industrial | Ind ¦ Process Optimization (Gas) | 2035 | Technical | million_m3 | After Competition Groups | 8.9846 | 0 | 0 | 2503.7247 | 0.0035885 | 22 | Industrial_2035_Technical_million_m3_After Competition Groups_22 | Process Optimization (Gas) | 0.3589% | 0 | 8.9846 | Industrial_2035_Technical_million_m3_After Competition Groups_Process Optimization (Gas)
Industrial | Ind ¦ Gas Turbine Optimization | 2035 | Technical | million_m3 | After Competition Groups | 7.3232 | 0 | 0 | 2503.7247 | 0.0029249 | 23 | Industrial_2035_Technical_million_m3_After Competition Groups_23 | Gas Turbine Optimization | 0.2925% | 0 | 7.3232 | Industrial_2035_Technical_million_m3_After Competition Groups_Gas Turbine Optimization
Industrial | Ind ¦ Ventilation Optimization (Gas) | 2035 | Technical | million_m3 | After Competition Groups | 4.7572 | 0 | 0 | 2503.7247 | 0.0019 | 24 | Industrial_2035_Technical_million_m3_After Competition Groups_24 | Ventilation Optimization (Gas) | 0.19% | 0 | 4.7572 | Industrial_2035_Technical_million_m3_After Competition Groups_Ventilation Optimization (Gas)
Industrial | Ind ¦ Solar Walls | 2035 | Technical | million_m3 | After Competition Groups | 4.7099 | 0 | 0 | 2503.7247 | 0.0018811 | 25 | Industrial_2035_Technical_million_m3_After Competition Groups_25 | Solar Walls | 0.1881% | 0 | 4.7099 | Industrial_2035_Technical_million_m3_After Competition Groups_Solar Walls
Industrial | Ind ¦ HE HVAC Units | 2035 | Technical | million_m3 | After Competition Groups | 2.0146 | 0 | 0 | 2503.7247 | 0.00080463 | 26 | Industrial_2035_Technical_million_m3_After Competition Groups_26 | HE HVAC Units | 0.08046% | 0 | 2.0146 | Industrial_2035_Technical_million_m3_After Competition Groups_HE HVAC Units
Industrial | Ind ¦ Boiler Tune Up - Direct | 2035 | Technical | million_m3 | After Competition Groups | 1.4767 | 0 | 0 | 2503.7247 | 0.00058982 | 27 | Industrial_2035_Technical_million_m3_After Competition Groups_27 | Boiler Tune Up - Direct | 0.05898% | 0 | 1.4767 | Industrial_2035_Technical_million_m3_After Competition Groups_Boiler Tune Up - Direct
Industrial | Ind ¦ Process Heat Recovery (Gas) - HVAC | 2035 | Technical | million_m3 | After Competition Groups | 1.0137 | 0 | 0 | 2503.7247 | 0.00040489 | 28 | Industrial_2035_Technical_million_m3_After Competition Groups_28 | Process Heat Recovery (Gas) - HVAC | 0.04049% | 0 | 1.0137 | Industrial_2035_Technical_million_m3_After Competition Groups_Process Heat Recovery (Gas) - HVAC
Industrial | Ind ¦ Insulation - Steam - Direct | 2035 | Technical | million_m3 | After Competition Groups | 0.67583 | 0 | 0 | 2503.7247 | 0.00026993 | 29 | Industrial_2035_Technical_million_m3_After Competition Groups_29 | Insulation - Steam - Direct | 0.02699% | 0 | 0.67583 | Industrial_2035_Technical_million_m3_After Competition Groups_Insulation - Steam - Direct
Industrial | Ind ¦ Insulation - Steam - HVAC | 2035 | Technical | million_m3 | After Competition Groups | 0.14055 | 0 | 0 | 2503.7247 | 5.6136e-05 | 30 | Industrial_2035_Technical_million_m3_After Competition Groups_30 | Insulation - Steam - HVAC | 0.005614% | 0 | 0.14055 | Industrial_2035_Technical_million_m3_After Competition Groups_Insulation - Steam - HVAC
Industrial | Ind ¦ Boiler Tune Up - HVAC | 2035 | Technical | million_m3 | After Competition Groups | 0.12778 | 0 | 0 | 2503.7247 | 5.1036e-05 | 31 | Industrial_2035_Technical_million_m3_After Competition Groups_31 | Boiler Tune Up - HVAC | 0.005104% | 0 | 0.12778 | Industrial_2035_Technical_million_m3_After Competition Groups_Boiler Tune Up - HVAC
Industrial | Ind ¦ Process Heat Improvements | 2036 | Economic | million_m3 | After Competition Groups | 880.9612 | 0 | 0 | 2424.8631 | 0.3633 | 1 | Industrial_2036_Economic_million_m3_After Competition Groups_1 | Process Heat Improvements | 36.33% | 0 | 880.9612 | Industrial_2036_Economic_million_m3_After Competition Groups_Process Heat Improvements
Industrial | Ind ¦ Boiler Upgrade | 2036 | Economic | million_m3 | After Competition Groups | 339.6478 | 0 | 0 | 2424.8631 | 0.14007 | 2 | Industrial_2036_Economic_million_m3_After Competition Groups_2 | Boiler Upgrade | 14.01% | 0 | 339.6478 | Industrial_2036_Economic_million_m3_After Competition Groups_Boiler Upgrade
Industrial | Ind ¦ Process Heat Recovery (Gas) | 2036 | Economic | million_m3 | After Competition Groups | 303.3321 | 0 | 0 | 2424.8631 | 0.12509 | 3 | Industrial_2036_Economic_million_m3_After Competition Groups_3 | Process Heat Recovery (Gas) | 12.51% | 0 | 303.3321 | Industrial_2036_Economic_million_m3_After Competition Groups_Process Heat Recovery (Gas)
Industrial | Ind ¦ Recommissioning | 2036 | Economic | million_m3 | After Competition Groups | 218.3228 | 0 | 0 | 2424.8631 | 0.090035 | 4 | Industrial_2036_Economic_million_m3_After Competition Groups_4 | Recommissioning | 9.004% | 0 | 218.3228 | Industrial_2036_Economic_million_m3_After Competition Groups_Recommissioning
Industrial | Ind ¦ High Efficiency Burners | 2036 | Economic | million_m3 | After Competition Groups | 166.2618 | 0 | 0 | 2424.8631 | 0.068565 | 5 | Industrial_2036_Economic_million_m3_After Competition Groups_5 | High Efficiency Burners | 6.857% | 0 | 166.2618 | Industrial_2036_Economic_million_m3_After Competition Groups_High Efficiency Burners
Industrial | Ind ¦ Improved Controls -Process Heating Gas | 2036 | Economic | million_m3 | After Competition Groups | 139.1832 | 0 | 0 | 2424.8631 | 0.057398 | 6 | Industrial_2036_Economic_million_m3_After Competition Groups_6 | Improved Controls -Process Heating Gas | 5.74% | 0 | 139.1832 | Industrial_2036_Economic_million_m3_After Competition Groups_Improved Controls -Process Heating Gas
Industrial | Ind ¦ Greenhouse Envelope Improvements | 2036 | Economic | million_m3 | After Competition Groups | 92.1604 | 0 | 0 | 2424.8631 | 0.038006 | 7 | Industrial_2036_Economic_million_m3_After Competition Groups_7 | Greenhouse Envelope Improvements | 3.801% | 0 | 92.1604 | Industrial_2036_Economic_million_m3_After Competition Groups_Greenhouse Envelope Improvements
Industrial | Ind ¦ High Efficiency HVAC Fans (Gas) | 2036 | Economic | million_m3 | After Competition Groups | 41.8525 | 0 | 0 | 2424.8631 | 0.01726 | 8 | Industrial_2036_Economic_million_m3_After Competition Groups_8 | High Efficiency HVAC Fans (Gas) | 1.726% | 0 | 41.8525 | Industrial_2036_Economic_million_m3_After Competition Groups_High Efficiency HVAC Fans (Gas)
Industrial | Ind ¦ Insulation - Steam | 2036 | Economic | million_m3 | After Competition Groups | 41.7031 | 0 | 0 | 2424.8631 | 0.017198 | 9 | Industrial_2036_Economic_million_m3_After Competition Groups_9 | Insulation - Steam | 1.72% | 0 | 41.7031 | Industrial_2036_Economic_million_m3_After Competition Groups_Insulation - Steam
Industrial | Ind ¦ VAV Conversion Project (Gas) | 2036 | Economic | million_m3 | After Competition Groups | 34.9333 | 0 | 0 | 2424.8631 | 0.014406 | 10 | Industrial_2036_Economic_million_m3_After Competition Groups_10 | VAV Conversion Project (Gas) | 1.441% | 0 | 34.9333 | Industrial_2036_Economic_million_m3_After Competition Groups_VAV Conversion Project (Gas)
Industrial | Ind ¦ Direct Contact Water Heaters | 2036 | Economic | million_m3 | After Competition Groups | 29.7611 | 0 | 0 | 2424.8631 | 0.012273 | 11 | Industrial_2036_Economic_million_m3_After Competition Groups_11 | Direct Contact Water Heaters | 1.227% | 0 | 29.7611 | Industrial_2036_Economic_million_m3_After Competition Groups_Direct Contact Water Heaters
Industrial | Ind ¦ HE HVAC Controls | 2036 | Economic | million_m3 | After Competition Groups | 23.7319 | 0 | 0 | 2424.8631 | 0.0097869 | 12 | Industrial_2036_Economic_million_m3_After Competition Groups_12 | HE HVAC Controls | 0.9787% | 0 | 23.7319 | Industrial_2036_Economic_million_m3_After Competition Groups_HE HVAC Controls
Industrial | Ind ¦ Steam Trap Repair | 2036 | Economic | million_m3 | After Competition Groups | 19.9615 | 0 | 0 | 2424.8631 | 0.008232 | 13 | Industrial_2036_Economic_million_m3_After Competition Groups_13 | Steam Trap Repair | 0.8232% | 0 | 19.9615 | Industrial_2036_Economic_million_m3_After Competition Groups_Steam Trap Repair
Industrial | Ind ¦ Insulation - Steam (AG) | 2036 | Economic | million_m3 | After Competition Groups | 17.6102 | 0 | 0 | 2424.8631 | 0.0072623 | 14 | Industrial_2036_Economic_million_m3_After Competition Groups_14 | Insulation - Steam (AG) | 0.7262% | 0 | 17.6102 | Industrial_2036_Economic_million_m3_After Competition Groups_Insulation - Steam (AG)
Industrial | Ind ¦ Air Compressor Heat Recovery | 2036 | Economic | million_m3 | After Competition Groups | 15.2876 | 0 | 0 | 2424.8631 | 0.0063045 | 15 | Industrial_2036_Economic_million_m3_After Competition Groups_15 | Air Compressor Heat Recovery | 0.6305% | 0 | 15.2876 | Industrial_2036_Economic_million_m3_After Competition Groups_Air Compressor Heat Recovery
Industrial | Ind ¦ High Efficiency Furnaces | 2036 | Economic | million_m3 | After Competition Groups | 12.2527 | 0 | 0 | 2424.8631 | 0.005053 | 16 | Industrial_2036_Economic_million_m3_After Competition Groups_16 | High Efficiency Furnaces | 0.5053% | 0 | 12.2527 | Industrial_2036_Economic_million_m3_After Competition Groups_High Efficiency Furnaces
Industrial | Ind ¦ Steam Turbine Optimization | 2036 | Economic | million_m3 | After Competition Groups | 9.7655 | 0 | 0 | 2424.8631 | 0.0040273 | 17 | Industrial_2036_Economic_million_m3_After Competition Groups_17 | Steam Turbine Optimization | 0.4027% | 0 | 9.7655 | Industrial_2036_Economic_million_m3_After Competition Groups_Steam Turbine Optimization
Industrial | Ind ¦ HE Stock Tank | 2036 | Economic | million_m3 | After Competition Groups | 9.1451 | 0 | 0 | 2424.8631 | 0.0037714 | 18 | Industrial_2036_Economic_million_m3_After Competition Groups_18 | HE Stock Tank | 0.3771% | 0 | 9.1451 | Industrial_2036_Economic_million_m3_After Competition Groups_HE Stock Tank
Industrial | Ind ¦ Process Optimization (Gas) | 2036 | Economic | million_m3 | After Competition Groups | 8.9846 | 0 | 0 | 2424.8631 | 0.0037052 | 19 | Industrial_2036_Economic_million_m3_After Competition Groups_19 | Process Optimization (Gas) | 0.3705% | 0 | 8.9846 | Industrial_2036_Economic_million_m3_After Competition Groups_Process Optimization (Gas)
Industrial | Ind ¦ Gas Turbine Optimization | 2036 | Economic | million_m3 | After Competition Groups | 7.3242 | 0 | 0 | 2424.8631 | 0.0030204 | 20 | Industrial_2036_Economic_million_m3_After Competition Groups_20 | Gas Turbine Optimization | 0.302% | 0 | 7.3242 | Industrial_2036_Economic_million_m3_After Competition Groups_Gas Turbine Optimization
Industrial | Ind ¦ Ventilation Optimization (Gas) | 2036 | Economic | million_m3 | After Competition Groups | 4.7572 | 0 | 0 | 2424.8631 | 0.0019618 | 21 | Industrial_2036_Economic_million_m3_After Competition Groups_21 | Ventilation Optimization (Gas) | 0.1962% | 0 | 4.7572 | Industrial_2036_Economic_million_m3_After Competition Groups_Ventilation Optimization (Gas)
Industrial | Ind ¦ Solar Walls | 2036 | Economic | million_m3 | After Competition Groups | 4.7121 | 0 | 0 | 2424.8631 | 0.0019433 | 22 | Industrial_2036_Economic_million_m3_After Competition Groups_22 | Solar Walls | 0.1943% | 0 | 4.7121 | Industrial_2036_Economic_million_m3_After Competition Groups_Solar Walls
Industrial | Ind ¦ HE HVAC Units | 2036 | Economic | million_m3 | After Competition Groups | 1.3809 | 0 | 0 | 2424.8631 | 0.00056947 | 23 | Industrial_2036_Economic_million_m3_After Competition Groups_23 | HE HVAC Units | 0.05695% | 0 | 1.3809 | Industrial_2036_Economic_million_m3_After Competition Groups_HE HVAC Units
Industrial | Ind ¦ Process Heat Recovery (Gas) - HVAC | 2036 | Economic | million_m3 | After Competition Groups | 1.0137 | 0 | 0 | 2424.8631 | 0.00041806 | 24 | Industrial_2036_Economic_million_m3_After Competition Groups_24 | Process Heat Recovery (Gas) - HVAC | 0.04181% | 0 | 1.0137 | Industrial_2036_Economic_million_m3_After Competition Groups_Process Heat Recovery (Gas) - HVAC
Industrial | Ind ¦ Insulation - Steam - Direct | 2036 | Economic | million_m3 | After Competition Groups | 0.67583 | 0 | 0 | 2424.8631 | 0.00027871 | 25 | Industrial_2036_Economic_million_m3_After Competition Groups_25 | Insulation - Steam - Direct | 0.02787% | 0 | 0.67583 | Industrial_2036_Economic_million_m3_After Competition Groups_Insulation - Steam - Direct
Industrial | Ind ¦ Insulation - Steam - HVAC | 2036 | Economic | million_m3 | After Competition Groups | 0.14055 | 0 | 0 | 2424.8631 | 5.7961e-05 | 26 | Industrial_2036_Economic_million_m3_After Competition Groups_26 | Insulation - Steam - HVAC | 0.005796% | 0 | 0.14055 | Industrial_2036_Economic_million_m3_After Competition Groups_Insulation - Steam - HVAC
Industrial | Ind ¦ Process Heat Improvements | 2036 | SC A | million_m3 | After Competition Groups | 242.2605 | 5391973.5027 | 5.392 | 862.3169 | 0.28094 | 1 | Industrial_2036_SC A_million_m3_After Competition Groups_1 | Process Heat Improvements | 28.09% | 5.392 | 242.2605 | Industrial_2036_SC A_million_m3_After Competition Groups_Process Heat Improvements
Industrial | Ind ¦ Boiler Upgrade | 2036 | SC A | million_m3 | After Competition Groups | 198.8955 | 3728146.0934 | 3.7281 | 862.3169 | 0.23065 | 2 | Industrial_2036_SC A_million_m3_After Competition Groups_2 | Boiler Upgrade | 23.07% | 3.7281 | 198.8955 | Industrial_2036_SC A_million_m3_After Competition Groups_Boiler Upgrade
Industrial | Ind ¦ Recommissioning | 2036 | SC A | million_m3 | After Competition Groups | 117.071 | 1359214.8812 | 1.3592 | 862.3169 | 0.13576 | 3 | Industrial_2036_SC A_million_m3_After Competition Groups_3 | Recommissioning | 13.58% | 1.3592 | 117.071 | Industrial_2036_SC A_million_m3_After Competition Groups_Recommissioning
Industrial | Ind ¦ Improved Controls -Process Heating Gas | 2036 | SC A | million_m3 | After Competition Groups | 73.297 | 1400158.0477 | 1.4002 | 862.3169 | 0.085 | 4 | Industrial_2036_SC A_million_m3_After Competition Groups_4 | Improved Controls -Process Heating Gas | 8.5% | 1.4002 | 73.297 | Industrial_2036_SC A_million_m3_After Competition Groups_Improved Controls -Process Heating Gas
Industrial | Ind ¦ Greenhouse Envelope Improvements | 2036 | SC A | million_m3 | After Competition Groups | 70.4378 | 344176.3682 | 0.34418 | 862.3169 | 0.081684 | 5 | Industrial_2036_SC A_million_m3_After Competition Groups_5 | Greenhouse Envelope Improvements | 8.168% | 0.34418 | 70.4378 | Industrial_2036_SC A_million_m3_After Competition Groups_Greenhouse Envelope Improvements
Industrial | Ind ¦ Process Heat Recovery (Gas) | 2036 | SC A | million_m3 | After Competition Groups | 48.5072 | 919606.1167 | 0.91961 | 862.3169 | 0.056252 | 6 | Industrial_2036_SC A_million_m3_After Competition Groups_6 | Process Heat Recovery (Gas) | 5.625% | 0.91961 | 48.5072 | Industrial_2036_SC A_million_m3_After Competition Groups_Process Heat Recovery (Gas)
Industrial | Ind ¦ Insulation - Steam | 2036 | SC A | million_m3 | After Competition Groups | 25.5732 | 579054.4886 | 0.57905 | 862.3169 | 0.029656 | 7 | Industrial_2036_SC A_million_m3_After Competition Groups_7 | Insulation - Steam | 2.966% | 0.57905 | 25.5732 | Industrial_2036_SC A_million_m3_After Competition Groups_Insulation - Steam
Industrial | Ind ¦ Direct Contact Water Heaters | 2036 | SC A | million_m3 | After Competition Groups | 18.0783 | 0 | 0 | 862.3169 | 0.020965 | 8 | Industrial_2036_SC A_million_m3_After Competition Groups_8 | Direct Contact Water Heaters | 2.096% | 0 | 18.0783 | Industrial_2036_SC A_million_m3_After Competition Groups_Direct Contact Water Heaters
Industrial | Ind ¦ Insulation - Steam (AG) | 2036 | SC A | million_m3 | After Competition Groups | 13.1074 | 277969.6764 | 0.27797 | 862.3169 | 0.0152 | 9 | Industrial_2036_SC A_million_m3_After Competition Groups_9 | Insulation - Steam (AG) | 1.52% | 0.27797 | 13.1074 | Industrial_2036_SC A_million_m3_After Competition Groups_Insulation - Steam (AG)
Industrial | Ind ¦ High Efficiency Burners | 2036 | SC A | million_m3 | After Competition Groups | 10.166 | 359749.3131 | 0.35975 | 862.3169 | 0.011789 | 10 | Industrial_2036_SC A_million_m3_After Competition Groups_10 | High Efficiency Burners | 1.179% | 0.35975 | 10.166 | Industrial_2036_SC A_million_m3_After Competition Groups_High Efficiency Burners
Industrial | Ind ¦ High Efficiency HVAC Fans (Gas) | 2036 | SC A | million_m3 | After Competition Groups | 10.1582 | 183398.0042 | 0.1834 | 862.3169 | 0.01178 | 11 | Industrial_2036_SC A_million_m3_After Competition Groups_11 | High Efficiency HVAC Fans (Gas) | 1.178% | 0.1834 | 10.1582 | Industrial_2036_SC A_million_m3_After Competition Groups_High Efficiency HVAC Fans (Gas)
Industrial | Ind ¦ Steam Turbine Optimization | 2036 | SC A | million_m3 | After Competition Groups | 8.8463 | 71532.6294 | 0.071533 | 862.3169 | 0.010259 | 12 | Industrial_2036_SC A_million_m3_After Competition Groups_12 | Steam Turbine Optimization | 1.026% | 0.071533 | 8.8463 | Industrial_2036_SC A_million_m3_After Competition Groups_Steam Turbine Optimization
Industrial | Ind ¦ Gas Turbine Optimization | 2036 | SC A | million_m3 | After Competition Groups | 6.586 | 57124.676 | 0.057125 | 862.3169 | 0.0076376 | 13 | Industrial_2036_SC A_million_m3_After Competition Groups_13 | Gas Turbine Optimization | 0.7638% | 0.057125 | 6.586 | Industrial_2036_SC A_million_m3_After Competition Groups_Gas Turbine Optimization
Industrial | Ind ¦ Air Compressor Heat Recovery | 2036 | SC A | million_m3 | After Competition Groups | 6.3413 | 110732.5429 | 0.11073 | 862.3169 | 0.0073538 | 14 | Industrial_2036_SC A_million_m3_After Competition Groups_14 | Air Compressor Heat Recovery | 0.7354% | 0.11073 | 6.3413 | Industrial_2036_SC A_million_m3_After Competition Groups_Air Compressor Heat Recovery
Industrial | Ind ¦ Ventilation Optimization (Gas) | 2036 | SC A | million_m3 | After Competition Groups | 4.5407 | 0 | 0 | 862.3169 | 0.0052657 | 15 | Industrial_2036_SC A_million_m3_After Competition Groups_15 | Ventilation Optimization (Gas) | 0.5266% | 0 | 4.5407 | Industrial_2036_SC A_million_m3_After Competition Groups_Ventilation Optimization (Gas)
Industrial | Ind ¦ HE Stock Tank | 2036 | SC A | million_m3 | After Competition Groups | 4.1596 | 97455.396 | 0.097455 | 862.3169 | 0.0048237 | 16 | Industrial_2036_SC A_million_m3_After Competition Groups_16 | HE Stock Tank | 0.4824% | 0.097455 | 4.1596 | Industrial_2036_SC A_million_m3_After Competition Groups_HE Stock Tank
Industrial | Ind ¦ Process Optimization (Gas) | 2036 | SC A | million_m3 | After Competition Groups | 2.5498 | 75150.064 | 0.07515 | 862.3169 | 0.0029569 | 17 | Industrial_2036_SC A_million_m3_After Competition Groups_17 | Process Optimization (Gas) | 0.2957% | 0.07515 | 2.5498 | Industrial_2036_SC A_million_m3_After Competition Groups_Process Optimization (Gas)
Industrial | Ind ¦ VAV Conversion Project (Gas) | 2036 | SC A | million_m3 | After Competition Groups | 0.57724 | 0 | 0 | 862.3169 | 0.00066941 | 18 | Industrial_2036_SC A_million_m3_After Competition Groups_18 | VAV Conversion Project (Gas) | 0.06694% | 0 | 0.57724 | Industrial_2036_SC A_million_m3_After Competition Groups_VAV Conversion Project (Gas)
Industrial | Ind ¦ HE HVAC Controls | 2036 | SC A | million_m3 | After Competition Groups | 0.39294 | 0 | 0 | 862.3169 | 0.00045568 | 19 | Industrial_2036_SC A_million_m3_After Competition Groups_19 | HE HVAC Controls | 0.04557% | 0 | 0.39294 | Industrial_2036_SC A_million_m3_After Competition Groups_HE HVAC Controls
Industrial | Ind ¦ Insulation - Steam - Direct | 2036 | SC A | million_m3 | After Competition Groups | 0.38979 | 9186.7844 | 0.0091868 | 862.3169 | 0.00045202 | 20 | Industrial_2036_SC A_million_m3_After Competition Groups_20 | Insulation - Steam - Direct | 0.0452% | 0.0091868 | 0.38979 | Industrial_2036_SC A_million_m3_After Competition Groups_Insulation - Steam - Direct
Industrial | Ind ¦ Process Heat Recovery (Gas) - HVAC | 2036 | SC A | million_m3 | After Competition Groups | 0.198 | 3873.7635 | 0.0038738 | 862.3169 | 0.00022961 | 21 | Industrial_2036_SC A_million_m3_After Competition Groups_21 | Process Heat Recovery (Gas) - HVAC | 0.02296% | 0.0038738 | 0.198 | Industrial_2036_SC A_million_m3_After Competition Groups_Process Heat Recovery (Gas) - HVAC
Industrial | Ind ¦ Insulation - Steam - HVAC | 2036 | SC A | million_m3 | After Competition Groups | 0.093749 | 1988.322 | 0.0019883 | 862.3169 | 0.00010872 | 22 | Industrial_2036_SC A_million_m3_After Competition Groups_22 | Insulation - Steam - HVAC | 0.01087% | 0.0019883 | 0.093749 | Industrial_2036_SC A_million_m3_After Competition Groups_Insulation - Steam - HVAC
Industrial | Ind ¦ Steam Trap Repair | 2036 | SC A | million_m3 | After Competition Groups | 0.06202 | 0 | 0 | 862.3169 | 7.1922e-05 | 23 | Industrial_2036_SC A_million_m3_After Competition Groups_23 | Steam Trap Repair | 0.007192% | 0 | 0.06202 | Industrial_2036_SC A_million_m3_After Competition Groups_Steam Trap Repair
Industrial | Ind ¦ HE HVAC Units | 2036 | SC A | million_m3 | After Competition Groups | 0.020738 | 0 | 0 | 862.3169 | 2.4049e-05 | 24 | Industrial_2036_SC A_million_m3_After Competition Groups_24 | HE HVAC Units | 0.002405% | 0 | 0.020738 | Industrial_2036_SC A_million_m3_After Competition Groups_HE HVAC Units
Industrial | Ind ¦ Solar Walls | 2036 | SC A | million_m3 | After Competition Groups | 0.0051945 | 0 | 0 | 862.3169 | 6.0239e-06 | 25 | Industrial_2036_SC A_million_m3_After Competition Groups_25 | Solar Walls | 0.0006024% | 0 | 0.0051945 | Industrial_2036_SC A_million_m3_After Competition Groups_Solar Walls
Industrial | Ind ¦ High Efficiency Furnaces | 2036 | SC A | million_m3 | After Competition Groups | 0.001311 | 0 | 0 | 862.3169 | 1.5203e-06 | 26 | Industrial_2036_SC A_million_m3_After Competition Groups_26 | High Efficiency Furnaces | 0.000152% | 0 | 0.001311 | Industrial_2036_SC A_million_m3_After Competition Groups_High Efficiency Furnaces
Industrial | Ind ¦ Process Heat Improvements | 2036 | SC B | million_m3 | After Competition Groups | 652.3908 | 30441067.135 | 30.4411 | 2008.4085 | 0.32483 | 1 | Industrial_2036_SC B_million_m3_After Competition Groups_1 | Process Heat Improvements | 32.48% | 30.4411 | 652.3908 | Industrial_2036_SC B_million_m3_After Competition Groups_Process Heat Improvements
Industrial | Ind ¦ Boiler Upgrade | 2036 | SC B | million_m3 | After Competition Groups | 294.9128 | 15894034.869 | 15.894 | 2008.4085 | 0.14684 | 2 | Industrial_2036_SC B_million_m3_After Competition Groups_2 | Boiler Upgrade | 14.68% | 15.894 | 294.9128 | Industrial_2036_SC B_million_m3_After Competition Groups_Boiler Upgrade
Industrial | Ind ¦ Process Heat Recovery (Gas) | 2036 | SC B | million_m3 | After Competition Groups | 284.7854 | 9044047.4175 | 9.044 | 2008.4085 | 0.1418 | 3 | Industrial_2036_SC B_million_m3_After Competition Groups_3 | Process Heat Recovery (Gas) | 14.18% | 9.044 | 284.7854 | Industrial_2036_SC B_million_m3_After Competition Groups_Process Heat Recovery (Gas)
Industrial | Ind ¦ Recommissioning | 2036 | SC B | million_m3 | After Competition Groups | 205.6565 | 2416886.5415 | 2.4169 | 2008.4085 | 0.1024 | 4 | Industrial_2036_SC B_million_m3_After Competition Groups_4 | Recommissioning | 10.24% | 2.4169 | 205.6565 | Industrial_2036_SC B_million_m3_After Competition Groups_Recommissioning
Industrial | Ind ¦ Improved Controls -Process Heating Gas | 2036 | SC B | million_m3 | After Competition Groups | 130.5697 | 2204391.466 | 2.2044 | 2008.4085 | 0.065012 | 5 | Industrial_2036_SC B_million_m3_After Competition Groups_5 | Improved Controls -Process Heating Gas | 6.501% | 2.2044 | 130.5697 | Industrial_2036_SC B_million_m3_After Competition Groups_Improved Controls -Process Heating Gas
Industrial | Ind ¦ High Efficiency Burners | 2036 | SC B | million_m3 | After Competition Groups | 123.6161 | 8971511.3355 | 8.9715 | 2008.4085 | 0.061549 | 6 | Industrial_2036_SC B_million_m3_After Competition Groups_6 | High Efficiency Burners | 6.155% | 8.9715 | 123.6161 | Industrial_2036_SC B_million_m3_After Competition Groups_High Efficiency Burners
Industrial | Ind ¦ Greenhouse Envelope Improvements | 2036 | SC B | million_m3 | After Competition Groups | 81.2158 | 223295.8047 | 0.2233 | 2008.4085 | 0.040438 | 7 | Industrial_2036_SC B_million_m3_After Competition Groups_7 | Greenhouse Envelope Improvements | 4.044% | 0.2233 | 81.2158 | Industrial_2036_SC B_million_m3_After Competition Groups_Greenhouse Envelope Improvements
Industrial | Ind ¦ Insulation - Steam | 2036 | SC B | million_m3 | After Competition Groups | 39.4169 | 335538.8999 | 0.33554 | 2008.4085 | 0.019626 | 8 | Industrial_2036_SC B_million_m3_After Competition Groups_8 | Insulation - Steam | 1.963% | 0.33554 | 39.4169 | Industrial_2036_SC B_million_m3_After Competition Groups_Insulation - Steam
Industrial | Ind ¦ High Efficiency HVAC Fans (Gas) | 2036 | SC B | million_m3 | After Competition Groups | 35.8346 | 1869324.3916 | 1.8693 | 2008.4085 | 0.017842 | 9 | Industrial_2036_SC B_million_m3_After Competition Groups_9 | High Efficiency HVAC Fans (Gas) | 1.784% | 1.8693 | 35.8346 | Industrial_2036_SC B_million_m3_After Competition Groups_High Efficiency HVAC Fans (Gas)
Industrial | Ind ¦ VAV Conversion Project (Gas) | 2036 | SC B | million_m3 | After Competition Groups | 32.6633 | 1553937.3609 | 1.5539 | 2008.4085 | 0.016263 | 10 | Industrial_2036_SC B_million_m3_After Competition Groups_10 | VAV Conversion Project (Gas) | 1.626% | 1.5539 | 32.6633 | Industrial_2036_SC B_million_m3_After Competition Groups_VAV Conversion Project (Gas)
Industrial | Ind ¦ Direct Contact Water Heaters | 2036 | SC B | million_m3 | After Competition Groups | 24.4574 | 0 | 0 | 2008.4085 | 0.012178 | 11 | Industrial_2036_SC B_million_m3_After Competition Groups_11 | Direct Contact Water Heaters | 1.218% | 0 | 24.4574 | Industrial_2036_SC B_million_m3_After Competition Groups_Direct Contact Water Heaters
Industrial | Ind ¦ HE HVAC Controls | 2036 | SC B | million_m3 | After Competition Groups | 22.7158 | 993674.0198 | 0.99367 | 2008.4085 | 0.01131 | 12 | Industrial_2036_SC B_million_m3_After Competition Groups_12 | HE HVAC Controls | 1.131% | 0.99367 | 22.7158 | Industrial_2036_SC B_million_m3_After Competition Groups_HE HVAC Controls
Industrial | Ind ¦ Insulation - Steam (AG) | 2036 | SC B | million_m3 | After Competition Groups | 18.9327 | 120519.7761 | 0.12052 | 2008.4085 | 0.0094267 | 13 | Industrial_2036_SC B_million_m3_After Competition Groups_13 | Insulation - Steam (AG) | 0.9427% | 0.12052 | 18.9327 | Industrial_2036_SC B_million_m3_After Competition Groups_Insulation - Steam (AG)
Industrial | Ind ¦ Air Compressor Heat Recovery | 2036 | SC B | million_m3 | After Competition Groups | 14.5031 | 280845.764 | 0.28085 | 2008.4085 | 0.0072212 | 14 | Industrial_2036_SC B_million_m3_After Competition Groups_14 | Air Compressor Heat Recovery | 0.7221% | 0.28085 | 14.5031 | Industrial_2036_SC B_million_m3_After Competition Groups_Air Compressor Heat Recovery
Industrial | Ind ¦ Steam Turbine Optimization | 2036 | SC B | million_m3 | After Competition Groups | 9.0839 | 254306.7891 | 0.25431 | 2008.4085 | 0.0045229 | 15 | Industrial_2036_SC B_million_m3_After Competition Groups_15 | Steam Turbine Optimization | 0.4523% | 0.25431 | 9.0839 | Industrial_2036_SC B_million_m3_After Competition Groups_Steam Turbine Optimization
Industrial | Ind ¦ Gas Turbine Optimization | 2036 | SC B | million_m3 | After Competition Groups | 6.8129 | 190730.0918 | 0.19073 | 2008.4085 | 0.0033922 | 16 | Industrial_2036_SC B_million_m3_After Competition Groups_16 | Gas Turbine Optimization | 0.3392% | 0.19073 | 6.8129 | Industrial_2036_SC B_million_m3_After Competition Groups_Gas Turbine Optimization
Industrial | Ind ¦ HE Stock Tank | 2036 | SC B | million_m3 | After Competition Groups | 6.7927 | 120534.6615 | 0.12053 | 2008.4085 | 0.0033821 | 17 | Industrial_2036_SC B_million_m3_After Competition Groups_17 | HE Stock Tank | 0.3382% | 0.12053 | 6.7927 | Industrial_2036_SC B_million_m3_After Competition Groups_HE Stock Tank
Industrial | Ind ¦ High Efficiency Furnaces | 2036 | SC B | million_m3 | After Competition Groups | 6.1921 | 7401660.9766 | 7.4017 | 2008.4085 | 0.0030831 | 18 | Industrial_2036_SC B_million_m3_After Competition Groups_18 | High Efficiency Furnaces | 0.3083% | 7.4017 | 6.1921 | Industrial_2036_SC B_million_m3_After Competition Groups_High Efficiency Furnaces
Industrial | Ind ¦ Ventilation Optimization (Gas) | 2036 | SC B | million_m3 | After Competition Groups | 4.5407 | 0 | 0 | 2008.4085 | 0.0022609 | 19 | Industrial_2036_SC B_million_m3_After Competition Groups_19 | Ventilation Optimization (Gas) | 0.2261% | 0 | 4.5407 | Industrial_2036_SC B_million_m3_After Competition Groups_Ventilation Optimization (Gas)
Industrial | Ind ¦ Solar Walls | 2036 | SC B | million_m3 | After Competition Groups | 4.4059 | 354984.8594 | 0.35498 | 2008.4085 | 0.0021937 | 20 | Industrial_2036_SC B_million_m3_After Competition Groups_20 | Solar Walls | 0.2194% | 0.35498 | 4.4059 | Industrial_2036_SC B_million_m3_After Competition Groups_Solar Walls
Industrial | Ind ¦ Steam Trap Repair | 2036 | SC B | million_m3 | After Competition Groups | 3.3128 | 2980297.389 | 2.9803 | 2008.4085 | 0.0016494 | 21 | Industrial_2036_SC B_million_m3_After Competition Groups_21 | Steam Trap Repair | 0.1649% | 2.9803 | 3.3128 | Industrial_2036_SC B_million_m3_After Competition Groups_Steam Trap Repair
Industrial | Ind ¦ Process Optimization (Gas) | 2036 | SC B | million_m3 | After Competition Groups | 2.5498 | 160229.9705 | 0.16023 | 2008.4085 | 0.0012696 | 22 | Industrial_2036_SC B_million_m3_After Competition Groups_22 | Process Optimization (Gas) | 0.127% | 0.16023 | 2.5498 | Industrial_2036_SC B_million_m3_After Competition Groups_Process Optimization (Gas)
Industrial | Ind ¦ HE HVAC Units | 2036 | SC B | million_m3 | After Competition Groups | 1.3054 | 68256.8109 | 0.068257 | 2008.4085 | 0.00064996 | 23 | Industrial_2036_SC B_million_m3_After Competition Groups_23 | HE HVAC Units | 0.065% | 0.068257 | 1.3054 | Industrial_2036_SC B_million_m3_After Competition Groups_HE HVAC Units
Industrial | Ind ¦ Process Heat Recovery (Gas) - HVAC | 2036 | SC B | million_m3 | After Competition Groups | 0.97664 | 21464.3756 | 0.021464 | 2008.4085 | 0.00048627 | 24 | Industrial_2036_SC B_million_m3_After Competition Groups_24 | Process Heat Recovery (Gas) - HVAC | 0.04863% | 0.021464 | 0.97664 | Industrial_2036_SC B_million_m3_After Competition Groups_Process Heat Recovery (Gas) - HVAC
Industrial | Ind ¦ Insulation - Steam - Direct | 2036 | SC B | million_m3 | After Competition Groups | 0.62907 | 6357.7713 | 0.0063578 | 2008.4085 | 0.00031322 | 25 | Industrial_2036_SC B_million_m3_After Competition Groups_25 | Insulation - Steam - Direct | 0.03132% | 0.0063578 | 0.62907 | Industrial_2036_SC B_million_m3_After Competition Groups_Insulation - Steam - Direct
Industrial | Ind ¦ Insulation - Steam - HVAC | 2036 | SC B | million_m3 | After Competition Groups | 0.1354 | 861.9436 | 0.00086194 | 2008.4085 | 6.7419e-05 | 26 | Industrial_2036_SC B_million_m3_After Competition Groups_26 | Insulation - Steam - HVAC | 0.006742% | 0.00086194 | 0.1354 | Industrial_2036_SC B_million_m3_After Competition Groups_Insulation - Steam - HVAC
Industrial | Ind ¦ Process Heat Improvements | 2036 | SC C | million_m3 | After Competition Groups | 405.6043 | 42843117.1379 | 42.8431 | 1356.3845 | 0.29903 | 1 | Industrial_2036_SC C_million_m3_After Competition Groups_1 | Process Heat Improvements | 29.9% | 42.8431 | 405.6043 | Industrial_2036_SC C_million_m3_After Competition Groups_Process Heat Improvements
Industrial | Ind ¦ Boiler Upgrade | 2036 | SC C | million_m3 | After Competition Groups | 294.9128 | 12955608.7694 | 12.9556 | 1356.3845 | 0.21743 | 2 | Industrial_2036_SC C_million_m3_After Competition Groups_2 | Boiler Upgrade | 21.74% | 12.9556 | 294.9128 | Industrial_2036_SC C_million_m3_After Competition Groups_Boiler Upgrade
Industrial | Ind ¦ Process Heat Recovery (Gas) | 2036 | SC C | million_m3 | After Competition Groups | 181.3706 | 20688115.7088 | 20.6881 | 1356.3845 | 0.13372 | 3 | Industrial_2036_SC C_million_m3_After Competition Groups_3 | Process Heat Recovery (Gas) | 13.37% | 20.6881 | 181.3706 | Industrial_2036_SC C_million_m3_After Competition Groups_Process Heat Recovery (Gas)
Industrial | Ind ¦ Recommissioning | 2036 | SC C | million_m3 | After Competition Groups | 132.324 | 5512308.9732 | 5.5123 | 1356.3845 | 0.097556 | 4 | Industrial_2036_SC C_million_m3_After Competition Groups_4 | Recommissioning | 9.756% | 5.5123 | 132.324 | Industrial_2036_SC C_million_m3_After Competition Groups_Recommissioning
Industrial | Ind ¦ Improved Controls -Process Heating Gas | 2036 | SC C | million_m3 | After Competition Groups | 83.4848 | 5118619.6362 | 5.1186 | 1356.3845 | 0.06155 | 5 | Industrial_2036_SC C_million_m3_After Competition Groups_5 | Improved Controls -Process Heating Gas | 6.155% | 5.1186 | 83.4848 | Industrial_2036_SC C_million_m3_After Competition Groups_Improved Controls -Process Heating Gas
Industrial | Ind ¦ Greenhouse Envelope Improvements | 2036 | SC C | million_m3 | After Competition Groups | 70.4378 | 344176.3682 | 0.34418 | 1356.3845 | 0.051931 | 6 | Industrial_2036_SC C_million_m3_After Competition Groups_6 | Greenhouse Envelope Improvements | 5.193% | 0.34418 | 70.4378 | Industrial_2036_SC C_million_m3_After Competition Groups_Greenhouse Envelope Improvements
Industrial | Ind ¦ High Efficiency Burners | 2036 | SC C | million_m3 | After Competition Groups | 69.6635 | 9776432.6677 | 9.7764 | 1356.3845 | 0.05136 | 7 | Industrial_2036_SC C_million_m3_After Competition Groups_7 | High Efficiency Burners | 5.136% | 9.7764 | 69.6635 | Industrial_2036_SC C_million_m3_After Competition Groups_High Efficiency Burners
Industrial | Ind ¦ Insulation - Steam | 2036 | SC C | million_m3 | After Competition Groups | 25.7754 | 852787.0885 | 0.85279 | 1356.3845 | 0.019003 | 8 | Industrial_2036_SC C_million_m3_After Competition Groups_8 | Insulation - Steam | 1.9% | 0.85279 | 25.7754 | Industrial_2036_SC C_million_m3_After Competition Groups_Insulation - Steam
Industrial | Ind ¦ High Efficiency HVAC Fans (Gas) | 2036 | SC C | million_m3 | After Competition Groups | 19.9292 | 1703781.0627 | 1.7038 | 1356.3845 | 0.014693 | 9 | Industrial_2036_SC C_million_m3_After Competition Groups_9 | High Efficiency HVAC Fans (Gas) | 1.469% | 1.7038 | 19.9292 | Industrial_2036_SC C_million_m3_After Competition Groups_High Efficiency HVAC Fans (Gas)
Industrial | Ind ¦ Direct Contact Water Heaters | 2036 | SC C | million_m3 | After Competition Groups | 18.0783 | 0 | 0 | 1356.3845 | 0.013328 | 10 | Industrial_2036_SC C_million_m3_After Competition Groups_10 | Direct Contact Water Heaters | 1.333% | 0 | 18.0783 | Industrial_2036_SC C_million_m3_After Competition Groups_Direct Contact Water Heaters
Industrial | Ind ¦ Insulation - Steam (AG) | 2036 | SC C | million_m3 | After Competition Groups | 13.205 | 408666.9641 | 0.40867 | 1356.3845 | 0.0097355 | 11 | Industrial_2036_SC C_million_m3_After Competition Groups_11 | Insulation - Steam (AG) | 0.9735% | 0.40867 | 13.205 | Industrial_2036_SC C_million_m3_After Competition Groups_Insulation - Steam (AG)
Industrial | Ind ¦ Air Compressor Heat Recovery | 2036 | SC C | million_m3 | After Competition Groups | 9.6029 | 749968.5195 | 0.74997 | 1356.3845 | 0.0070798 | 12 | Industrial_2036_SC C_million_m3_After Competition Groups_12 | Air Compressor Heat Recovery | 0.708% | 0.74997 | 9.6029 | Industrial_2036_SC C_million_m3_After Competition Groups_Air Compressor Heat Recovery
Industrial | Ind ¦ Steam Turbine Optimization | 2036 | SC C | million_m3 | After Competition Groups | 9.0839 | 254332.2223 | 0.25433 | 1356.3845 | 0.0066971 | 13 | Industrial_2036_SC C_million_m3_After Competition Groups_13 | Steam Turbine Optimization | 0.6697% | 0.25433 | 9.0839 | Industrial_2036_SC C_million_m3_After Competition Groups_Steam Turbine Optimization
Industrial | Ind ¦ Gas Turbine Optimization | 2036 | SC C | million_m3 | After Competition Groups | 6.8129 | 188782.2744 | 0.18878 | 1356.3845 | 0.0050228 | 14 | Industrial_2036_SC C_million_m3_After Competition Groups_14 | Gas Turbine Optimization | 0.5023% | 0.18878 | 6.8129 | Industrial_2036_SC C_million_m3_After Competition Groups_Gas Turbine Optimization
Industrial | Ind ¦ Ventilation Optimization (Gas) | 2036 | SC C | million_m3 | After Competition Groups | 4.5407 | 0 | 0 | 1356.3845 | 0.0033477 | 15 | Industrial_2036_SC C_million_m3_After Competition Groups_15 | Ventilation Optimization (Gas) | 0.3348% | 0 | 4.5407 | Industrial_2036_SC C_million_m3_After Competition Groups_Ventilation Optimization (Gas)
Industrial | Ind ¦ HE Stock Tank | 2036 | SC C | million_m3 | After Competition Groups | 4.2282 | 169066.8573 | 0.16907 | 1356.3845 | 0.0031173 | 16 | Industrial_2036_SC C_million_m3_After Competition Groups_16 | HE Stock Tank | 0.3117% | 0.16907 | 4.2282 | Industrial_2036_SC C_million_m3_After Competition Groups_HE Stock Tank
Industrial | Ind ¦ Process Optimization (Gas) | 2036 | SC C | million_m3 | After Competition Groups | 2.5498 | 160245.9951 | 0.16025 | 1356.3845 | 0.0018799 | 17 | Industrial_2036_SC C_million_m3_After Competition Groups_17 | Process Optimization (Gas) | 0.188% | 0.16025 | 2.5498 | Industrial_2036_SC C_million_m3_After Competition Groups_Process Optimization (Gas)
Industrial | Ind ¦ VAV Conversion Project (Gas) | 2036 | SC C | million_m3 | After Competition Groups | 2.2643 | 253561.3144 | 0.25356 | 1356.3845 | 0.0016694 | 18 | Industrial_2036_SC C_million_m3_After Competition Groups_18 | VAV Conversion Project (Gas) | 0.1669% | 0.25356 | 2.2643 | Industrial_2036_SC C_million_m3_After Competition Groups_VAV Conversion Project (Gas)
Industrial | Ind ¦ HE HVAC Controls | 2036 | SC C | million_m3 | After Competition Groups | 1.1364 | 102907.7157 | 0.10291 | 1356.3845 | 0.00083785 | 19 | Industrial_2036_SC C_million_m3_After Competition Groups_19 | HE HVAC Controls | 0.08379% | 0.10291 | 1.1364 | Industrial_2036_SC C_million_m3_After Competition Groups_HE HVAC Controls
Industrial | Ind ¦ Process Heat Recovery (Gas) - HVAC | 2036 | SC C | million_m3 | After Competition Groups | 0.67666 | 71152.2724 | 0.071152 | 1356.3845 | 0.00049887 | 20 | Industrial_2036_SC C_million_m3_After Competition Groups_20 | Process Heat Recovery (Gas) - HVAC | 0.04989% | 0.071152 | 0.67666 | Industrial_2036_SC C_million_m3_After Competition Groups_Process Heat Recovery (Gas) - HVAC
Industrial | Ind ¦ Insulation - Steam - Direct | 2036 | SC C | million_m3 | After Competition Groups | 0.39293 | 13539.3509 | 0.013539 | 1356.3845 | 0.00028969 | 21 | Industrial_2036_SC C_million_m3_After Competition Groups_21 | Insulation - Steam - Direct | 0.02897% | 0.013539 | 0.39293 | Industrial_2036_SC C_million_m3_After Competition Groups_Insulation - Steam - Direct
Industrial | Ind ¦ Steam Trap Repair | 2036 | SC C | million_m3 | After Competition Groups | 0.1229 | 29305.8959 | 0.029306 | 1356.3845 | 9.0611e-05 | 22 | Industrial_2036_SC C_million_m3_After Competition Groups_22 | Steam Trap Repair | 0.009061% | 0.029306 | 0.1229 | Industrial_2036_SC C_million_m3_After Competition Groups_Steam Trap Repair
Industrial | Ind ¦ Insulation - Steam - HVAC | 2036 | SC C | million_m3 | After Competition Groups | 0.094441 | 2922.7403 | 0.0029227 | 1356.3845 | 6.9627e-05 | 23 | Industrial_2036_SC C_million_m3_After Competition Groups_23 | Insulation - Steam - HVAC | 0.006963% | 0.0029227 | 0.094441 | Industrial_2036_SC C_million_m3_After Competition Groups_Insulation - Steam - HVAC
Industrial | Ind ¦ HE HVAC Units | 2036 | SC C | million_m3 | After Competition Groups | 0.059509 | 5332.425 | 0.0053324 | 1356.3845 | 4.3873e-05 | 24 | Industrial_2036_SC C_million_m3_After Competition Groups_24 | HE HVAC Units | 0.004387% | 0.0053324 | 0.059509 | Industrial_2036_SC C_million_m3_After Competition Groups_HE HVAC Units
Industrial | Ind ¦ Solar Walls | 2036 | SC C | million_m3 | After Competition Groups | 0.023349 | 2278.2797 | 0.0022783 | 1356.3845 | 1.7214e-05 | 25 | Industrial_2036_SC C_million_m3_After Competition Groups_25 | Solar Walls | 0.001721% | 0.0022783 | 0.023349 | Industrial_2036_SC C_million_m3_After Competition Groups_Solar Walls
Industrial | Ind ¦ High Efficiency Furnaces | 2036 | SC C | million_m3 | After Competition Groups | 0.0096386 | 2810.7023 | 0.0028107 | 1356.3845 | 7.1061e-06 | 26 | Industrial_2036_SC C_million_m3_After Competition Groups_26 | High Efficiency Furnaces | 0.0007106% | 0.0028107 | 0.0096386 | Industrial_2036_SC C_million_m3_After Competition Groups_High Efficiency Furnaces
Industrial | Ind ¦ Process Heat Improvements | 2036 | Technical | million_m3 | After Competition Groups | 880.9612 | 0 | 0 | 2527.2981 | 0.34858 | 1 | Industrial_2036_Technical_million_m3_After Competition Groups_1 | Process Heat Improvements | 34.86% | 0 | 880.9612 | Industrial_2036_Technical_million_m3_After Competition Groups_Process Heat Improvements
Industrial | Ind ¦ Boiler Upgrade | 2036 | Technical | million_m3 | After Competition Groups | 339.6478 | 0 | 0 | 2527.2981 | 0.13439 | 2 | Industrial_2036_Technical_million_m3_After Competition Groups_2 | Boiler Upgrade | 13.44% | 0 | 339.6478 | Industrial_2036_Technical_million_m3_After Competition Groups_Boiler Upgrade
Industrial | Ind ¦ Process Heat Recovery (Gas) | 2036 | Technical | million_m3 | After Competition Groups | 303.3321 | 0 | 0 | 2527.2981 | 0.12002 | 3 | Industrial_2036_Technical_million_m3_After Competition Groups_3 | Process Heat Recovery (Gas) | 12% | 0 | 303.3321 | Industrial_2036_Technical_million_m3_After Competition Groups_Process Heat Recovery (Gas)
Industrial | Ind ¦ Recommissioning | 2036 | Technical | million_m3 | After Competition Groups | 218.3228 | 0 | 0 | 2527.2981 | 0.086386 | 4 | Industrial_2036_Technical_million_m3_After Competition Groups_4 | Recommissioning | 8.639% | 0 | 218.3228 | Industrial_2036_Technical_million_m3_After Competition Groups_Recommissioning
Industrial | Ind ¦ High Efficiency Burners | 2036 | Technical | million_m3 | After Competition Groups | 166.2618 | 0 | 0 | 2527.2981 | 0.065786 | 5 | Industrial_2036_Technical_million_m3_After Competition Groups_5 | High Efficiency Burners | 6.579% | 0 | 166.2618 | Industrial_2036_Technical_million_m3_After Competition Groups_High Efficiency Burners
Industrial | Ind ¦ Improved Controls -Process Heating Gas | 2036 | Technical | million_m3 | After Competition Groups | 139.1832 | 0 | 0 | 2527.2981 | 0.055072 | 6 | Industrial_2036_Technical_million_m3_After Competition Groups_6 | Improved Controls -Process Heating Gas | 5.507% | 0 | 139.1832 | Industrial_2036_Technical_million_m3_After Competition Groups_Improved Controls -Process Heating Gas
Industrial | Ind ¦ Greenhouse Envelope Improvements | 2036 | Technical | million_m3 | After Competition Groups | 92.1604 | 0 | 0 | 2527.2981 | 0.036466 | 7 | Industrial_2036_Technical_million_m3_After Competition Groups_7 | Greenhouse Envelope Improvements | 3.647% | 0 | 92.1604 | Industrial_2036_Technical_million_m3_After Competition Groups_Greenhouse Envelope Improvements
Industrial | Ind ¦ Boiler Tune Up | 2036 | Technical | million_m3 | After Competition Groups | 43.2632 | 0 | 0 | 2527.2981 | 0.017118 | 8 | Industrial_2036_Technical_million_m3_After Competition Groups_8 | Boiler Tune Up | 1.712% | 0 | 43.2632 | Industrial_2036_Technical_million_m3_After Competition Groups_Boiler Tune Up
Industrial | Ind ¦ High Efficiency HVAC Fans (Gas) | 2036 | Technical | million_m3 | After Competition Groups | 41.8525 | 0 | 0 | 2527.2981 | 0.01656 | 9 | Industrial_2036_Technical_million_m3_After Competition Groups_9 | High Efficiency HVAC Fans (Gas) | 1.656% | 0 | 41.8525 | Industrial_2036_Technical_million_m3_After Competition Groups_High Efficiency HVAC Fans (Gas)
Industrial | Ind ¦ Insulation - Steam | 2036 | Technical | million_m3 | After Competition Groups | 41.7031 | 0 | 0 | 2527.2981 | 0.016501 | 10 | Industrial_2036_Technical_million_m3_After Competition Groups_10 | Insulation - Steam | 1.65% | 0 | 41.7031 | Industrial_2036_Technical_million_m3_After Competition Groups_Insulation - Steam
Industrial | Ind ¦ VAV Conversion Project (Gas) | 2036 | Technical | million_m3 | After Competition Groups | 34.9333 | 0 | 0 | 2527.2981 | 0.013822 | 11 | Industrial_2036_Technical_million_m3_After Competition Groups_11 | VAV Conversion Project (Gas) | 1.382% | 0 | 34.9333 | Industrial_2036_Technical_million_m3_After Competition Groups_VAV Conversion Project (Gas)
Industrial | Ind ¦ Direct Contact Water Heaters | 2036 | Technical | million_m3 | After Competition Groups | 29.7611 | 0 | 0 | 2527.2981 | 0.011776 | 12 | Industrial_2036_Technical_million_m3_After Competition Groups_12 | Direct Contact Water Heaters | 1.178% | 0 | 29.7611 | Industrial_2036_Technical_million_m3_After Competition Groups_Direct Contact Water Heaters
Industrial | Ind ¦ Steam Leak Repairs | 2036 | Technical | million_m3 | After Competition Groups | 26.2976 | 0 | 0 | 2527.2981 | 0.010405 | 13 | Industrial_2036_Technical_million_m3_After Competition Groups_13 | Steam Leak Repairs | 1.041% | 0 | 26.2976 | Industrial_2036_Technical_million_m3_After Competition Groups_Steam Leak Repairs
Industrial | Ind ¦ HE HVAC Controls | 2036 | Technical | million_m3 | After Competition Groups | 23.7319 | 0 | 0 | 2527.2981 | 0.0093902 | 14 | Industrial_2036_Technical_million_m3_After Competition Groups_14 | HE HVAC Controls | 0.939% | 0 | 23.7319 | Industrial_2036_Technical_million_m3_After Competition Groups_HE HVAC Controls
Industrial | Ind ¦ Loading Dock Seals | 2036 | Technical | million_m3 | After Competition Groups | 23.7319 | 0 | 0 | 2527.2981 | 0.0093902 | 15 | Industrial_2036_Technical_million_m3_After Competition Groups_15 | Loading Dock Seals | 0.939% | 0 | 23.7319 | Industrial_2036_Technical_million_m3_After Competition Groups_Loading Dock Seals
Industrial | Ind ¦ Steam Trap Repair | 2036 | Technical | million_m3 | After Competition Groups | 19.9615 | 0 | 0 | 2527.2981 | 0.0078984 | 16 | Industrial_2036_Technical_million_m3_After Competition Groups_16 | Steam Trap Repair | 0.7898% | 0 | 19.9615 | Industrial_2036_Technical_million_m3_After Competition Groups_Steam Trap Repair
Industrial | Ind ¦ High Efficiency Furnaces | 2036 | Technical | million_m3 | After Competition Groups | 19.1388 | 0 | 0 | 2527.2981 | 0.0075728 | 17 | Industrial_2036_Technical_million_m3_After Competition Groups_17 | High Efficiency Furnaces | 0.7573% | 0 | 19.1388 | Industrial_2036_Technical_million_m3_After Competition Groups_High Efficiency Furnaces
Industrial | Ind ¦ Insulation - Steam (AG) | 2036 | Technical | million_m3 | After Competition Groups | 17.6102 | 0 | 0 | 2527.2981 | 0.006968 | 18 | Industrial_2036_Technical_million_m3_After Competition Groups_18 | Insulation - Steam (AG) | 0.6968% | 0 | 17.6102 | Industrial_2036_Technical_million_m3_After Competition Groups_Insulation - Steam (AG)
Industrial | Ind ¦ Air Compressor Heat Recovery | 2036 | Technical | million_m3 | After Competition Groups | 15.2876 | 0 | 0 | 2527.2981 | 0.006049 | 19 | Industrial_2036_Technical_million_m3_After Competition Groups_19 | Air Compressor Heat Recovery | 0.6049% | 0 | 15.2876 | Industrial_2036_Technical_million_m3_After Competition Groups_Air Compressor Heat Recovery
Industrial | Ind ¦ Steam Turbine Optimization | 2036 | Technical | million_m3 | After Competition Groups | 9.7655 | 0 | 0 | 2527.2981 | 0.003864 | 20 | Industrial_2036_Technical_million_m3_After Competition Groups_20 | Steam Turbine Optimization | 0.3864% | 0 | 9.7655 | Industrial_2036_Technical_million_m3_After Competition Groups_Steam Turbine Optimization
Industrial | Ind ¦ HE Stock Tank | 2036 | Technical | million_m3 | After Competition Groups | 9.1451 | 0 | 0 | 2527.2981 | 0.0036185 | 21 | Industrial_2036_Technical_million_m3_After Competition Groups_21 | HE Stock Tank | 0.3619% | 0 | 9.1451 | Industrial_2036_Technical_million_m3_After Competition Groups_HE Stock Tank
Industrial | Ind ¦ Process Optimization (Gas) | 2036 | Technical | million_m3 | After Competition Groups | 8.9846 | 0 | 0 | 2527.2981 | 0.003555 | 22 | Industrial_2036_Technical_million_m3_After Competition Groups_22 | Process Optimization (Gas) | 0.3555% | 0 | 8.9846 | Industrial_2036_Technical_million_m3_After Competition Groups_Process Optimization (Gas)
Industrial | Ind ¦ Gas Turbine Optimization | 2036 | Technical | million_m3 | After Competition Groups | 7.3242 | 0 | 0 | 2527.2981 | 0.002898 | 23 | Industrial_2036_Technical_million_m3_After Competition Groups_23 | Gas Turbine Optimization | 0.2898% | 0 | 7.3242 | Industrial_2036_Technical_million_m3_After Competition Groups_Gas Turbine Optimization
Industrial | Ind ¦ Ventilation Optimization (Gas) | 2036 | Technical | million_m3 | After Competition Groups | 4.7572 | 0 | 0 | 2527.2981 | 0.0018823 | 24 | Industrial_2036_Technical_million_m3_After Competition Groups_24 | Ventilation Optimization (Gas) | 0.1882% | 0 | 4.7572 | Industrial_2036_Technical_million_m3_After Competition Groups_Ventilation Optimization (Gas)
Industrial | Ind ¦ Solar Walls | 2036 | Technical | million_m3 | After Competition Groups | 4.7121 | 0 | 0 | 2527.2981 | 0.0018645 | 25 | Industrial_2036_Technical_million_m3_After Competition Groups_25 | Solar Walls | 0.1865% | 0 | 4.7121 | Industrial_2036_Technical_million_m3_After Competition Groups_Solar Walls
Industrial | Ind ¦ HE HVAC Units | 2036 | Technical | million_m3 | After Competition Groups | 2.0326 | 0 | 0 | 2527.2981 | 0.00080426 | 26 | Industrial_2036_Technical_million_m3_After Competition Groups_26 | HE HVAC Units | 0.08043% | 0 | 2.0326 | Industrial_2036_Technical_million_m3_After Competition Groups_HE HVAC Units
Industrial | Ind ¦ Boiler Tune Up - Direct | 2036 | Technical | million_m3 | After Competition Groups | 1.4767 | 0 | 0 | 2527.2981 | 0.00058432 | 27 | Industrial_2036_Technical_million_m3_After Competition Groups_27 | Boiler Tune Up - Direct | 0.05843% | 0 | 1.4767 | Industrial_2036_Technical_million_m3_After Competition Groups_Boiler Tune Up - Direct
Industrial | Ind ¦ Process Heat Recovery (Gas) - HVAC | 2036 | Technical | million_m3 | After Competition Groups | 1.0137 | 0 | 0 | 2527.2981 | 0.00040112 | 28 | Industrial_2036_Technical_million_m3_After Competition Groups_28 | Process Heat Recovery (Gas) - HVAC | 0.04011% | 0 | 1.0137 | Industrial_2036_Technical_million_m3_After Competition Groups_Process Heat Recovery (Gas) - HVAC
Industrial | Ind ¦ Insulation - Steam - Direct | 2036 | Technical | million_m3 | After Competition Groups | 0.67583 | 0 | 0 | 2527.2981 | 0.00026741 | 29 | Industrial_2036_Technical_million_m3_After Competition Groups_29 | Insulation - Steam - Direct | 0.02674% | 0 | 0.67583 | Industrial_2036_Technical_million_m3_After Competition Groups_Insulation - Steam - Direct
Industrial | Ind ¦ Insulation - Steam - HVAC | 2036 | Technical | million_m3 | After Competition Groups | 0.14055 | 0 | 0 | 2527.2981 | 5.5612e-05 | 30 | Industrial_2036_Technical_million_m3_After Competition Groups_30 | Insulation - Steam - HVAC | 0.005561% | 0 | 0.14055 | Industrial_2036_Technical_million_m3_After Competition Groups_Insulation - Steam - HVAC
Industrial | Ind ¦ Boiler Tune Up - HVAC | 2036 | Technical | million_m3 | After Competition Groups | 0.12778 | 0 | 0 | 2527.2981 | 5.056e-05 | 31 | Industrial_2036_Technical_million_m3_After Competition Groups_31 | Boiler Tune Up - HVAC | 0.005056% | 0 | 0.12778 | Industrial_2036_Technical_million_m3_After Competition Groups_Boiler Tune Up - HVAC
Industrial | Ind ¦ Process Heat Improvements | 2037 | Economic | million_m3 | After Competition Groups | 893.1483 | 0 | 0 | 2447.6094 | 0.36491 | 1 | Industrial_2037_Economic_million_m3_After Competition Groups_1 | Process Heat Improvements | 36.49% | 0 | 893.1483 | Industrial_2037_Economic_million_m3_After Competition Groups_Process Heat Improvements
Industrial | Ind ¦ Boiler Upgrade | 2037 | Economic | million_m3 | After Competition Groups | 345.0499 | 0 | 0 | 2447.6094 | 0.14097 | 2 | Industrial_2037_Economic_million_m3_After Competition Groups_2 | Boiler Upgrade | 14.1% | 0 | 345.0499 | Industrial_2037_Economic_million_m3_After Competition Groups_Boiler Upgrade
Industrial | Ind ¦ Process Heat Recovery (Gas) | 2037 | Economic | million_m3 | After Competition Groups | 303.3321 | 0 | 0 | 2447.6094 | 0.12393 | 3 | Industrial_2037_Economic_million_m3_After Competition Groups_3 | Process Heat Recovery (Gas) | 12.39% | 0 | 303.3321 | Industrial_2037_Economic_million_m3_After Competition Groups_Process Heat Recovery (Gas)
Industrial | Ind ¦ Recommissioning | 2037 | Economic | million_m3 | After Competition Groups | 218.3228 | 0 | 0 | 2447.6094 | 0.089198 | 4 | Industrial_2037_Economic_million_m3_After Competition Groups_4 | Recommissioning | 8.92% | 0 | 218.3228 | Industrial_2037_Economic_million_m3_After Competition Groups_Recommissioning
Industrial | Ind ¦ High Efficiency Burners | 2037 | Economic | million_m3 | After Competition Groups | 168.5619 | 0 | 0 | 2447.6094 | 0.068868 | 5 | Industrial_2037_Economic_million_m3_After Competition Groups_5 | High Efficiency Burners | 6.887% | 0 | 168.5619 | Industrial_2037_Economic_million_m3_After Competition Groups_High Efficiency Burners
Industrial | Ind ¦ Improved Controls -Process Heating Gas | 2037 | Economic | million_m3 | After Competition Groups | 139.1832 | 0 | 0 | 2447.6094 | 0.056865 | 6 | Industrial_2037_Economic_million_m3_After Competition Groups_6 | Improved Controls -Process Heating Gas | 5.686% | 0 | 139.1832 | Industrial_2037_Economic_million_m3_After Competition Groups_Improved Controls -Process Heating Gas
Industrial | Ind ¦ Greenhouse Envelope Improvements | 2037 | Economic | million_m3 | After Competition Groups | 93.7592 | 0 | 0 | 2447.6094 | 0.038306 | 7 | Industrial_2037_Economic_million_m3_After Competition Groups_7 | Greenhouse Envelope Improvements | 3.831% | 0 | 93.7592 | Industrial_2037_Economic_million_m3_After Competition Groups_Greenhouse Envelope Improvements
Industrial | Ind ¦ High Efficiency HVAC Fans (Gas) | 2037 | Economic | million_m3 | After Competition Groups | 42.321 | 0 | 0 | 2447.6094 | 0.017291 | 8 | Industrial_2037_Economic_million_m3_After Competition Groups_8 | High Efficiency HVAC Fans (Gas) | 1.729% | 0 | 42.321 | Industrial_2037_Economic_million_m3_After Competition Groups_High Efficiency HVAC Fans (Gas)
Industrial | Ind ¦ Insulation - Steam | 2037 | Economic | million_m3 | After Competition Groups | 41.7031 | 0 | 0 | 2447.6094 | 0.017038 | 9 | Industrial_2037_Economic_million_m3_After Competition Groups_9 | Insulation - Steam | 1.704% | 0 | 41.7031 | Industrial_2037_Economic_million_m3_After Competition Groups_Insulation - Steam
Industrial | Ind ¦ VAV Conversion Project (Gas) | 2037 | Economic | million_m3 | After Competition Groups | 34.9494 | 0 | 0 | 2447.6094 | 0.014279 | 10 | Industrial_2037_Economic_million_m3_After Competition Groups_10 | VAV Conversion Project (Gas) | 1.428% | 0 | 34.9494 | Industrial_2037_Economic_million_m3_After Competition Groups_VAV Conversion Project (Gas)
Industrial | Ind ¦ Direct Contact Water Heaters | 2037 | Economic | million_m3 | After Competition Groups | 30.2009 | 0 | 0 | 2447.6094 | 0.012339 | 11 | Industrial_2037_Economic_million_m3_After Competition Groups_11 | Direct Contact Water Heaters | 1.234% | 0 | 30.2009 | Industrial_2037_Economic_million_m3_After Competition Groups_Direct Contact Water Heaters
Industrial | Ind ¦ HE HVAC Controls | 2037 | Economic | million_m3 | After Competition Groups | 23.7319 | 0 | 0 | 2447.6094 | 0.009696 | 12 | Industrial_2037_Economic_million_m3_After Competition Groups_12 | HE HVAC Controls | 0.9696% | 0 | 23.7319 | Industrial_2037_Economic_million_m3_After Competition Groups_HE HVAC Controls
Industrial | Ind ¦ Steam Trap Repair | 2037 | Economic | million_m3 | After Competition Groups | 19.9615 | 0 | 0 | 2447.6094 | 0.0081555 | 13 | Industrial_2037_Economic_million_m3_After Competition Groups_13 | Steam Trap Repair | 0.8156% | 0 | 19.9615 | Industrial_2037_Economic_million_m3_After Competition Groups_Steam Trap Repair
Industrial | Ind ¦ Insulation - Steam (AG) | 2037 | Economic | million_m3 | After Competition Groups | 17.5585 | 0 | 0 | 2447.6094 | 0.0071737 | 14 | Industrial_2037_Economic_million_m3_After Competition Groups_14 | Insulation - Steam (AG) | 0.7174% | 0 | 17.5585 | Industrial_2037_Economic_million_m3_After Competition Groups_Insulation - Steam (AG)
Industrial | Ind ¦ Air Compressor Heat Recovery | 2037 | Economic | million_m3 | After Competition Groups | 15.2876 | 0 | 0 | 2447.6094 | 0.0062459 | 15 | Industrial_2037_Economic_million_m3_After Competition Groups_15 | Air Compressor Heat Recovery | 0.6246% | 0 | 15.2876 | Industrial_2037_Economic_million_m3_After Competition Groups_Air Compressor Heat Recovery
Industrial | Ind ¦ High Efficiency Furnaces | 2037 | Economic | million_m3 | After Competition Groups | 12.5175 | 0 | 0 | 2447.6094 | 0.0051142 | 16 | Industrial_2037_Economic_million_m3_After Competition Groups_16 | High Efficiency Furnaces | 0.5114% | 0 | 12.5175 | Industrial_2037_Economic_million_m3_After Competition Groups_High Efficiency Furnaces
Industrial | Ind ¦ Steam Turbine Optimization | 2037 | Economic | million_m3 | After Competition Groups | 9.7667 | 0 | 0 | 2447.6094 | 0.0039903 | 17 | Industrial_2037_Economic_million_m3_After Competition Groups_17 | Steam Turbine Optimization | 0.399% | 0 | 9.7667 | Industrial_2037_Economic_million_m3_After Competition Groups_Steam Turbine Optimization
Industrial | Ind ¦ HE Stock Tank | 2037 | Economic | million_m3 | After Competition Groups | 9.2617 | 0 | 0 | 2447.6094 | 0.003784 | 18 | Industrial_2037_Economic_million_m3_After Competition Groups_18 | HE Stock Tank | 0.3784% | 0 | 9.2617 | Industrial_2037_Economic_million_m3_After Competition Groups_HE Stock Tank
Industrial | Ind ¦ Process Optimization (Gas) | 2037 | Economic | million_m3 | After Competition Groups | 8.9846 | 0 | 0 | 2447.6094 | 0.0036708 | 19 | Industrial_2037_Economic_million_m3_After Competition Groups_19 | Process Optimization (Gas) | 0.3671% | 0 | 8.9846 | Industrial_2037_Economic_million_m3_After Competition Groups_Process Optimization (Gas)
Industrial | Ind ¦ Gas Turbine Optimization | 2037 | Economic | million_m3 | After Competition Groups | 7.325 | 0 | 0 | 2447.6094 | 0.0029927 | 20 | Industrial_2037_Economic_million_m3_After Competition Groups_20 | Gas Turbine Optimization | 0.2993% | 0 | 7.325 | Industrial_2037_Economic_million_m3_After Competition Groups_Gas Turbine Optimization
Industrial | Ind ¦ Ventilation Optimization (Gas) | 2037 | Economic | million_m3 | After Competition Groups | 4.7572 | 0 | 0 | 2447.6094 | 0.0019436 | 21 | Industrial_2037_Economic_million_m3_After Competition Groups_21 | Ventilation Optimization (Gas) | 0.1944% | 0 | 4.7572 | Industrial_2037_Economic_million_m3_After Competition Groups_Ventilation Optimization (Gas)
Industrial | Ind ¦ Solar Walls | 2037 | Economic | million_m3 | After Competition Groups | 4.7143 | 0 | 0 | 2447.6094 | 0.0019261 | 22 | Industrial_2037_Economic_million_m3_After Competition Groups_22 | Solar Walls | 0.1926% | 0 | 4.7143 | Industrial_2037_Economic_million_m3_After Competition Groups_Solar Walls
Industrial | Ind ¦ HE HVAC Units | 2037 | Economic | million_m3 | After Competition Groups | 1.3809 | 0 | 0 | 2447.6094 | 0.00056418 | 23 | Industrial_2037_Economic_million_m3_After Competition Groups_23 | HE HVAC Units | 0.05642% | 0 | 1.3809 | Industrial_2037_Economic_million_m3_After Competition Groups_HE HVAC Units
Industrial | Ind ¦ Process Heat Recovery (Gas) - HVAC | 2037 | Economic | million_m3 | After Competition Groups | 1.0137 | 0 | 0 | 2447.6094 | 0.00041418 | 24 | Industrial_2037_Economic_million_m3_After Competition Groups_24 | Process Heat Recovery (Gas) - HVAC | 0.04142% | 0 | 1.0137 | Industrial_2037_Economic_million_m3_After Competition Groups_Process Heat Recovery (Gas) - HVAC
Industrial | Ind ¦ Insulation - Steam - Direct | 2037 | Economic | million_m3 | After Competition Groups | 0.67583 | 0 | 0 | 2447.6094 | 0.00027612 | 25 | Industrial_2037_Economic_million_m3_After Competition Groups_25 | Insulation - Steam - Direct | 0.02761% | 0 | 0.67583 | Industrial_2037_Economic_million_m3_After Competition Groups_Insulation - Steam - Direct
Industrial | Ind ¦ Insulation - Steam - HVAC | 2037 | Economic | million_m3 | After Competition Groups | 0.14055 | 0 | 0 | 2447.6094 | 5.7423e-05 | 26 | Industrial_2037_Economic_million_m3_After Competition Groups_26 | Insulation - Steam - HVAC | 0.005742% | 0 | 0.14055 | Industrial_2037_Economic_million_m3_After Competition Groups_Insulation - Steam - HVAC
Industrial | Ind ¦ Process Heat Improvements | 2037 | SC A | million_m3 | After Competition Groups | 257.9778 | 5139617.4873 | 5.1396 | 909.5639 | 0.28363 | 1 | Industrial_2037_SC A_million_m3_After Competition Groups_1 | Process Heat Improvements | 28.36% | 5.1396 | 257.9778 | Industrial_2037_SC A_million_m3_After Competition Groups_Process Heat Improvements
Industrial | Ind ¦ Boiler Upgrade | 2037 | SC A | million_m3 | After Competition Groups | 205.9149 | 3609299.9972 | 3.6093 | 909.5639 | 0.22639 | 2 | Industrial_2037_SC A_million_m3_After Competition Groups_2 | Boiler Upgrade | 22.64% | 3.6093 | 205.9149 | Industrial_2037_SC A_million_m3_After Competition Groups_Boiler Upgrade
Industrial | Ind ¦ Recommissioning | 2037 | SC A | million_m3 | After Competition Groups | 125.2989 | 1358826.4774 | 1.3588 | 909.5639 | 0.13776 | 3 | Industrial_2037_SC A_million_m3_After Competition Groups_3 | Recommissioning | 13.78% | 1.3588 | 125.2989 | Industrial_2037_SC A_million_m3_After Competition Groups_Recommissioning
Industrial | Ind ¦ Improved Controls -Process Heating Gas | 2037 | SC A | million_m3 | After Competition Groups | 78.0285 | 1311787.6455 | 1.3118 | 909.5639 | 0.085787 | 4 | Industrial_2037_SC A_million_m3_After Competition Groups_4 | Improved Controls -Process Heating Gas | 8.579% | 1.3118 | 78.0285 | Industrial_2037_SC A_million_m3_After Competition Groups_Improved Controls -Process Heating Gas
Industrial | Ind ¦ Greenhouse Envelope Improvements | 2037 | SC A | million_m3 | After Competition Groups | 73.4983 | 334956.7047 | 0.33496 | 909.5639 | 0.080806 | 5 | Industrial_2037_SC A_million_m3_After Competition Groups_5 | Greenhouse Envelope Improvements | 8.081% | 0.33496 | 73.4983 | Industrial_2037_SC A_million_m3_After Competition Groups_Greenhouse Envelope Improvements
Industrial | Ind ¦ Process Heat Recovery (Gas) | 2037 | SC A | million_m3 | After Competition Groups | 50.7226 | 949599.2091 | 0.9496 | 909.5639 | 0.055766 | 6 | Industrial_2037_SC A_million_m3_After Competition Groups_6 | Process Heat Recovery (Gas) | 5.577% | 0.9496 | 50.7226 | Industrial_2037_SC A_million_m3_After Competition Groups_Process Heat Recovery (Gas)
Industrial | Ind ¦ Insulation - Steam | 2037 | SC A | million_m3 | After Competition Groups | 27.2114 | 535718.156 | 0.53572 | 909.5639 | 0.029917 | 7 | Industrial_2037_SC A_million_m3_After Competition Groups_7 | Insulation - Steam | 2.992% | 0.53572 | 27.2114 | Industrial_2037_SC A_million_m3_After Competition Groups_Insulation - Steam
Industrial | Ind ¦ Direct Contact Water Heaters | 2037 | SC A | million_m3 | After Competition Groups | 19.2074 | 0 | 0 | 909.5639 | 0.021117 | 8 | Industrial_2037_SC A_million_m3_After Competition Groups_8 | Direct Contact Water Heaters | 2.112% | 0 | 19.2074 | Industrial_2037_SC A_million_m3_After Competition Groups_Direct Contact Water Heaters
Industrial | Ind ¦ Insulation - Steam (AG) | 2037 | SC A | million_m3 | After Competition Groups | 13.8783 | 252073.2192 | 0.25207 | 909.5639 | 0.015258 | 9 | Industrial_2037_SC A_million_m3_After Competition Groups_9 | Insulation - Steam (AG) | 1.526% | 0.25207 | 13.8783 | Industrial_2037_SC A_million_m3_After Competition Groups_Insulation - Steam (AG)
Industrial | Ind ¦ High Efficiency Burners | 2037 | SC A | million_m3 | After Competition Groups | 10.8993 | 375469.7151 | 0.37547 | 909.5639 | 0.011983 | 10 | Industrial_2037_SC A_million_m3_After Competition Groups_10 | High Efficiency Burners | 1.198% | 0.37547 | 10.8993 | Industrial_2037_SC A_million_m3_After Competition Groups_High Efficiency Burners
Industrial | Ind ¦ High Efficiency HVAC Fans (Gas) | 2037 | SC A | million_m3 | After Competition Groups | 10.7615 | 189095.9943 | 0.1891 | 909.5639 | 0.011831 | 11 | Industrial_2037_SC A_million_m3_After Competition Groups_11 | High Efficiency HVAC Fans (Gas) | 1.183% | 0.1891 | 10.7615 | Industrial_2037_SC A_million_m3_After Competition Groups_High Efficiency HVAC Fans (Gas)
Industrial | Ind ¦ Steam Turbine Optimization | 2037 | SC A | million_m3 | After Competition Groups | 9.0141 | 60264.3173 | 0.060264 | 909.5639 | 0.0099104 | 12 | Industrial_2037_SC A_million_m3_After Competition Groups_12 | Steam Turbine Optimization | 0.991% | 0.060264 | 9.0141 | Industrial_2037_SC A_million_m3_After Competition Groups_Steam Turbine Optimization
Industrial | Ind ¦ Air Compressor Heat Recovery | 2037 | SC A | million_m3 | After Competition Groups | 6.7233 | 113373.4318 | 0.11337 | 909.5639 | 0.0073918 | 13 | Industrial_2037_SC A_million_m3_After Competition Groups_13 | Air Compressor Heat Recovery | 0.7392% | 0.11337 | 6.7233 | Industrial_2037_SC A_million_m3_After Competition Groups_Air Compressor Heat Recovery
Industrial | Ind ¦ Gas Turbine Optimization | 2037 | SC A | million_m3 | After Competition Groups | 6.7205 | 48272.4703 | 0.048272 | 909.5639 | 0.0073887 | 14 | Industrial_2037_SC A_million_m3_After Competition Groups_14 | Gas Turbine Optimization | 0.7389% | 0.048272 | 6.7205 | Industrial_2037_SC A_million_m3_After Competition Groups_Gas Turbine Optimization
Industrial | Ind ¦ Ventilation Optimization (Gas) | 2037 | SC A | million_m3 | After Competition Groups | 4.5938 | 0 | 0 | 909.5639 | 0.0050506 | 15 | Industrial_2037_SC A_million_m3_After Competition Groups_15 | Ventilation Optimization (Gas) | 0.5051% | 0 | 4.5938 | Industrial_2037_SC A_million_m3_After Competition Groups_Ventilation Optimization (Gas)
Industrial | Ind ¦ HE Stock Tank | 2037 | SC A | million_m3 | After Competition Groups | 4.495 | 92999.1379 | 0.092999 | 909.5639 | 0.004942 | 16 | Industrial_2037_SC A_million_m3_After Competition Groups_16 | HE Stock Tank | 0.4942% | 0.092999 | 4.495 | Industrial_2037_SC A_million_m3_After Competition Groups_HE Stock Tank
Industrial | Ind ¦ Process Optimization (Gas) | 2037 | SC A | million_m3 | After Competition Groups | 2.7808 | 75524.8093 | 0.075525 | 909.5639 | 0.0030573 | 17 | Industrial_2037_SC A_million_m3_After Competition Groups_17 | Process Optimization (Gas) | 0.3057% | 0.075525 | 2.7808 | Industrial_2037_SC A_million_m3_After Competition Groups_Process Optimization (Gas)
Industrial | Ind ¦ VAV Conversion Project (Gas) | 2037 | SC A | million_m3 | After Competition Groups | 0.59631 | 0 | 0 | 909.5639 | 0.0006556 | 18 | Industrial_2037_SC A_million_m3_After Competition Groups_18 | VAV Conversion Project (Gas) | 0.06556% | 0 | 0.59631 | Industrial_2037_SC A_million_m3_After Competition Groups_VAV Conversion Project (Gas)
Industrial | Ind ¦ Insulation - Steam - Direct | 2037 | SC A | million_m3 | After Competition Groups | 0.41611 | 8607.0238 | 0.008607 | 909.5639 | 0.00045748 | 19 | Industrial_2037_SC A_million_m3_After Competition Groups_19 | Insulation - Steam - Direct | 0.04575% | 0.008607 | 0.41611 | Industrial_2037_SC A_million_m3_After Competition Groups_Insulation - Steam - Direct
Industrial | Ind ¦ HE HVAC Controls | 2037 | SC A | million_m3 | After Competition Groups | 0.40722 | 0 | 0 | 909.5639 | 0.00044771 | 20 | Industrial_2037_SC A_million_m3_After Competition Groups_20 | HE HVAC Controls | 0.04477% | 0 | 0.40722 | Industrial_2037_SC A_million_m3_After Competition Groups_HE HVAC Controls
Industrial | Ind ¦ Process Heat Recovery (Gas) - HVAC | 2037 | SC A | million_m3 | After Competition Groups | 0.20733 | 4002.2225 | 0.0040022 | 909.5639 | 0.00022795 | 21 | Industrial_2037_SC A_million_m3_After Competition Groups_21 | Process Heat Recovery (Gas) - HVAC | 0.02279% | 0.0040022 | 0.20733 | Industrial_2037_SC A_million_m3_After Competition Groups_Process Heat Recovery (Gas) - HVAC
Industrial | Ind ¦ Insulation - Steam - HVAC | 2037 | SC A | million_m3 | After Competition Groups | 0.099263 | 1803.0704 | 0.0018031 | 909.5639 | 0.00010913 | 22 | Industrial_2037_SC A_million_m3_After Competition Groups_22 | Insulation - Steam - HVAC | 0.01091% | 0.0018031 | 0.099263 | Industrial_2037_SC A_million_m3_After Competition Groups_Insulation - Steam - HVAC
Industrial | Ind ¦ Steam Trap Repair | 2037 | SC A | million_m3 | After Competition Groups | 0.082861 | 0 | 0 | 909.5639 | 9.11e-05 | 23 | Industrial_2037_SC A_million_m3_After Competition Groups_23 | Steam Trap Repair | 0.00911% | 0 | 0.082861 | Industrial_2037_SC A_million_m3_After Competition Groups_Steam Trap Repair
Industrial | Ind ¦ HE HVAC Units | 2037 | SC A | million_m3 | After Competition Groups | 0.021487 | 0 | 0 | 909.5639 | 2.3624e-05 | 24 | Industrial_2037_SC A_million_m3_After Competition Groups_24 | HE HVAC Units | 0.002362% | 0 | 0.021487 | Industrial_2037_SC A_million_m3_After Competition Groups_HE HVAC Units
Industrial | Ind ¦ Solar Walls | 2037 | SC A | million_m3 | After Competition Groups | 0.0053913 | 0 | 0 | 909.5639 | 5.9273e-06 | 25 | Industrial_2037_SC A_million_m3_After Competition Groups_25 | Solar Walls | 0.0005927% | 0 | 0.0053913 | Industrial_2037_SC A_million_m3_After Competition Groups_Solar Walls
Industrial | Ind ¦ High Efficiency Furnaces | 2037 | SC A | million_m3 | After Competition Groups | 0.0015487 | 0 | 0 | 909.5639 | 1.7027e-06 | 26 | Industrial_2037_SC A_million_m3_After Competition Groups_26 | High Efficiency Furnaces | 0.0001703% | 0 | 0.0015487 | Industrial_2037_SC A_million_m3_After Competition Groups_High Efficiency Furnaces
Industrial | Ind ¦ Process Heat Improvements | 2037 | SC B | million_m3 | After Competition Groups | 673.8642 | 28059102.6994 | 28.0591 | 2058.4871 | 0.32736 | 1 | Industrial_2037_SC B_million_m3_After Competition Groups_1 | Process Heat Improvements | 32.74% | 28.0591 | 673.8642 | Industrial_2037_SC B_million_m3_After Competition Groups_Process Heat Improvements
Industrial | Ind ¦ Boiler Upgrade | 2037 | SC B | million_m3 | After Competition Groups | 302.0243 | 14625290.079 | 14.6253 | 2058.4871 | 0.14672 | 2 | Industrial_2037_SC B_million_m3_After Competition Groups_2 | Boiler Upgrade | 14.67% | 14.6253 | 302.0243 | Industrial_2037_SC B_million_m3_After Competition Groups_Boiler Upgrade
Industrial | Ind ¦ Process Heat Recovery (Gas) | 2037 | SC B | million_m3 | After Competition Groups | 289.02 | 7259589.0531 | 7.2596 | 2058.4871 | 0.1404 | 3 | Industrial_2037_SC B_million_m3_After Competition Groups_3 | Process Heat Recovery (Gas) | 14.04% | 7.2596 | 289.02 | Industrial_2037_SC B_million_m3_After Competition Groups_Process Heat Recovery (Gas)
Industrial | Ind ¦ Recommissioning | 2037 | SC B | million_m3 | After Competition Groups | 208.5811 | 1931721.7498 | 1.9317 | 2058.4871 | 0.10133 | 4 | Industrial_2037_SC B_million_m3_After Competition Groups_4 | Recommissioning | 10.13% | 1.9317 | 208.5811 | Industrial_2037_SC B_million_m3_After Competition Groups_Recommissioning
Industrial | Ind ¦ Improved Controls -Process Heating Gas | 2037 | SC B | million_m3 | After Competition Groups | 132.5333 | 1770820.8789 | 1.7708 | 2058.4871 | 0.064384 | 5 | Industrial_2037_SC B_million_m3_After Competition Groups_5 | Improved Controls -Process Heating Gas | 6.438% | 1.7708 | 132.5333 | Industrial_2037_SC B_million_m3_After Competition Groups_Improved Controls -Process Heating Gas
Industrial | Ind ¦ High Efficiency Burners | 2037 | SC B | million_m3 | After Competition Groups | 127.6561 | 8274098.4524 | 8.2741 | 2058.4871 | 0.062015 | 6 | Industrial_2037_SC B_million_m3_After Competition Groups_6 | High Efficiency Burners | 6.201% | 8.2741 | 127.6561 | Industrial_2037_SC B_million_m3_After Competition Groups_High Efficiency Burners
Industrial | Ind ¦ Greenhouse Envelope Improvements | 2037 | SC B | million_m3 | After Competition Groups | 83.1492 | 211586.1462 | 0.21159 | 2058.4871 | 0.040393 | 7 | Industrial_2037_SC B_million_m3_After Competition Groups_7 | Greenhouse Envelope Improvements | 4.039% | 0.21159 | 83.1492 | Industrial_2037_SC B_million_m3_After Competition Groups_Greenhouse Envelope Improvements
Industrial | Ind ¦ Insulation - Steam | 2037 | SC B | million_m3 | After Competition Groups | 39.9539 | 266675.8978 | 0.26668 | 2058.4871 | 0.019409 | 8 | Industrial_2037_SC B_million_m3_After Competition Groups_8 | Insulation - Steam | 1.941% | 0.26668 | 39.9539 | Industrial_2037_SC B_million_m3_After Competition Groups_Insulation - Steam
Industrial | Ind ¦ High Efficiency HVAC Fans (Gas) | 2037 | SC B | million_m3 | After Competition Groups | 36.6523 | 1734887.3188 | 1.7349 | 2058.4871 | 0.017805 | 9 | Industrial_2037_SC B_million_m3_After Competition Groups_9 | High Efficiency HVAC Fans (Gas) | 1.781% | 1.7349 | 36.6523 | Industrial_2037_SC B_million_m3_After Competition Groups_High Efficiency HVAC Fans (Gas)
Industrial | Ind ¦ VAV Conversion Project (Gas) | 2037 | SC B | million_m3 | After Competition Groups | 33.0588 | 1220824.498 | 1.2208 | 2058.4871 | 0.01606 | 10 | Industrial_2037_SC B_million_m3_After Competition Groups_10 | VAV Conversion Project (Gas) | 1.606% | 1.2208 | 33.0588 | Industrial_2037_SC B_million_m3_After Competition Groups_VAV Conversion Project (Gas)
Industrial | Ind ¦ Direct Contact Water Heaters | 2037 | SC B | million_m3 | After Competition Groups | 25.1278 | 0 | 0 | 2058.4871 | 0.012207 | 11 | Industrial_2037_SC B_million_m3_After Competition Groups_11 | Direct Contact Water Heaters | 1.221% | 0 | 25.1278 | Industrial_2037_SC B_million_m3_After Competition Groups_Direct Contact Water Heaters
Industrial | Ind ¦ HE HVAC Controls | 2037 | SC B | million_m3 | After Competition Groups | 22.9686 | 773122.3192 | 0.77312 | 2058.4871 | 0.011158 | 12 | Industrial_2037_SC B_million_m3_After Competition Groups_12 | HE HVAC Controls | 1.116% | 0.77312 | 22.9686 | Industrial_2037_SC B_million_m3_After Competition Groups_HE HVAC Controls
Industrial | Ind ¦ Insulation - Steam (AG) | 2037 | SC B | million_m3 | After Competition Groups | 19.1189 | 92442.0409 | 0.092442 | 2058.4871 | 0.0092878 | 13 | Industrial_2037_SC B_million_m3_After Competition Groups_13 | Insulation - Steam (AG) | 0.9288% | 0.092442 | 19.1189 | Industrial_2037_SC B_million_m3_After Competition Groups_Insulation - Steam (AG)
Industrial | Ind ¦ Air Compressor Heat Recovery | 2037 | SC B | million_m3 | After Competition Groups | 14.6901 | 221976.858 | 0.22198 | 2058.4871 | 0.0071364 | 14 | Industrial_2037_SC B_million_m3_After Competition Groups_14 | Air Compressor Heat Recovery | 0.7136% | 0.22198 | 14.6901 | Industrial_2037_SC B_million_m3_After Competition Groups_Air Compressor Heat Recovery
Industrial | Ind ¦ Steam Turbine Optimization | 2037 | SC B | million_m3 | After Competition Groups | 9.2268 | 205255.0482 | 0.20526 | 2058.4871 | 0.0044823 | 15 | Industrial_2037_SC B_million_m3_After Competition Groups_15 | Steam Turbine Optimization | 0.4482% | 0.20526 | 9.2268 | Industrial_2037_SC B_million_m3_After Competition Groups_Steam Turbine Optimization
Industrial | Ind ¦ High Efficiency Furnaces | 2037 | SC B | million_m3 | After Competition Groups | 7.3473 | 7617563.9396 | 7.6176 | 2058.4871 | 0.0035693 | 16 | Industrial_2037_SC B_million_m3_After Competition Groups_16 | High Efficiency Furnaces | 0.3569% | 7.6176 | 7.3473 | Industrial_2037_SC B_million_m3_After Competition Groups_High Efficiency Furnaces
Industrial | Ind ¦ HE Stock Tank | 2037 | SC B | million_m3 | After Competition Groups | 7.0183 | 110553.4791 | 0.11055 | 2058.4871 | 0.0034095 | 17 | Industrial_2037_SC B_million_m3_After Competition Groups_17 | HE Stock Tank | 0.3409% | 0.11055 | 7.0183 | Industrial_2037_SC B_million_m3_After Competition Groups_HE Stock Tank
Industrial | Ind ¦ Gas Turbine Optimization | 2037 | SC B | million_m3 | After Competition Groups | 6.9201 | 153941.2862 | 0.15394 | 2058.4871 | 0.0033617 | 18 | Industrial_2037_SC B_million_m3_After Competition Groups_18 | Gas Turbine Optimization | 0.3362% | 0.15394 | 6.9201 | Industrial_2037_SC B_million_m3_After Competition Groups_Gas Turbine Optimization
Industrial | Ind ¦ Steam Trap Repair | 2037 | SC B | million_m3 | After Competition Groups | 4.6565 | 3314352.2736 | 3.3144 | 2058.4871 | 0.0022621 | 19 | Industrial_2037_SC B_million_m3_After Competition Groups_19 | Steam Trap Repair | 0.2262% | 3.3144 | 4.6565 | Industrial_2037_SC B_million_m3_After Competition Groups_Steam Trap Repair
Industrial | Ind ¦ Ventilation Optimization (Gas) | 2037 | SC B | million_m3 | After Competition Groups | 4.5938 | 0 | 0 | 2058.4871 | 0.0022316 | 20 | Industrial_2037_SC B_million_m3_After Competition Groups_20 | Ventilation Optimization (Gas) | 0.2232% | 0 | 4.5938 | Industrial_2037_SC B_million_m3_After Competition Groups_Ventilation Optimization (Gas)
Industrial | Ind ¦ Solar Walls | 2037 | SC B | million_m3 | After Competition Groups | 4.4593 | 278891.9411 | 0.27889 | 2058.4871 | 0.0021663 | 21 | Industrial_2037_SC B_million_m3_After Competition Groups_21 | Solar Walls | 0.2166% | 0.27889 | 4.4593 | Industrial_2037_SC B_million_m3_After Competition Groups_Solar Walls
Industrial | Ind ¦ Process Optimization (Gas) | 2037 | SC B | million_m3 | After Competition Groups | 2.7808 | 169504.1856 | 0.1695 | 2058.4871 | 0.0013509 | 22 | Industrial_2037_SC B_million_m3_After Competition Groups_22 | Process Optimization (Gas) | 0.1351% | 0.1695 | 2.7808 | Industrial_2037_SC B_million_m3_After Competition Groups_Process Optimization (Gas)
Industrial | Ind ¦ HE HVAC Units | 2037 | SC B | million_m3 | After Competition Groups | 1.3231 | 54243.8192 | 0.054244 | 2058.4871 | 0.00064276 | 23 | Industrial_2037_SC B_million_m3_After Competition Groups_23 | HE HVAC Units | 0.06428% | 0.054244 | 1.3231 | Industrial_2037_SC B_million_m3_After Competition Groups_HE HVAC Units
Industrial | Ind ¦ Process Heat Recovery (Gas) - HVAC | 2037 | SC B | million_m3 | After Competition Groups | 0.98624 | 16463.9224 | 0.016464 | 2058.4871 | 0.00047911 | 24 | Industrial_2037_SC B_million_m3_After Competition Groups_24 | Process Heat Recovery (Gas) - HVAC | 0.04791% | 0.016464 | 0.98624 | Industrial_2037_SC B_million_m3_After Competition Groups_Process Heat Recovery (Gas) - HVAC
Industrial | Ind ¦ Insulation - Steam - Direct | 2037 | SC B | million_m3 | After Competition Groups | 0.63946 | 5156.3924 | 0.0051564 | 2058.4871 | 0.00031064 | 25 | Industrial_2037_SC B_million_m3_After Competition Groups_25 | Insulation - Steam - Direct | 0.03106% | 0.0051564 | 0.63946 | Industrial_2037_SC B_million_m3_After Competition Groups_Insulation - Steam - Direct
Industrial | Ind ¦ Insulation - Steam - HVAC | 2037 | SC B | million_m3 | After Competition Groups | 0.13674 | 661.1349 | 0.00066113 | 2058.4871 | 6.6426e-05 | 26 | Industrial_2037_SC B_million_m3_After Competition Groups_26 | Insulation - Steam - HVAC | 0.006643% | 0.00066113 | 0.13674 | Industrial_2037_SC B_million_m3_After Competition Groups_Insulation - Steam - HVAC
Industrial | Ind ¦ Process Heat Improvements | 2037 | SC C | million_m3 | After Competition Groups | 438.6852 | 43230928.1066 | 43.2309 | 1438.6592 | 0.30493 | 1 | Industrial_2037_SC C_million_m3_After Competition Groups_1 | Process Heat Improvements | 30.49% | 43.2309 | 438.6852 | Industrial_2037_SC C_million_m3_After Competition Groups_Process Heat Improvements
Industrial | Ind ¦ Boiler Upgrade | 2037 | SC C | million_m3 | After Competition Groups | 302.0243 | 11921424.4819 | 11.9214 | 1438.6592 | 0.20993 | 2 | Industrial_2037_SC C_million_m3_After Competition Groups_2 | Boiler Upgrade | 20.99% | 11.9214 | 302.0243 | Industrial_2037_SC C_million_m3_After Competition Groups_Boiler Upgrade
Industrial | Ind ¦ Process Heat Recovery (Gas) | 2037 | SC C | million_m3 | After Competition Groups | 193.4776 | 20295602.5142 | 20.2956 | 1438.6592 | 0.13448 | 3 | Industrial_2037_SC C_million_m3_After Competition Groups_3 | Process Heat Recovery (Gas) | 13.45% | 20.2956 | 193.4776 | Industrial_2037_SC C_million_m3_After Competition Groups_Process Heat Recovery (Gas)
Industrial | Ind ¦ Recommissioning | 2037 | SC C | million_m3 | After Competition Groups | 141.0436 | 5391336.5283 | 5.3913 | 1438.6592 | 0.098038 | 4 | Industrial_2037_SC C_million_m3_After Competition Groups_4 | Recommissioning | 9.804% | 5.3913 | 141.0436 | Industrial_2037_SC C_million_m3_After Competition Groups_Recommissioning
Industrial | Ind ¦ Improved Controls -Process Heating Gas | 2037 | SC C | million_m3 | After Competition Groups | 89.0497 | 5019177.8423 | 5.0192 | 1438.6592 | 0.061898 | 5 | Industrial_2037_SC C_million_m3_After Competition Groups_5 | Improved Controls -Process Heating Gas | 6.19% | 5.0192 | 89.0497 | Industrial_2037_SC C_million_m3_After Competition Groups_Improved Controls -Process Heating Gas
Industrial | Ind ¦ High Efficiency Burners | 2037 | SC C | million_m3 | After Competition Groups | 75.6074 | 9964053.1054 | 9.9641 | 1438.6592 | 0.052554 | 6 | Industrial_2037_SC C_million_m3_After Competition Groups_6 | High Efficiency Burners | 5.255% | 9.9641 | 75.6074 | Industrial_2037_SC C_million_m3_After Competition Groups_High Efficiency Burners
Industrial | Ind ¦ Greenhouse Envelope Improvements | 2037 | SC C | million_m3 | After Competition Groups | 73.4983 | 334956.7047 | 0.33496 | 1438.6592 | 0.051088 | 7 | Industrial_2037_SC C_million_m3_After Competition Groups_7 | Greenhouse Envelope Improvements | 5.109% | 0.33496 | 73.4983 | Industrial_2037_SC C_million_m3_After Competition Groups_Greenhouse Envelope Improvements
Industrial | Ind ¦ Insulation - Steam | 2037 | SC C | million_m3 | After Competition Groups | 27.4483 | 830807.1917 | 0.83081 | 1438.6592 | 0.019079 | 8 | Industrial_2037_SC C_million_m3_After Competition Groups_8 | Insulation - Steam | 1.908% | 0.83081 | 27.4483 | Industrial_2037_SC C_million_m3_After Competition Groups_Insulation - Steam
Industrial | Ind ¦ High Efficiency HVAC Fans (Gas) | 2037 | SC C | million_m3 | After Competition Groups | 21.1795 | 1654601.8544 | 1.6546 | 1438.6592 | 0.014722 | 9 | Industrial_2037_SC C_million_m3_After Competition Groups_9 | High Efficiency HVAC Fans (Gas) | 1.472% | 1.6546 | 21.1795 | Industrial_2037_SC C_million_m3_After Competition Groups_High Efficiency HVAC Fans (Gas)
Industrial | Ind ¦ Direct Contact Water Heaters | 2037 | SC C | million_m3 | After Competition Groups | 19.2074 | 0 | 0 | 1438.6592 | 0.013351 | 10 | Industrial_2037_SC C_million_m3_After Competition Groups_10 | Direct Contact Water Heaters | 1.335% | 0 | 19.2074 | Industrial_2037_SC C_million_m3_After Competition Groups_Direct Contact Water Heaters
Industrial | Ind ¦ Insulation - Steam (AG) | 2037 | SC C | million_m3 | After Competition Groups | 13.9903 | 389977.7337 | 0.38998 | 1438.6592 | 0.0097245 | 11 | Industrial_2037_SC C_million_m3_After Competition Groups_11 | Insulation - Steam (AG) | 0.9725% | 0.38998 | 13.9903 | Industrial_2037_SC C_million_m3_After Competition Groups_Insulation - Steam (AG)
Industrial | Ind ¦ Air Compressor Heat Recovery | 2037 | SC C | million_m3 | After Competition Groups | 10.216 | 727850.9145 | 0.72785 | 1438.6592 | 0.007101 | 12 | Industrial_2037_SC C_million_m3_After Competition Groups_12 | Air Compressor Heat Recovery | 0.7101% | 0.72785 | 10.216 | Industrial_2037_SC C_million_m3_After Competition Groups_Air Compressor Heat Recovery
Industrial | Ind ¦ Steam Turbine Optimization | 2037 | SC C | million_m3 | After Competition Groups | 9.2268 | 205275.5758 | 0.20528 | 1438.6592 | 0.0064135 | 13 | Industrial_2037_SC C_million_m3_After Competition Groups_13 | Steam Turbine Optimization | 0.6413% | 0.20528 | 9.2268 | Industrial_2037_SC C_million_m3_After Competition Groups_Steam Turbine Optimization
Industrial | Ind ¦ Gas Turbine Optimization | 2037 | SC C | million_m3 | After Competition Groups | 6.9201 | 152369.1718 | 0.15237 | 1438.6592 | 0.0048101 | 14 | Industrial_2037_SC C_million_m3_After Competition Groups_14 | Gas Turbine Optimization | 0.481% | 0.15237 | 6.9201 | Industrial_2037_SC C_million_m3_After Competition Groups_Gas Turbine Optimization
Industrial | Ind ¦ Ventilation Optimization (Gas) | 2037 | SC C | million_m3 | After Competition Groups | 4.5938 | 0 | 0 | 1438.6592 | 0.0031931 | 15 | Industrial_2037_SC C_million_m3_After Competition Groups_15 | Ventilation Optimization (Gas) | 0.3193% | 0 | 4.5938 | Industrial_2037_SC C_million_m3_After Competition Groups_Ventilation Optimization (Gas)
Industrial | Ind ¦ HE Stock Tank | 2037 | SC C | million_m3 | After Competition Groups | 4.576 | 170443.811 | 0.17044 | 1438.6592 | 0.0031808 | 16 | Industrial_2037_SC C_million_m3_After Competition Groups_16 | HE Stock Tank | 0.3181% | 0.17044 | 4.576 | Industrial_2037_SC C_million_m3_After Competition Groups_HE Stock Tank
Industrial | Ind ¦ Process Optimization (Gas) | 2037 | SC C | million_m3 | After Competition Groups | 2.7808 | 169521.1377 | 0.16952 | 1438.6592 | 0.0019329 | 17 | Industrial_2037_SC C_million_m3_After Competition Groups_17 | Process Optimization (Gas) | 0.1933% | 0.16952 | 2.7808 | Industrial_2037_SC C_million_m3_After Competition Groups_Process Optimization (Gas)
Industrial | Ind ¦ VAV Conversion Project (Gas) | 2037 | SC C | million_m3 | After Competition Groups | 2.4215 | 263427.2004 | 0.26343 | 1438.6592 | 0.0016831 | 18 | Industrial_2037_SC C_million_m3_After Competition Groups_18 | VAV Conversion Project (Gas) | 0.1683% | 0.26343 | 2.4215 | Industrial_2037_SC C_million_m3_After Competition Groups_VAV Conversion Project (Gas)
Industrial | Ind ¦ HE HVAC Controls | 2037 | SC C | million_m3 | After Competition Groups | 1.2112 | 106302.3908 | 0.1063 | 1438.6592 | 0.00084193 | 19 | Industrial_2037_SC C_million_m3_After Competition Groups_19 | HE HVAC Controls | 0.08419% | 0.1063 | 1.2112 | Industrial_2037_SC C_million_m3_After Competition Groups_HE HVAC Controls
Industrial | Ind ¦ Process Heat Recovery (Gas) - HVAC | 2037 | SC C | million_m3 | After Competition Groups | 0.71724 | 68025.2071 | 0.068025 | 1438.6592 | 0.00049855 | 20 | Industrial_2037_SC C_million_m3_After Competition Groups_20 | Process Heat Recovery (Gas) - HVAC | 0.04986% | 0.068025 | 0.71724 | Industrial_2037_SC C_million_m3_After Competition Groups_Process Heat Recovery (Gas) - HVAC
Industrial | Ind ¦ Insulation - Steam - Direct | 2037 | SC C | million_m3 | After Competition Groups | 0.41984 | 13363.2972 | 0.013363 | 1438.6592 | 0.00029183 | 21 | Industrial_2037_SC C_million_m3_After Competition Groups_21 | Insulation - Steam - Direct | 0.02918% | 0.013363 | 0.41984 | Industrial_2037_SC C_million_m3_After Competition Groups_Insulation - Steam - Direct
Industrial | Ind ¦ Steam Trap Repair | 2037 | SC C | million_m3 | After Competition Groups | 0.16479 | 30226.013 | 0.030226 | 1438.6592 | 0.00011455 | 22 | Industrial_2037_SC C_million_m3_After Competition Groups_22 | Steam Trap Repair | 0.01145% | 0.030226 | 0.16479 | Industrial_2037_SC C_million_m3_After Competition Groups_Steam Trap Repair
Industrial | Ind ¦ Insulation - Steam - HVAC | 2037 | SC C | million_m3 | After Competition Groups | 0.10006 | 2789.077 | 0.0027891 | 1438.6592 | 6.9549e-05 | 23 | Industrial_2037_SC C_million_m3_After Competition Groups_23 | Insulation - Steam - HVAC | 0.006955% | 0.0027891 | 0.10006 | Industrial_2037_SC C_million_m3_After Competition Groups_Insulation - Steam - HVAC
Industrial | Ind ¦ HE HVAC Units | 2037 | SC C | million_m3 | After Competition Groups | 0.06338 | 5501.8563 | 0.0055019 | 1438.6592 | 4.4055e-05 | 24 | Industrial_2037_SC C_million_m3_After Competition Groups_24 | HE HVAC Units | 0.004406% | 0.0055019 | 0.06338 | Industrial_2037_SC C_million_m3_After Competition Groups_HE HVAC Units
Industrial | Ind ¦ Solar Walls | 2037 | SC C | million_m3 | After Competition Groups | 0.024732 | 2318.3511 | 0.0023184 | 1438.6592 | 1.7191e-05 | 25 | Industrial_2037_SC C_million_m3_After Competition Groups_25 | Solar Walls | 0.001719% | 0.0023184 | 0.024732 | Industrial_2037_SC C_million_m3_After Competition Groups_Solar Walls
Industrial | Ind ¦ High Efficiency Furnaces | 2037 | SC C | million_m3 | After Competition Groups | 0.011364 | 2892.2074 | 0.0028922 | 1438.6592 | 7.8989e-06 | 26 | Industrial_2037_SC C_million_m3_After Competition Groups_26 | High Efficiency Furnaces | 0.0007899% | 0.0028922 | 0.011364 | Industrial_2037_SC C_million_m3_After Competition Groups_High Efficiency Furnaces
Industrial | Ind ¦ Process Heat Improvements | 2037 | Technical | million_m3 | After Competition Groups | 893.1483 | 0 | 0 | 2550.0615 | 0.35025 | 1 | Industrial_2037_Technical_million_m3_After Competition Groups_1 | Process Heat Improvements | 35.02% | 0 | 893.1483 | Industrial_2037_Technical_million_m3_After Competition Groups_Process Heat Improvements
Industrial | Ind ¦ Boiler Upgrade | 2037 | Technical | million_m3 | After Competition Groups | 345.0499 | 0 | 0 | 2550.0615 | 0.13531 | 2 | Industrial_2037_Technical_million_m3_After Competition Groups_2 | Boiler Upgrade | 13.53% | 0 | 345.0499 | Industrial_2037_Technical_million_m3_After Competition Groups_Boiler Upgrade
Industrial | Ind ¦ Process Heat Recovery (Gas) | 2037 | Technical | million_m3 | After Competition Groups | 303.3321 | 0 | 0 | 2550.0615 | 0.11895 | 3 | Industrial_2037_Technical_million_m3_After Competition Groups_3 | Process Heat Recovery (Gas) | 11.9% | 0 | 303.3321 | Industrial_2037_Technical_million_m3_After Competition Groups_Process Heat Recovery (Gas)
Industrial | Ind ¦ Recommissioning | 2037 | Technical | million_m3 | After Competition Groups | 218.3228 | 0 | 0 | 2550.0615 | 0.085615 | 4 | Industrial_2037_Technical_million_m3_After Competition Groups_4 | Recommissioning | 8.561% | 0 | 218.3228 | Industrial_2037_Technical_million_m3_After Competition Groups_Recommissioning
Industrial | Ind ¦ High Efficiency Burners | 2037 | Technical | million_m3 | After Competition Groups | 168.5619 | 0 | 0 | 2550.0615 | 0.066101 | 5 | Industrial_2037_Technical_million_m3_After Competition Groups_5 | High Efficiency Burners | 6.61% | 0 | 168.5619 | Industrial_2037_Technical_million_m3_After Competition Groups_High Efficiency Burners
Industrial | Ind ¦ Improved Controls -Process Heating Gas | 2037 | Technical | million_m3 | After Competition Groups | 139.1832 | 0 | 0 | 2550.0615 | 0.05458 | 6 | Industrial_2037_Technical_million_m3_After Competition Groups_6 | Improved Controls -Process Heating Gas | 5.458% | 0 | 139.1832 | Industrial_2037_Technical_million_m3_After Competition Groups_Improved Controls -Process Heating Gas
Industrial | Ind ¦ Greenhouse Envelope Improvements | 2037 | Technical | million_m3 | After Competition Groups | 93.7592 | 0 | 0 | 2550.0615 | 0.036767 | 7 | Industrial_2037_Technical_million_m3_After Competition Groups_7 | Greenhouse Envelope Improvements | 3.677% | 0 | 93.7592 | Industrial_2037_Technical_million_m3_After Competition Groups_Greenhouse Envelope Improvements
Industrial | Ind ¦ Boiler Tune Up | 2037 | Technical | million_m3 | After Competition Groups | 43.2632 | 0 | 0 | 2550.0615 | 0.016966 | 8 | Industrial_2037_Technical_million_m3_After Competition Groups_8 | Boiler Tune Up | 1.697% | 0 | 43.2632 | Industrial_2037_Technical_million_m3_After Competition Groups_Boiler Tune Up
Industrial | Ind ¦ High Efficiency HVAC Fans (Gas) | 2037 | Technical | million_m3 | After Competition Groups | 42.321 | 0 | 0 | 2550.0615 | 0.016596 | 9 | Industrial_2037_Technical_million_m3_After Competition Groups_9 | High Efficiency HVAC Fans (Gas) | 1.66% | 0 | 42.321 | Industrial_2037_Technical_million_m3_After Competition Groups_High Efficiency HVAC Fans (Gas)
Industrial | Ind ¦ Insulation - Steam | 2037 | Technical | million_m3 | After Competition Groups | 41.7031 | 0 | 0 | 2550.0615 | 0.016354 | 10 | Industrial_2037_Technical_million_m3_After Competition Groups_10 | Insulation - Steam | 1.635% | 0 | 41.7031 | Industrial_2037_Technical_million_m3_After Competition Groups_Insulation - Steam
Industrial | Ind ¦ VAV Conversion Project (Gas) | 2037 | Technical | million_m3 | After Competition Groups | 34.9494 | 0 | 0 | 2550.0615 | 0.013705 | 11 | Industrial_2037_Technical_million_m3_After Competition Groups_11 | VAV Conversion Project (Gas) | 1.371% | 0 | 34.9494 | Industrial_2037_Technical_million_m3_After Competition Groups_VAV Conversion Project (Gas)
Industrial | Ind ¦ Direct Contact Water Heaters | 2037 | Technical | million_m3 | After Competition Groups | 30.2009 | 0 | 0 | 2550.0615 | 0.011843 | 12 | Industrial_2037_Technical_million_m3_After Competition Groups_12 | Direct Contact Water Heaters | 1.184% | 0 | 30.2009 | Industrial_2037_Technical_million_m3_After Competition Groups_Direct Contact Water Heaters
Industrial | Ind ¦ Steam Leak Repairs | 2037 | Technical | million_m3 | After Competition Groups | 26.2976 | 0 | 0 | 2550.0615 | 0.010313 | 13 | Industrial_2037_Technical_million_m3_After Competition Groups_13 | Steam Leak Repairs | 1.031% | 0 | 26.2976 | Industrial_2037_Technical_million_m3_After Competition Groups_Steam Leak Repairs
Industrial | Ind ¦ HE HVAC Controls | 2037 | Technical | million_m3 | After Competition Groups | 23.7319 | 0 | 0 | 2550.0615 | 0.0093064 | 14 | Industrial_2037_Technical_million_m3_After Competition Groups_14 | HE HVAC Controls | 0.9306% | 0 | 23.7319 | Industrial_2037_Technical_million_m3_After Competition Groups_HE HVAC Controls
Industrial | Ind ¦ Loading Dock Seals | 2037 | Technical | million_m3 | After Competition Groups | 23.7319 | 0 | 0 | 2550.0615 | 0.0093064 | 15 | Industrial_2037_Technical_million_m3_After Competition Groups_15 | Loading Dock Seals | 0.9306% | 0 | 23.7319 | Industrial_2037_Technical_million_m3_After Competition Groups_Loading Dock Seals
Industrial | Ind ¦ Steam Trap Repair | 2037 | Technical | million_m3 | After Competition Groups | 19.9615 | 0 | 0 | 2550.0615 | 0.0078279 | 16 | Industrial_2037_Technical_million_m3_After Competition Groups_16 | Steam Trap Repair | 0.7828% | 0 | 19.9615 | Industrial_2037_Technical_million_m3_After Competition Groups_Steam Trap Repair
Industrial | Ind ¦ High Efficiency Furnaces | 2037 | Technical | million_m3 | After Competition Groups | 19.4035 | 0 | 0 | 2550.0615 | 0.007609 | 17 | Industrial_2037_Technical_million_m3_After Competition Groups_17 | High Efficiency Furnaces | 0.7609% | 0 | 19.4035 | Industrial_2037_Technical_million_m3_After Competition Groups_High Efficiency Furnaces
Industrial | Ind ¦ Insulation - Steam (AG) | 2037 | Technical | million_m3 | After Competition Groups | 17.5585 | 0 | 0 | 2550.0615 | 0.0068855 | 18 | Industrial_2037_Technical_million_m3_After Competition Groups_18 | Insulation - Steam (AG) | 0.6886% | 0 | 17.5585 | Industrial_2037_Technical_million_m3_After Competition Groups_Insulation - Steam (AG)
Industrial | Ind ¦ Air Compressor Heat Recovery | 2037 | Technical | million_m3 | After Competition Groups | 15.2876 | 0 | 0 | 2550.0615 | 0.005995 | 19 | Industrial_2037_Technical_million_m3_After Competition Groups_19 | Air Compressor Heat Recovery | 0.5995% | 0 | 15.2876 | Industrial_2037_Technical_million_m3_After Competition Groups_Air Compressor Heat Recovery
Industrial | Ind ¦ Steam Turbine Optimization | 2037 | Technical | million_m3 | After Competition Groups | 9.7667 | 0 | 0 | 2550.0615 | 0.00383 | 20 | Industrial_2037_Technical_million_m3_After Competition Groups_20 | Steam Turbine Optimization | 0.383% | 0 | 9.7667 | Industrial_2037_Technical_million_m3_After Competition Groups_Steam Turbine Optimization
Industrial | Ind ¦ HE Stock Tank | 2037 | Technical | million_m3 | After Competition Groups | 9.2617 | 0 | 0 | 2550.0615 | 0.003632 | 21 | Industrial_2037_Technical_million_m3_After Competition Groups_21 | HE Stock Tank | 0.3632% | 0 | 9.2617 | Industrial_2037_Technical_million_m3_After Competition Groups_HE Stock Tank
Industrial | Ind ¦ Process Optimization (Gas) | 2037 | Technical | million_m3 | After Competition Groups | 8.9846 | 0 | 0 | 2550.0615 | 0.0035233 | 22 | Industrial_2037_Technical_million_m3_After Competition Groups_22 | Process Optimization (Gas) | 0.3523% | 0 | 8.9846 | Industrial_2037_Technical_million_m3_After Competition Groups_Process Optimization (Gas)
Industrial | Ind ¦ Gas Turbine Optimization | 2037 | Technical | million_m3 | After Competition Groups | 7.325 | 0 | 0 | 2550.0615 | 0.0028725 | 23 | Industrial_2037_Technical_million_m3_After Competition Groups_23 | Gas Turbine Optimization | 0.2872% | 0 | 7.325 | Industrial_2037_Technical_million_m3_After Competition Groups_Gas Turbine Optimization
Industrial | Ind ¦ Ventilation Optimization (Gas) | 2037 | Technical | million_m3 | After Competition Groups | 4.7572 | 0 | 0 | 2550.0615 | 0.0018655 | 24 | Industrial_2037_Technical_million_m3_After Competition Groups_24 | Ventilation Optimization (Gas) | 0.1866% | 0 | 4.7572 | Industrial_2037_Technical_million_m3_After Competition Groups_Ventilation Optimization (Gas)
Industrial | Ind ¦ Solar Walls | 2037 | Technical | million_m3 | After Competition Groups | 4.7143 | 0 | 0 | 2550.0615 | 0.0018487 | 25 | Industrial_2037_Technical_million_m3_After Competition Groups_25 | Solar Walls | 0.1849% | 0 | 4.7143 | Industrial_2037_Technical_million_m3_After Competition Groups_Solar Walls
Industrial | Ind ¦ HE HVAC Units | 2037 | Technical | million_m3 | After Competition Groups | 2.0497 | 0 | 0 | 2550.0615 | 0.00080379 | 26 | Industrial_2037_Technical_million_m3_After Competition Groups_26 | HE HVAC Units | 0.08038% | 0 | 2.0497 | Industrial_2037_Technical_million_m3_After Competition Groups_HE HVAC Units
Industrial | Ind ¦ Boiler Tune Up - Direct | 2037 | Technical | million_m3 | After Competition Groups | 1.4767 | 0 | 0 | 2550.0615 | 0.0005791 | 27 | Industrial_2037_Technical_million_m3_After Competition Groups_27 | Boiler Tune Up - Direct | 0.05791% | 0 | 1.4767 | Industrial_2037_Technical_million_m3_After Competition Groups_Boiler Tune Up - Direct
Industrial | Ind ¦ Process Heat Recovery (Gas) - HVAC | 2037 | Technical | million_m3 | After Competition Groups | 1.0137 | 0 | 0 | 2550.0615 | 0.00039754 | 28 | Industrial_2037_Technical_million_m3_After Competition Groups_28 | Process Heat Recovery (Gas) - HVAC | 0.03975% | 0 | 1.0137 | Industrial_2037_Technical_million_m3_After Competition Groups_Process Heat Recovery (Gas) - HVAC
Industrial | Ind ¦ Insulation - Steam - Direct | 2037 | Technical | million_m3 | After Competition Groups | 0.67583 | 0 | 0 | 2550.0615 | 0.00026503 | 29 | Industrial_2037_Technical_million_m3_After Competition Groups_29 | Insulation - Steam - Direct | 0.0265% | 0 | 0.67583 | Industrial_2037_Technical_million_m3_After Competition Groups_Insulation - Steam - Direct
Industrial | Ind ¦ Insulation - Steam - HVAC | 2037 | Technical | million_m3 | After Competition Groups | 0.14055 | 0 | 0 | 2550.0615 | 5.5116e-05 | 30 | Industrial_2037_Technical_million_m3_After Competition Groups_30 | Insulation - Steam - HVAC | 0.005512% | 0 | 0.14055 | Industrial_2037_Technical_million_m3_After Competition Groups_Insulation - Steam - HVAC
Industrial | Ind ¦ Boiler Tune Up - HVAC | 2037 | Technical | million_m3 | After Competition Groups | 0.12778 | 0 | 0 | 2550.0615 | 5.0108e-05 | 31 | Industrial_2037_Technical_million_m3_After Competition Groups_31 | Boiler Tune Up - HVAC | 0.005011% | 0 | 0.12778 | Industrial_2037_Technical_million_m3_After Competition Groups_Boiler Tune Up - HVAC
Industrial | Ind ¦ Process Heat Improvements | 2038 | Economic | million_m3 | After Competition Groups | 904.8873 | 0 | 0 | 2469.5946 | 0.36641 | 1 | Industrial_2038_Economic_million_m3_After Competition Groups_1 | Process Heat Improvements | 36.64% | 0 | 904.8873 | Industrial_2038_Economic_million_m3_After Competition Groups_Process Heat Improvements
Industrial | Ind ¦ Boiler Upgrade | 2038 | Economic | million_m3 | After Competition Groups | 350.2875 | 0 | 0 | 2469.5946 | 0.14184 | 2 | Industrial_2038_Economic_million_m3_After Competition Groups_2 | Boiler Upgrade | 14.18% | 0 | 350.2875 | Industrial_2038_Economic_million_m3_After Competition Groups_Boiler Upgrade
Industrial | Ind ¦ Process Heat Recovery (Gas) | 2038 | Economic | million_m3 | After Competition Groups | 303.3321 | 0 | 0 | 2469.5946 | 0.12283 | 3 | Industrial_2038_Economic_million_m3_After Competition Groups_3 | Process Heat Recovery (Gas) | 12.28% | 0 | 303.3321 | Industrial_2038_Economic_million_m3_After Competition Groups_Process Heat Recovery (Gas)
Industrial | Ind ¦ Recommissioning | 2038 | Economic | million_m3 | After Competition Groups | 218.3228 | 0 | 0 | 2469.5946 | 0.088404 | 4 | Industrial_2038_Economic_million_m3_After Competition Groups_4 | Recommissioning | 8.84% | 0 | 218.3228 | Industrial_2038_Economic_million_m3_After Competition Groups_Recommissioning
Industrial | Ind ¦ High Efficiency Burners | 2038 | Economic | million_m3 | After Competition Groups | 170.7774 | 0 | 0 | 2469.5946 | 0.069152 | 5 | Industrial_2038_Economic_million_m3_After Competition Groups_5 | High Efficiency Burners | 6.915% | 0 | 170.7774 | Industrial_2038_Economic_million_m3_After Competition Groups_High Efficiency Burners
Industrial | Ind ¦ Improved Controls -Process Heating Gas | 2038 | Economic | million_m3 | After Competition Groups | 139.1832 | 0 | 0 | 2469.5946 | 0.056359 | 6 | Industrial_2038_Economic_million_m3_After Competition Groups_6 | Improved Controls -Process Heating Gas | 5.636% | 0 | 139.1832 | Industrial_2038_Economic_million_m3_After Competition Groups_Improved Controls -Process Heating Gas
Industrial | Ind ¦ Greenhouse Envelope Improvements | 2038 | Economic | million_m3 | After Competition Groups | 95.3392 | 0 | 0 | 2469.5946 | 0.038605 | 7 | Industrial_2038_Economic_million_m3_After Competition Groups_7 | Greenhouse Envelope Improvements | 3.861% | 0 | 95.3392 | Industrial_2038_Economic_million_m3_After Competition Groups_Greenhouse Envelope Improvements
Industrial | Ind ¦ High Efficiency HVAC Fans (Gas) | 2038 | Economic | million_m3 | After Competition Groups | 42.773 | 0 | 0 | 2469.5946 | 0.01732 | 8 | Industrial_2038_Economic_million_m3_After Competition Groups_8 | High Efficiency HVAC Fans (Gas) | 1.732% | 0 | 42.773 | Industrial_2038_Economic_million_m3_After Competition Groups_High Efficiency HVAC Fans (Gas)
Industrial | Ind ¦ Insulation - Steam | 2038 | Economic | million_m3 | After Competition Groups | 41.7031 | 0 | 0 | 2469.5946 | 0.016887 | 9 | Industrial_2038_Economic_million_m3_After Competition Groups_9 | Insulation - Steam | 1.689% | 0 | 41.7031 | Industrial_2038_Economic_million_m3_After Competition Groups_Insulation - Steam
Industrial | Ind ¦ VAV Conversion Project (Gas) | 2038 | Economic | million_m3 | After Competition Groups | 34.9647 | 0 | 0 | 2469.5946 | 0.014158 | 10 | Industrial_2038_Economic_million_m3_After Competition Groups_10 | VAV Conversion Project (Gas) | 1.416% | 0 | 34.9647 | Industrial_2038_Economic_million_m3_After Competition Groups_VAV Conversion Project (Gas)
Industrial | Ind ¦ Direct Contact Water Heaters | 2038 | Economic | million_m3 | After Competition Groups | 30.6258 | 0 | 0 | 2469.5946 | 0.012401 | 11 | Industrial_2038_Economic_million_m3_After Competition Groups_11 | Direct Contact Water Heaters | 1.24% | 0 | 30.6258 | Industrial_2038_Economic_million_m3_After Competition Groups_Direct Contact Water Heaters
Industrial | Ind ¦ HE HVAC Controls | 2038 | Economic | million_m3 | After Competition Groups | 23.7319 | 0 | 0 | 2469.5946 | 0.0096096 | 12 | Industrial_2038_Economic_million_m3_After Competition Groups_12 | HE HVAC Controls | 0.961% | 0 | 23.7319 | Industrial_2038_Economic_million_m3_After Competition Groups_HE HVAC Controls
Industrial | Ind ¦ Steam Trap Repair | 2038 | Economic | million_m3 | After Competition Groups | 19.9615 | 0 | 0 | 2469.5946 | 0.0080829 | 13 | Industrial_2038_Economic_million_m3_After Competition Groups_13 | Steam Trap Repair | 0.8083% | 0 | 19.9615 | Industrial_2038_Economic_million_m3_After Competition Groups_Steam Trap Repair
Industrial | Ind ¦ Insulation - Steam (AG) | 2038 | Economic | million_m3 | After Competition Groups | 17.5094 | 0 | 0 | 2469.5946 | 0.00709 | 14 | Industrial_2038_Economic_million_m3_After Competition Groups_14 | Insulation - Steam (AG) | 0.709% | 0 | 17.5094 | Industrial_2038_Economic_million_m3_After Competition Groups_Insulation - Steam (AG)
Industrial | Ind ¦ Air Compressor Heat Recovery | 2038 | Economic | million_m3 | After Competition Groups | 15.2876 | 0 | 0 | 2469.5946 | 0.0061903 | 15 | Industrial_2038_Economic_million_m3_After Competition Groups_15 | Air Compressor Heat Recovery | 0.619% | 0 | 15.2876 | Industrial_2038_Economic_million_m3_After Competition Groups_Air Compressor Heat Recovery
Industrial | Ind ¦ High Efficiency Furnaces | 2038 | Economic | million_m3 | After Competition Groups | 12.7725 | 0 | 0 | 2469.5946 | 0.0051719 | 16 | Industrial_2038_Economic_million_m3_After Competition Groups_16 | High Efficiency Furnaces | 0.5172% | 0 | 12.7725 | Industrial_2038_Economic_million_m3_After Competition Groups_High Efficiency Furnaces
Industrial | Ind ¦ Steam Turbine Optimization | 2038 | Economic | million_m3 | After Competition Groups | 9.7678 | 0 | 0 | 2469.5946 | 0.0039552 | 17 | Industrial_2038_Economic_million_m3_After Competition Groups_17 | Steam Turbine Optimization | 0.3955% | 0 | 9.7678 | Industrial_2038_Economic_million_m3_After Competition Groups_Steam Turbine Optimization
Industrial | Ind ¦ HE Stock Tank | 2038 | Economic | million_m3 | After Competition Groups | 9.3726 | 0 | 0 | 2469.5946 | 0.0037952 | 18 | Industrial_2038_Economic_million_m3_After Competition Groups_18 | HE Stock Tank | 0.3795% | 0 | 9.3726 | Industrial_2038_Economic_million_m3_After Competition Groups_HE Stock Tank
Industrial | Ind ¦ Process Optimization (Gas) | 2038 | Economic | million_m3 | After Competition Groups | 8.9846 | 0 | 0 | 2469.5946 | 0.0036381 | 19 | Industrial_2038_Economic_million_m3_After Competition Groups_19 | Process Optimization (Gas) | 0.3638% | 0 | 8.9846 | Industrial_2038_Economic_million_m3_After Competition Groups_Process Optimization (Gas)
Industrial | Ind ¦ Gas Turbine Optimization | 2038 | Economic | million_m3 | After Competition Groups | 7.3259 | 0 | 0 | 2469.5946 | 0.0029664 | 20 | Industrial_2038_Economic_million_m3_After Competition Groups_20 | Gas Turbine Optimization | 0.2966% | 0 | 7.3259 | Industrial_2038_Economic_million_m3_After Competition Groups_Gas Turbine Optimization
Industrial | Ind ¦ Ventilation Optimization (Gas) | 2038 | Economic | million_m3 | After Competition Groups | 4.7572 | 0 | 0 | 2469.5946 | 0.0019263 | 21 | Industrial_2038_Economic_million_m3_After Competition Groups_21 | Ventilation Optimization (Gas) | 0.1926% | 0 | 4.7572 | Industrial_2038_Economic_million_m3_After Competition Groups_Ventilation Optimization (Gas)
Industrial | Ind ¦ Solar Walls | 2038 | Economic | million_m3 | After Competition Groups | 4.7164 | 0 | 0 | 2469.5946 | 0.0019098 | 22 | Industrial_2038_Economic_million_m3_After Competition Groups_22 | Solar Walls | 0.191% | 0 | 4.7164 | Industrial_2038_Economic_million_m3_After Competition Groups_Solar Walls
Industrial | Ind ¦ HE HVAC Units | 2038 | Economic | million_m3 | After Competition Groups | 1.3809 | 0 | 0 | 2469.5946 | 0.00055916 | 23 | Industrial_2038_Economic_million_m3_After Competition Groups_23 | HE HVAC Units | 0.05592% | 0 | 1.3809 | Industrial_2038_Economic_million_m3_After Competition Groups_HE HVAC Units
Industrial | Ind ¦ Process Heat Recovery (Gas) - HVAC | 2038 | Economic | million_m3 | After Competition Groups | 1.0137 | 0 | 0 | 2469.5946 | 0.00041049 | 24 | Industrial_2038_Economic_million_m3_After Competition Groups_24 | Process Heat Recovery (Gas) - HVAC | 0.04105% | 0 | 1.0137 | Industrial_2038_Economic_million_m3_After Competition Groups_Process Heat Recovery (Gas) - HVAC
Industrial | Ind ¦ Insulation - Steam - Direct | 2038 | Economic | million_m3 | After Competition Groups | 0.67583 | 0 | 0 | 2469.5946 | 0.00027366 | 25 | Industrial_2038_Economic_million_m3_After Competition Groups_25 | Insulation - Steam - Direct | 0.02737% | 0 | 0.67583 | Industrial_2038_Economic_million_m3_After Competition Groups_Insulation - Steam - Direct
Industrial | Ind ¦ Insulation - Steam - HVAC | 2038 | Economic | million_m3 | After Competition Groups | 0.14055 | 0 | 0 | 2469.5946 | 5.6911e-05 | 26 | Industrial_2038_Economic_million_m3_After Competition Groups_26 | Insulation - Steam - HVAC | 0.005691% | 0 | 0.14055 | Industrial_2038_Economic_million_m3_After Competition Groups_Insulation - Steam - HVAC
Industrial | Ind ¦ Process Heat Improvements | 2038 | SC A | million_m3 | After Competition Groups | 273.88 | 5299275.0836 | 5.2993 | 955.813 | 0.28654 | 1 | Industrial_2038_SC A_million_m3_After Competition Groups_1 | Process Heat Improvements | 28.65% | 5.2993 | 273.88 | Industrial_2038_SC A_million_m3_After Competition Groups_Process Heat Improvements
Industrial | Ind ¦ Boiler Upgrade | 2038 | SC A | million_m3 | After Competition Groups | 212.5566 | 3483423.0337 | 3.4834 | 955.813 | 0.22238 | 2 | Industrial_2038_SC A_million_m3_After Competition Groups_2 | Boiler Upgrade | 22.24% | 3.4834 | 212.5566 | Industrial_2038_SC A_million_m3_After Competition Groups_Boiler Upgrade
Industrial | Ind ¦ Recommissioning | 2038 | SC A | million_m3 | After Competition Groups | 133.2853 | 1345313.1768 | 1.3453 | 955.813 | 0.13945 | 3 | Industrial_2038_SC A_million_m3_After Competition Groups_3 | Recommissioning | 13.94% | 1.3453 | 133.2853 | Industrial_2038_SC A_million_m3_After Competition Groups_Recommissioning
Industrial | Ind ¦ Improved Controls -Process Heating Gas | 2038 | SC A | million_m3 | After Competition Groups | 82.5709 | 1220304.9737 | 1.2203 | 955.813 | 0.086388 | 4 | Industrial_2038_SC A_million_m3_After Competition Groups_4 | Improved Controls -Process Heating Gas | 8.639% | 1.2203 | 82.5709 | Industrial_2038_SC A_million_m3_After Competition Groups_Improved Controls -Process Heating Gas
Industrial | Ind ¦ Greenhouse Envelope Improvements | 2038 | SC A | million_m3 | After Competition Groups | 76.4088 | 324916.9664 | 0.32492 | 955.813 | 0.079941 | 5 | Industrial_2038_SC A_million_m3_After Competition Groups_5 | Greenhouse Envelope Improvements | 7.994% | 0.32492 | 76.4088 | Industrial_2038_SC A_million_m3_After Competition Groups_Greenhouse Envelope Improvements
Industrial | Ind ¦ Process Heat Recovery (Gas) | 2038 | SC A | million_m3 | After Competition Groups | 52.9641 | 980010.5063 | 0.98001 | 955.813 | 0.055413 | 6 | Industrial_2038_SC A_million_m3_After Competition Groups_6 | Process Heat Recovery (Gas) | 5.541% | 0.98001 | 52.9641 | Industrial_2038_SC A_million_m3_After Competition Groups_Process Heat Recovery (Gas)
Industrial | Ind ¦ Insulation - Steam | 2038 | SC A | million_m3 | After Competition Groups | 28.7575 | 489894.6738 | 0.48989 | 955.813 | 0.030087 | 7 | Industrial_2038_SC A_million_m3_After Competition Groups_7 | Insulation - Steam | 3.009% | 0.48989 | 28.7575 | Industrial_2038_SC A_million_m3_After Competition Groups_Insulation - Steam
Industrial | Ind ¦ Direct Contact Water Heaters | 2038 | SC A | million_m3 | After Competition Groups | 20.2886 | 0 | 0 | 955.813 | 0.021227 | 8 | Industrial_2038_SC A_million_m3_After Competition Groups_8 | Direct Contact Water Heaters | 2.123% | 0 | 20.2886 | Industrial_2038_SC A_million_m3_After Competition Groups_Direct Contact Water Heaters
Industrial | Ind ¦ Insulation - Steam (AG) | 2038 | SC A | million_m3 | After Competition Groups | 14.5905 | 225664.275 | 0.22566 | 955.813 | 0.015265 | 9 | Industrial_2038_SC A_million_m3_After Competition Groups_9 | Insulation - Steam (AG) | 1.526% | 0.22566 | 14.5905 | Industrial_2038_SC A_million_m3_After Competition Groups_Insulation - Steam (AG)
Industrial | Ind ¦ High Efficiency Burners | 2038 | SC A | million_m3 | After Competition Groups | 11.6455 | 389765.5461 | 0.38977 | 955.813 | 0.012184 | 10 | Industrial_2038_SC A_million_m3_After Competition Groups_10 | High Efficiency Burners | 1.218% | 0.38977 | 11.6455 | Industrial_2038_SC A_million_m3_After Competition Groups_High Efficiency Burners
Industrial | Ind ¦ High Efficiency HVAC Fans (Gas) | 2038 | SC A | million_m3 | After Competition Groups | 11.3691 | 194359.5907 | 0.19436 | 955.813 | 0.011895 | 11 | Industrial_2038_SC A_million_m3_After Competition Groups_11 | High Efficiency HVAC Fans (Gas) | 1.189% | 0.19436 | 11.3691 | Industrial_2038_SC A_million_m3_After Competition Groups_High Efficiency HVAC Fans (Gas)
Industrial | Ind ¦ Steam Turbine Optimization | 2038 | SC A | million_m3 | After Competition Groups | 9.1517 | 50378.0076 | 0.050378 | 955.813 | 0.0095748 | 12 | Industrial_2038_SC A_million_m3_After Competition Groups_12 | Steam Turbine Optimization | 0.9575% | 0.050378 | 9.1517 | Industrial_2038_SC A_million_m3_After Competition Groups_Steam Turbine Optimization
Industrial | Ind ¦ Air Compressor Heat Recovery | 2038 | SC A | million_m3 | After Competition Groups | 7.1052 | 115605.969 | 0.11561 | 955.813 | 0.0074336 | 13 | Industrial_2038_SC A_million_m3_After Competition Groups_13 | Air Compressor Heat Recovery | 0.7434% | 0.11561 | 7.1052 | Industrial_2038_SC A_million_m3_After Competition Groups_Air Compressor Heat Recovery
Industrial | Ind ¦ Gas Turbine Optimization | 2038 | SC A | million_m3 | After Competition Groups | 6.8309 | 40455.905 | 0.040456 | 955.813 | 0.0071467 | 14 | Industrial_2038_SC A_million_m3_After Competition Groups_14 | Gas Turbine Optimization | 0.7147% | 0.040456 | 6.8309 | Industrial_2038_SC A_million_m3_After Competition Groups_Gas Turbine Optimization
Industrial | Ind ¦ HE Stock Tank | 2038 | SC A | million_m3 | After Competition Groups | 4.8222 | 87892.0966 | 0.087892 | 955.813 | 0.0050451 | 15 | Industrial_2038_SC A_million_m3_After Competition Groups_15 | HE Stock Tank | 0.5045% | 0.087892 | 4.8222 | Industrial_2038_SC A_million_m3_After Competition Groups_HE Stock Tank
Industrial | Ind ¦ Ventilation Optimization (Gas) | 2038 | SC A | million_m3 | After Competition Groups | 4.6342 | 0 | 0 | 955.813 | 0.0048485 | 16 | Industrial_2038_SC A_million_m3_After Competition Groups_16 | Ventilation Optimization (Gas) | 0.4848% | 0 | 4.6342 | Industrial_2038_SC A_million_m3_After Competition Groups_Ventilation Optimization (Gas)
Industrial | Ind ¦ Process Optimization (Gas) | 2038 | SC A | million_m3 | After Competition Groups | 3.0191 | 75531.3528 | 0.075531 | 955.813 | 0.0031587 | 17 | Industrial_2038_SC A_million_m3_After Competition Groups_17 | Process Optimization (Gas) | 0.3159% | 0.075531 | 3.0191 | Industrial_2038_SC A_million_m3_After Competition Groups_Process Optimization (Gas)
Industrial | Ind ¦ VAV Conversion Project (Gas) | 2038 | SC A | million_m3 | After Competition Groups | 0.61537 | 0 | 0 | 955.813 | 0.00064382 | 18 | Industrial_2038_SC A_million_m3_After Competition Groups_18 | VAV Conversion Project (Gas) | 0.06438% | 0 | 0.61537 | Industrial_2038_SC A_million_m3_After Competition Groups_VAV Conversion Project (Gas)
Industrial | Ind ¦ Insulation - Steam - Direct | 2038 | SC A | million_m3 | After Competition Groups | 0.44128 | 7977.3752 | 0.0079774 | 955.813 | 0.00046168 | 19 | Industrial_2038_SC A_million_m3_After Competition Groups_19 | Insulation - Steam - Direct | 0.04617% | 0.0079774 | 0.44128 | Industrial_2038_SC A_million_m3_After Competition Groups_Insulation - Steam - Direct
Industrial | Ind ¦ HE HVAC Controls | 2038 | SC A | million_m3 | After Competition Groups | 0.42149 | 0 | 0 | 955.813 | 0.00044097 | 20 | Industrial_2038_SC A_million_m3_After Competition Groups_20 | HE HVAC Controls | 0.0441% | 0 | 0.42149 | Industrial_2038_SC A_million_m3_After Competition Groups_HE HVAC Controls
Industrial | Ind ¦ Process Heat Recovery (Gas) - HVAC | 2038 | SC A | million_m3 | After Competition Groups | 0.21678 | 4131.7283 | 0.0041317 | 955.813 | 0.00022681 | 21 | Industrial_2038_SC A_million_m3_After Competition Groups_21 | Process Heat Recovery (Gas) - HVAC | 0.02268% | 0.0041317 | 0.21678 | Industrial_2038_SC A_million_m3_After Competition Groups_Process Heat Recovery (Gas) - HVAC
Industrial | Ind ¦ Insulation - Steam - HVAC | 2038 | SC A | million_m3 | After Competition Groups | 0.10436 | 1614.2616 | 0.0016143 | 955.813 | 0.00010918 | 22 | Industrial_2038_SC A_million_m3_After Competition Groups_22 | Insulation - Steam - HVAC | 0.01092% | 0.0016143 | 0.10436 | Industrial_2038_SC A_million_m3_After Competition Groups_Insulation - Steam - HVAC
Industrial | Ind ¦ Steam Trap Repair | 2038 | SC A | million_m3 | After Competition Groups | 0.10379 | 0 | 0 | 955.813 | 0.00010858 | 23 | Industrial_2038_SC A_million_m3_After Competition Groups_23 | Steam Trap Repair | 0.01086% | 0 | 0.10379 | Industrial_2038_SC A_million_m3_After Competition Groups_Steam Trap Repair
Industrial | Ind ¦ HE HVAC Units | 2038 | SC A | million_m3 | After Competition Groups | 0.022236 | 0 | 0 | 955.813 | 2.3264e-05 | 24 | Industrial_2038_SC A_million_m3_After Competition Groups_24 | HE HVAC Units | 0.002326% | 0 | 0.022236 | Industrial_2038_SC A_million_m3_After Competition Groups_HE HVAC Units
Industrial | Ind ¦ Solar Walls | 2038 | SC A | million_m3 | After Competition Groups | 0.0055866 | 0 | 0 | 955.813 | 5.8449e-06 | 25 | Industrial_2038_SC A_million_m3_After Competition Groups_25 | Solar Walls | 0.0005845% | 0 | 0.0055866 | Industrial_2038_SC A_million_m3_After Competition Groups_Solar Walls
Industrial | Ind ¦ High Efficiency Furnaces | 2038 | SC A | million_m3 | After Competition Groups | 0.0017876 | 0 | 0 | 955.813 | 1.8702e-06 | 26 | Industrial_2038_SC A_million_m3_After Competition Groups_26 | High Efficiency Furnaces | 0.000187% | 0 | 0.0017876 | Industrial_2038_SC A_million_m3_After Competition Groups_High Efficiency Furnaces
Industrial | Ind ¦ Process Heat Improvements | 2038 | SC B | million_m3 | After Competition Groups | 693.3754 | 26005007.6043 | 26.005 | 2102.9327 | 0.32972 | 1 | Industrial_2038_SC B_million_m3_After Competition Groups_1 | Process Heat Improvements | 32.97% | 26.005 | 693.3754 | Industrial_2038_SC B_million_m3_After Competition Groups_Process Heat Improvements
Industrial | Ind ¦ Boiler Upgrade | 2038 | SC B | million_m3 | After Competition Groups | 308.5005 | 13584968.5992 | 13.585 | 2102.9327 | 0.1467 | 2 | Industrial_2038_SC B_million_m3_After Competition Groups_2 | Boiler Upgrade | 14.67% | 13.585 | 308.5005 | Industrial_2038_SC B_million_m3_After Competition Groups_Boiler Upgrade
Industrial | Ind ¦ Process Heat Recovery (Gas) | 2038 | SC B | million_m3 | After Competition Groups | 292.3262 | 5781450.6921 | 5.7815 | 2102.9327 | 0.13901 | 3 | Industrial_2038_SC B_million_m3_After Competition Groups_3 | Process Heat Recovery (Gas) | 13.9% | 5.7815 | 292.3262 | Industrial_2038_SC B_million_m3_After Competition Groups_Process Heat Recovery (Gas)
Industrial | Ind ¦ Recommissioning | 2038 | SC B | million_m3 | After Competition Groups | 210.8553 | 1532236.4603 | 1.5322 | 2102.9327 | 0.10027 | 4 | Industrial_2038_SC B_million_m3_After Competition Groups_4 | Recommissioning | 10.03% | 1.5322 | 210.8553 | Industrial_2038_SC B_million_m3_After Competition Groups_Recommissioning
Industrial | Ind ¦ Improved Controls -Process Heating Gas | 2038 | SC B | million_m3 | After Competition Groups | 134.0674 | 1411212.0218 | 1.4112 | 2102.9327 | 0.063753 | 5 | Industrial_2038_SC B_million_m3_After Competition Groups_5 | Improved Controls -Process Heating Gas | 6.375% | 1.4112 | 134.0674 | Industrial_2038_SC B_million_m3_After Competition Groups_Improved Controls -Process Heating Gas
Industrial | Ind ¦ High Efficiency Burners | 2038 | SC B | million_m3 | After Competition Groups | 131.3298 | 7674304.9905 | 7.6743 | 2102.9327 | 0.062451 | 6 | Industrial_2038_SC B_million_m3_After Competition Groups_6 | High Efficiency Burners | 6.245% | 7.6743 | 131.3298 | Industrial_2038_SC B_million_m3_After Competition Groups_High Efficiency Burners
Industrial | Ind ¦ Greenhouse Envelope Improvements | 2038 | SC B | million_m3 | After Competition Groups | 84.9676 | 202973.3029 | 0.20297 | 2102.9327 | 0.040404 | 7 | Industrial_2038_SC B_million_m3_After Competition Groups_7 | Greenhouse Envelope Improvements | 4.04% | 0.20297 | 84.9676 | Industrial_2038_SC B_million_m3_After Competition Groups_Greenhouse Envelope Improvements
Industrial | Ind ¦ Insulation - Steam | 2038 | SC B | million_m3 | After Competition Groups | 40.3692 | 210351.9997 | 0.21035 | 2102.9327 | 0.019197 | 8 | Industrial_2038_SC B_million_m3_After Competition Groups_8 | Insulation - Steam | 1.92% | 0.21035 | 40.3692 | Industrial_2038_SC B_million_m3_After Competition Groups_Insulation - Steam
Industrial | Ind ¦ High Efficiency HVAC Fans (Gas) | 2038 | SC B | million_m3 | After Competition Groups | 37.3788 | 1622686.9146 | 1.6227 | 2102.9327 | 0.017775 | 9 | Industrial_2038_SC B_million_m3_After Competition Groups_9 | High Efficiency HVAC Fans (Gas) | 1.777% | 1.6227 | 37.3788 | Industrial_2038_SC B_million_m3_After Competition Groups_High Efficiency HVAC Fans (Gas)
Industrial | Ind ¦ VAV Conversion Project (Gas) | 2038 | SC B | million_m3 | After Competition Groups | 33.3613 | 952508.29 | 0.95251 | 2102.9327 | 0.015864 | 10 | Industrial_2038_SC B_million_m3_After Competition Groups_10 | VAV Conversion Project (Gas) | 1.586% | 0.95251 | 33.3613 | Industrial_2038_SC B_million_m3_After Competition Groups_VAV Conversion Project (Gas)
Industrial | Ind ¦ Direct Contact Water Heaters | 2038 | SC B | million_m3 | After Competition Groups | 25.7368 | 0 | 0 | 2102.9327 | 0.012239 | 11 | Industrial_2038_SC B_million_m3_After Competition Groups_11 | Direct Contact Water Heaters | 1.224% | 0 | 25.7368 | Industrial_2038_SC B_million_m3_After Competition Groups_Direct Contact Water Heaters
Industrial | Ind ¦ HE HVAC Controls | 2038 | SC B | million_m3 | After Competition Groups | 23.1601 | 597500.6867 | 0.5975 | 2102.9327 | 0.011013 | 12 | Industrial_2038_SC B_million_m3_After Competition Groups_12 | HE HVAC Controls | 1.101% | 0.5975 | 23.1601 | Industrial_2038_SC B_million_m3_After Competition Groups_HE HVAC Controls
Industrial | Ind ¦ Insulation - Steam (AG) | 2038 | SC B | million_m3 | After Competition Groups | 19.258 | 70447.522 | 0.070448 | 2102.9327 | 0.0091577 | 13 | Industrial_2038_SC B_million_m3_After Competition Groups_13 | Insulation - Steam (AG) | 0.9158% | 0.070448 | 19.258 | Industrial_2038_SC B_million_m3_After Competition Groups_Insulation - Steam (AG)
Industrial | Ind ¦ Air Compressor Heat Recovery | 2038 | SC B | million_m3 | After Competition Groups | 14.834 | 174176.7542 | 0.17418 | 2102.9327 | 0.0070539 | 14 | Industrial_2038_SC B_million_m3_After Competition Groups_14 | Air Compressor Heat Recovery | 0.7054% | 0.17418 | 14.834 | Industrial_2038_SC B_million_m3_After Competition Groups_Air Compressor Heat Recovery
Industrial | Ind ¦ Steam Turbine Optimization | 2038 | SC B | million_m3 | After Competition Groups | 9.339 | 164306.9225 | 0.16431 | 2102.9327 | 0.0044409 | 15 | Industrial_2038_SC B_million_m3_After Competition Groups_15 | Steam Turbine Optimization | 0.4441% | 0.16431 | 9.339 | Industrial_2038_SC B_million_m3_After Competition Groups_Steam Turbine Optimization
Industrial | Ind ¦ High Efficiency Furnaces | 2038 | SC B | million_m3 | After Competition Groups | 8.4919 | 7699501.223 | 7.6995 | 2102.9327 | 0.0040381 | 16 | Industrial_2038_SC B_million_m3_After Competition Groups_16 | High Efficiency Furnaces | 0.4038% | 7.6995 | 8.4919 | Industrial_2038_SC B_million_m3_After Competition Groups_High Efficiency Furnaces
Industrial | Ind ¦ HE Stock Tank | 2038 | SC B | million_m3 | After Competition Groups | 7.222 | 101795.7159 | 0.1018 | 2102.9327 | 0.0034343 | 17 | Industrial_2038_SC B_million_m3_After Competition Groups_17 | HE Stock Tank | 0.3434% | 0.1018 | 7.222 | Industrial_2038_SC B_million_m3_After Competition Groups_HE Stock Tank
Industrial | Ind ¦ Gas Turbine Optimization | 2038 | SC B | million_m3 | After Competition Groups | 7.0043 | 123230.1919 | 0.12323 | 2102.9327 | 0.0033307 | 18 | Industrial_2038_SC B_million_m3_After Competition Groups_18 | Gas Turbine Optimization | 0.3331% | 0.12323 | 7.0043 | Industrial_2038_SC B_million_m3_After Competition Groups_Gas Turbine Optimization
Industrial | Ind ¦ Steam Trap Repair | 2038 | SC B | million_m3 | After Competition Groups | 6.0861 | 3596697.2252 | 3.5967 | 2102.9327 | 0.0028941 | 19 | Industrial_2038_SC B_million_m3_After Competition Groups_19 | Steam Trap Repair | 0.2894% | 3.5967 | 6.0861 | Industrial_2038_SC B_million_m3_After Competition Groups_Steam Trap Repair
Industrial | Ind ¦ Ventilation Optimization (Gas) | 2038 | SC B | million_m3 | After Competition Groups | 4.6342 | 0 | 0 | 2102.9327 | 0.0022037 | 20 | Industrial_2038_SC B_million_m3_After Competition Groups_20 | Ventilation Optimization (Gas) | 0.2204% | 0 | 4.6342 | Industrial_2038_SC B_million_m3_After Competition Groups_Ventilation Optimization (Gas)
Industrial | Ind ¦ Solar Walls | 2038 | SC B | million_m3 | After Competition Groups | 4.5001 | 217599.3805 | 0.2176 | 2102.9327 | 0.0021399 | 21 | Industrial_2038_SC B_million_m3_After Competition Groups_21 | Solar Walls | 0.214% | 0.2176 | 4.5001 | Industrial_2038_SC B_million_m3_After Competition Groups_Solar Walls
Industrial | Ind ¦ Process Optimization (Gas) | 2038 | SC B | million_m3 | After Competition Groups | 3.0191 | 178440.9179 | 0.17844 | 2102.9327 | 0.0014357 | 22 | Industrial_2038_SC B_million_m3_After Competition Groups_22 | Process Optimization (Gas) | 0.1436% | 0.17844 | 3.0191 | Industrial_2038_SC B_million_m3_After Competition Groups_Process Optimization (Gas)
Industrial | Ind ¦ HE HVAC Units | 2038 | SC B | million_m3 | After Competition Groups | 1.3368 | 42785.1023 | 0.042785 | 2102.9327 | 0.0006357 | 23 | Industrial_2038_SC B_million_m3_After Competition Groups_23 | HE HVAC Units | 0.06357% | 0.042785 | 1.3368 | Industrial_2038_SC B_million_m3_After Competition Groups_HE HVAC Units
Industrial | Ind ¦ Process Heat Recovery (Gas) - HVAC | 2038 | SC B | million_m3 | After Competition Groups | 0.99342 | 12546.8066 | 0.012547 | 2102.9327 | 0.0004724 | 24 | Industrial_2038_SC B_million_m3_After Competition Groups_24 | Process Heat Recovery (Gas) - HVAC | 0.04724% | 0.012547 | 0.99342 | Industrial_2038_SC B_million_m3_After Competition Groups_Process Heat Recovery (Gas) - HVAC
Industrial | Ind ¦ Insulation - Steam - Direct | 2038 | SC B | million_m3 | After Competition Groups | 0.64764 | 4146.591 | 0.0041466 | 2102.9327 | 0.00030797 | 25 | Industrial_2038_SC B_million_m3_After Competition Groups_25 | Insulation - Steam - Direct | 0.0308% | 0.0041466 | 0.64764 | Industrial_2038_SC B_million_m3_After Competition Groups_Insulation - Steam - Direct
Industrial | Ind ¦ Insulation - Steam - HVAC | 2038 | SC B | million_m3 | After Competition Groups | 0.13773 | 503.8326 | 0.00050383 | 2102.9327 | 6.5495e-05 | 26 | Industrial_2038_SC B_million_m3_After Competition Groups_26 | Insulation - Steam - HVAC | 0.006549% | 0.00050383 | 0.13773 | Industrial_2038_SC B_million_m3_After Competition Groups_Insulation - Steam - HVAC
Industrial | Ind ¦ Process Heat Improvements | 2038 | SC C | million_m3 | After Competition Groups | 471.0928 | 43198133.7778 | 43.1981 | 1517.6984 | 0.3104 | 1 | Industrial_2038_SC C_million_m3_After Competition Groups_1 | Process Heat Improvements | 31.04% | 43.1981 | 471.0928 | Industrial_2038_SC C_million_m3_After Competition Groups_Process Heat Improvements
Industrial | Ind ¦ Boiler Upgrade | 2038 | SC C | million_m3 | After Competition Groups | 308.5005 | 11073433.5093 | 11.0734 | 1517.6984 | 0.20327 | 2 | Industrial_2038_SC C_million_m3_After Competition Groups_2 | Boiler Upgrade | 20.33% | 11.0734 | 308.5005 | Industrial_2038_SC C_million_m3_After Competition Groups_Boiler Upgrade
Industrial | Ind ¦ Process Heat Recovery (Gas) | 2038 | SC C | million_m3 | After Competition Groups | 204.9855 | 19677001.9386 | 19.677 | 1517.6984 | 0.13506 | 3 | Industrial_2038_SC C_million_m3_After Competition Groups_3 | Process Heat Recovery (Gas) | 13.51% | 19.677 | 204.9855 | Industrial_2038_SC C_million_m3_After Competition Groups_Process Heat Recovery (Gas)
Industrial | Ind ¦ Recommissioning | 2038 | SC C | million_m3 | After Competition Groups | 149.3052 | 5210351.6897 | 5.2104 | 1517.6984 | 0.098376 | 4 | Industrial_2038_SC C_million_m3_After Competition Groups_4 | Recommissioning | 9.838% | 5.2104 | 149.3052 | Industrial_2038_SC C_million_m3_After Competition Groups_Recommissioning
Industrial | Ind ¦ Improved Controls -Process Heating Gas | 2038 | SC C | million_m3 | After Competition Groups | 94.3362 | 4863483.2981 | 4.8635 | 1517.6984 | 0.062157 | 5 | Industrial_2038_SC C_million_m3_After Competition Groups_5 | Improved Controls -Process Heating Gas | 6.216% | 4.8635 | 94.3362 | Industrial_2038_SC C_million_m3_After Competition Groups_Improved Controls -Process Heating Gas
Industrial | Ind ¦ High Efficiency Burners | 2038 | SC C | million_m3 | After Competition Groups | 81.4906 | 10059528.5641 | 10.0595 | 1517.6984 | 0.053694 | 6 | Industrial_2038_SC C_million_m3_After Competition Groups_6 | High Efficiency Burners | 5.369% | 10.0595 | 81.4906 | Industrial_2038_SC C_million_m3_After Competition Groups_High Efficiency Burners
Industrial | Ind ¦ Greenhouse Envelope Improvements | 2038 | SC C | million_m3 | After Competition Groups | 76.4088 | 324916.9664 | 0.32492 | 1517.6984 | 0.050345 | 7 | Industrial_2038_SC C_million_m3_After Competition Groups_7 | Greenhouse Envelope Improvements | 5.035% | 0.32492 | 76.4088 | Industrial_2038_SC C_million_m3_After Competition Groups_Greenhouse Envelope Improvements
Industrial | Ind ¦ Insulation - Steam | 2038 | SC C | million_m3 | After Competition Groups | 29.0265 | 799462.1107 | 0.79946 | 1517.6984 | 0.019125 | 8 | Industrial_2038_SC C_million_m3_After Competition Groups_8 | Insulation - Steam | 1.913% | 0.79946 | 29.0265 | Industrial_2038_SC C_million_m3_After Competition Groups_Insulation - Steam
Industrial | Ind ¦ High Efficiency HVAC Fans (Gas) | 2038 | SC C | million_m3 | After Competition Groups | 22.3562 | 1589266.0994 | 1.5893 | 1517.6984 | 0.01473 | 9 | Industrial_2038_SC C_million_m3_After Competition Groups_9 | High Efficiency HVAC Fans (Gas) | 1.473% | 1.5893 | 22.3562 | Industrial_2038_SC C_million_m3_After Competition Groups_High Efficiency HVAC Fans (Gas)
Industrial | Ind ¦ Direct Contact Water Heaters | 2038 | SC C | million_m3 | After Competition Groups | 20.2886 | 0 | 0 | 1517.6984 | 0.013368 | 10 | Industrial_2038_SC C_million_m3_After Competition Groups_10 | Direct Contact Water Heaters | 1.337% | 0 | 20.2886 | Industrial_2038_SC C_million_m3_After Competition Groups_Direct Contact Water Heaters
Industrial | Ind ¦ Insulation - Steam (AG) | 2038 | SC C | million_m3 | After Competition Groups | 14.7149 | 367056.246 | 0.36706 | 1517.6984 | 0.0096955 | 11 | Industrial_2038_SC C_million_m3_After Competition Groups_11 | Insulation - Steam (AG) | 0.9696% | 0.36706 | 14.7149 | Industrial_2038_SC C_million_m3_After Competition Groups_Insulation - Steam (AG)
Industrial | Ind ¦ Air Compressor Heat Recovery | 2038 | SC C | million_m3 | After Competition Groups | 10.7921 | 697568.9007 | 0.69757 | 1517.6984 | 0.0071108 | 12 | Industrial_2038_SC C_million_m3_After Competition Groups_12 | Air Compressor Heat Recovery | 0.7111% | 0.69757 | 10.7921 | Industrial_2038_SC C_million_m3_After Competition Groups_Air Compressor Heat Recovery
Industrial | Ind ¦ Steam Turbine Optimization | 2038 | SC C | million_m3 | After Competition Groups | 9.339 | 164323.3548 | 0.16432 | 1517.6984 | 0.0061534 | 13 | Industrial_2038_SC C_million_m3_After Competition Groups_13 | Steam Turbine Optimization | 0.6153% | 0.16432 | 9.339 | Industrial_2038_SC C_million_m3_After Competition Groups_Steam Turbine Optimization
Industrial | Ind ¦ Gas Turbine Optimization | 2038 | SC C | million_m3 | After Competition Groups | 7.0043 | 121971.7123 | 0.12197 | 1517.6984 | 0.004615 | 14 | Industrial_2038_SC C_million_m3_After Competition Groups_14 | Gas Turbine Optimization | 0.4615% | 0.12197 | 7.0043 | Industrial_2038_SC C_million_m3_After Competition Groups_Gas Turbine Optimization
Industrial | Ind ¦ HE Stock Tank | 2038 | SC C | million_m3 | After Competition Groups | 4.9163 | 170093.1349 | 0.17009 | 1517.6984 | 0.0032393 | 15 | Industrial_2038_SC C_million_m3_After Competition Groups_15 | HE Stock Tank | 0.3239% | 0.17009 | 4.9163 | Industrial_2038_SC C_million_m3_After Competition Groups_HE Stock Tank
Industrial | Ind ¦ Ventilation Optimization (Gas) | 2038 | SC C | million_m3 | After Competition Groups | 4.6342 | 0 | 0 | 1517.6984 | 0.0030535 | 16 | Industrial_2038_SC C_million_m3_After Competition Groups_16 | Ventilation Optimization (Gas) | 0.3053% | 0 | 4.6342 | Industrial_2038_SC C_million_m3_After Competition Groups_Ventilation Optimization (Gas)
Industrial | Ind ¦ Process Optimization (Gas) | 2038 | SC C | million_m3 | After Competition Groups | 3.0191 | 178458.7638 | 0.17846 | 1517.6984 | 0.0019893 | 17 | Industrial_2038_SC C_million_m3_After Competition Groups_17 | Process Optimization (Gas) | 0.1989% | 0.17846 | 3.0191 | Industrial_2038_SC C_million_m3_After Competition Groups_Process Optimization (Gas)
Industrial | Ind ¦ VAV Conversion Project (Gas) | 2038 | SC C | million_m3 | After Competition Groups | 2.5815 | 273601.0725 | 0.2736 | 1517.6984 | 0.0017009 | 18 | Industrial_2038_SC C_million_m3_After Competition Groups_18 | VAV Conversion Project (Gas) | 0.1701% | 0.2736 | 2.5815 | Industrial_2038_SC C_million_m3_After Competition Groups_VAV Conversion Project (Gas)
Industrial | Ind ¦ HE HVAC Controls | 2038 | SC C | million_m3 | After Competition Groups | 1.287 | 109790.2528 | 0.10979 | 1517.6984 | 0.00084798 | 19 | Industrial_2038_SC C_million_m3_After Competition Groups_19 | HE HVAC Controls | 0.0848% | 0.10979 | 1.287 | Industrial_2038_SC C_million_m3_After Competition Groups_HE HVAC Controls
Industrial | Ind ¦ Process Heat Recovery (Gas) - HVAC | 2038 | SC C | million_m3 | After Competition Groups | 0.75476 | 64152.8432 | 0.064153 | 1517.6984 | 0.00049731 | 20 | Industrial_2038_SC C_million_m3_After Competition Groups_20 | Process Heat Recovery (Gas) - HVAC | 0.04973% | 0.064153 | 0.75476 | Industrial_2038_SC C_million_m3_After Competition Groups_Process Heat Recovery (Gas) - HVAC
Industrial | Ind ¦ Insulation - Steam - Direct | 2038 | SC C | million_m3 | After Competition Groups | 0.44558 | 13038.9041 | 0.013039 | 1517.6984 | 0.00029359 | 21 | Industrial_2038_SC C_million_m3_After Competition Groups_21 | Insulation - Steam - Direct | 0.02936% | 0.013039 | 0.44558 | Industrial_2038_SC C_million_m3_After Competition Groups_Insulation - Steam - Direct
Industrial | Ind ¦ Steam Trap Repair | 2038 | SC C | million_m3 | After Competition Groups | 0.20715 | 31175.4658 | 0.031175 | 1517.6984 | 0.00013649 | 22 | Industrial_2038_SC C_million_m3_After Competition Groups_22 | Steam Trap Repair | 0.01365% | 0.031175 | 0.20715 | Industrial_2038_SC C_million_m3_After Competition Groups_Steam Trap Repair
Industrial | Ind ¦ Insulation - Steam - HVAC | 2038 | SC C | million_m3 | After Competition Groups | 0.10524 | 2625.1451 | 0.0026251 | 1517.6984 | 6.9341e-05 | 23 | Industrial_2038_SC C_million_m3_After Competition Groups_23 | Insulation - Steam - HVAC | 0.006934% | 0.0026251 | 0.10524 | Industrial_2038_SC C_million_m3_After Competition Groups_Insulation - Steam - HVAC
Industrial | Ind ¦ HE HVAC Units | 2038 | SC C | million_m3 | After Competition Groups | 0.067296 | 5675.8728 | 0.0056759 | 1517.6984 | 4.4341e-05 | 24 | Industrial_2038_SC C_million_m3_After Competition Groups_24 | HE HVAC Units | 0.004434% | 0.0056759 | 0.067296 | Industrial_2038_SC C_million_m3_After Competition Groups_HE HVAC Units
Industrial | Ind ¦ Solar Walls | 2038 | SC C | million_m3 | After Competition Groups | 0.026111 | 2359.1387 | 0.0023591 | 1517.6984 | 1.7205e-05 | 25 | Industrial_2038_SC C_million_m3_After Competition Groups_25 | Solar Walls | 0.00172% | 0.0023591 | 0.026111 | Industrial_2038_SC C_million_m3_After Competition Groups_Solar Walls
Industrial | Ind ¦ High Efficiency Furnaces | 2038 | SC C | million_m3 | After Competition Groups | 0.013095 | 2960.0501 | 0.0029601 | 1517.6984 | 8.6282e-06 | 26 | Industrial_2038_SC C_million_m3_After Competition Groups_26 | High Efficiency Furnaces | 0.0008628% | 0.0029601 | 0.013095 | Industrial_2038_SC C_million_m3_After Competition Groups_High Efficiency Furnaces
Industrial | Ind ¦ Process Heat Improvements | 2038 | Technical | million_m3 | After Competition Groups | 904.8873 | 0 | 0 | 2572.063 | 0.35181 | 1 | Industrial_2038_Technical_million_m3_After Competition Groups_1 | Process Heat Improvements | 35.18% | 0 | 904.8873 | Industrial_2038_Technical_million_m3_After Competition Groups_Process Heat Improvements
Industrial | Ind ¦ Boiler Upgrade | 2038 | Technical | million_m3 | After Competition Groups | 350.2875 | 0 | 0 | 2572.063 | 0.13619 | 2 | Industrial_2038_Technical_million_m3_After Competition Groups_2 | Boiler Upgrade | 13.62% | 0 | 350.2875 | Industrial_2038_Technical_million_m3_After Competition Groups_Boiler Upgrade
Industrial | Ind ¦ Process Heat Recovery (Gas) | 2038 | Technical | million_m3 | After Competition Groups | 303.3321 | 0 | 0 | 2572.063 | 0.11793 | 3 | Industrial_2038_Technical_million_m3_After Competition Groups_3 | Process Heat Recovery (Gas) | 11.79% | 0 | 303.3321 | Industrial_2038_Technical_million_m3_After Competition Groups_Process Heat Recovery (Gas)
Industrial | Ind ¦ Recommissioning | 2038 | Technical | million_m3 | After Competition Groups | 218.3228 | 0 | 0 | 2572.063 | 0.084882 | 4 | Industrial_2038_Technical_million_m3_After Competition Groups_4 | Recommissioning | 8.488% | 0 | 218.3228 | Industrial_2038_Technical_million_m3_After Competition Groups_Recommissioning
Industrial | Ind ¦ High Efficiency Burners | 2038 | Technical | million_m3 | After Competition Groups | 170.7774 | 0 | 0 | 2572.063 | 0.066397 | 5 | Industrial_2038_Technical_million_m3_After Competition Groups_5 | High Efficiency Burners | 6.64% | 0 | 170.7774 | Industrial_2038_Technical_million_m3_After Competition Groups_High Efficiency Burners
Industrial | Ind ¦ Improved Controls -Process Heating Gas | 2038 | Technical | million_m3 | After Competition Groups | 139.1832 | 0 | 0 | 2572.063 | 0.054113 | 6 | Industrial_2038_Technical_million_m3_After Competition Groups_6 | Improved Controls -Process Heating Gas | 5.411% | 0 | 139.1832 | Industrial_2038_Technical_million_m3_After Competition Groups_Improved Controls -Process Heating Gas
Industrial | Ind ¦ Greenhouse Envelope Improvements | 2038 | Technical | million_m3 | After Competition Groups | 95.3392 | 0 | 0 | 2572.063 | 0.037067 | 7 | Industrial_2038_Technical_million_m3_After Competition Groups_7 | Greenhouse Envelope Improvements | 3.707% | 0 | 95.3392 | Industrial_2038_Technical_million_m3_After Competition Groups_Greenhouse Envelope Improvements
Industrial | Ind ¦ Boiler Tune Up | 2038 | Technical | million_m3 | After Competition Groups | 43.2632 | 0 | 0 | 2572.063 | 0.01682 | 8 | Industrial_2038_Technical_million_m3_After Competition Groups_8 | Boiler Tune Up | 1.682% | 0 | 43.2632 | Industrial_2038_Technical_million_m3_After Competition Groups_Boiler Tune Up
Industrial | Ind ¦ High Efficiency HVAC Fans (Gas) | 2038 | Technical | million_m3 | After Competition Groups | 42.773 | 0 | 0 | 2572.063 | 0.01663 | 9 | Industrial_2038_Technical_million_m3_After Competition Groups_9 | High Efficiency HVAC Fans (Gas) | 1.663% | 0 | 42.773 | Industrial_2038_Technical_million_m3_After Competition Groups_High Efficiency HVAC Fans (Gas)
Industrial | Ind ¦ Insulation - Steam | 2038 | Technical | million_m3 | After Competition Groups | 41.7031 | 0 | 0 | 2572.063 | 0.016214 | 10 | Industrial_2038_Technical_million_m3_After Competition Groups_10 | Insulation - Steam | 1.621% | 0 | 41.7031 | Industrial_2038_Technical_million_m3_After Competition Groups_Insulation - Steam
Industrial | Ind ¦ VAV Conversion Project (Gas) | 2038 | Technical | million_m3 | After Competition Groups | 34.9647 | 0 | 0 | 2572.063 | 0.013594 | 11 | Industrial_2038_Technical_million_m3_After Competition Groups_11 | VAV Conversion Project (Gas) | 1.359% | 0 | 34.9647 | Industrial_2038_Technical_million_m3_After Competition Groups_VAV Conversion Project (Gas)
Industrial | Ind ¦ Direct Contact Water Heaters | 2038 | Technical | million_m3 | After Competition Groups | 30.6258 | 0 | 0 | 2572.063 | 0.011907 | 12 | Industrial_2038_Technical_million_m3_After Competition Groups_12 | Direct Contact Water Heaters | 1.191% | 0 | 30.6258 | Industrial_2038_Technical_million_m3_After Competition Groups_Direct Contact Water Heaters
Industrial | Ind ¦ Steam Leak Repairs | 2038 | Technical | million_m3 | After Competition Groups | 26.2976 | 0 | 0 | 2572.063 | 0.010224 | 13 | Industrial_2038_Technical_million_m3_After Competition Groups_13 | Steam Leak Repairs | 1.022% | 0 | 26.2976 | Industrial_2038_Technical_million_m3_After Competition Groups_Steam Leak Repairs
Industrial | Ind ¦ HE HVAC Controls | 2038 | Technical | million_m3 | After Competition Groups | 23.7319 | 0 | 0 | 2572.063 | 0.0092268 | 14 | Industrial_2038_Technical_million_m3_After Competition Groups_14 | HE HVAC Controls | 0.9227% | 0 | 23.7319 | Industrial_2038_Technical_million_m3_After Competition Groups_HE HVAC Controls
Industrial | Ind ¦ Loading Dock Seals | 2038 | Technical | million_m3 | After Competition Groups | 23.7319 | 0 | 0 | 2572.063 | 0.0092268 | 15 | Industrial_2038_Technical_million_m3_After Competition Groups_15 | Loading Dock Seals | 0.9227% | 0 | 23.7319 | Industrial_2038_Technical_million_m3_After Competition Groups_Loading Dock Seals
Industrial | Ind ¦ Steam Trap Repair | 2038 | Technical | million_m3 | After Competition Groups | 19.9615 | 0 | 0 | 2572.063 | 0.0077609 | 16 | Industrial_2038_Technical_million_m3_After Competition Groups_16 | Steam Trap Repair | 0.7761% | 0 | 19.9615 | Industrial_2038_Technical_million_m3_After Competition Groups_Steam Trap Repair
Industrial | Ind ¦ High Efficiency Furnaces | 2038 | Technical | million_m3 | After Competition Groups | 19.6586 | 0 | 0 | 2572.063 | 0.0076431 | 17 | Industrial_2038_Technical_million_m3_After Competition Groups_17 | High Efficiency Furnaces | 0.7643% | 0 | 19.6586 | Industrial_2038_Technical_million_m3_After Competition Groups_High Efficiency Furnaces
Industrial | Ind ¦ Insulation - Steam (AG) | 2038 | Technical | million_m3 | After Competition Groups | 17.5094 | 0 | 0 | 2572.063 | 0.0068075 | 18 | Industrial_2038_Technical_million_m3_After Competition Groups_18 | Insulation - Steam (AG) | 0.6808% | 0 | 17.5094 | Industrial_2038_Technical_million_m3_After Competition Groups_Insulation - Steam (AG)
Industrial | Ind ¦ Air Compressor Heat Recovery | 2038 | Technical | million_m3 | After Competition Groups | 15.2876 | 0 | 0 | 2572.063 | 0.0059437 | 19 | Industrial_2038_Technical_million_m3_After Competition Groups_19 | Air Compressor Heat Recovery | 0.5944% | 0 | 15.2876 | Industrial_2038_Technical_million_m3_After Competition Groups_Air Compressor Heat Recovery
Industrial | Ind ¦ Steam Turbine Optimization | 2038 | Technical | million_m3 | After Competition Groups | 9.7678 | 0 | 0 | 2572.063 | 0.0037977 | 20 | Industrial_2038_Technical_million_m3_After Competition Groups_20 | Steam Turbine Optimization | 0.3798% | 0 | 9.7678 | Industrial_2038_Technical_million_m3_After Competition Groups_Steam Turbine Optimization
Industrial | Ind ¦ HE Stock Tank | 2038 | Technical | million_m3 | After Competition Groups | 9.3726 | 0 | 0 | 2572.063 | 0.003644 | 21 | Industrial_2038_Technical_million_m3_After Competition Groups_21 | HE Stock Tank | 0.3644% | 0 | 9.3726 | Industrial_2038_Technical_million_m3_After Competition Groups_HE Stock Tank
Industrial | Ind ¦ Process Optimization (Gas) | 2038 | Technical | million_m3 | After Competition Groups | 8.9846 | 0 | 0 | 2572.063 | 0.0034932 | 22 | Industrial_2038_Technical_million_m3_After Competition Groups_22 | Process Optimization (Gas) | 0.3493% | 0 | 8.9846 | Industrial_2038_Technical_million_m3_After Competition Groups_Process Optimization (Gas)
Industrial | Ind ¦ Gas Turbine Optimization | 2038 | Technical | million_m3 | After Competition Groups | 7.3259 | 0 | 0 | 2572.063 | 0.0028482 | 23 | Industrial_2038_Technical_million_m3_After Competition Groups_23 | Gas Turbine Optimization | 0.2848% | 0 | 7.3259 | Industrial_2038_Technical_million_m3_After Competition Groups_Gas Turbine Optimization
Industrial | Ind ¦ Ventilation Optimization (Gas) | 2038 | Technical | million_m3 | After Competition Groups | 4.7572 | 0 | 0 | 2572.063 | 0.0018496 | 24 | Industrial_2038_Technical_million_m3_After Competition Groups_24 | Ventilation Optimization (Gas) | 0.185% | 0 | 4.7572 | Industrial_2038_Technical_million_m3_After Competition Groups_Ventilation Optimization (Gas)
Industrial | Ind ¦ Solar Walls | 2038 | Technical | million_m3 | After Competition Groups | 4.7164 | 0 | 0 | 2572.063 | 0.0018337 | 25 | Industrial_2038_Technical_million_m3_After Competition Groups_25 | Solar Walls | 0.1834% | 0 | 4.7164 | Industrial_2038_Technical_million_m3_After Competition Groups_Solar Walls
Industrial | Ind ¦ HE HVAC Units | 2038 | Technical | million_m3 | After Competition Groups | 2.066 | 0 | 0 | 2572.063 | 0.00080324 | 26 | Industrial_2038_Technical_million_m3_After Competition Groups_26 | HE HVAC Units | 0.08032% | 0 | 2.066 | Industrial_2038_Technical_million_m3_After Competition Groups_HE HVAC Units
Industrial | Ind ¦ Boiler Tune Up - Direct | 2038 | Technical | million_m3 | After Competition Groups | 1.4767 | 0 | 0 | 2572.063 | 0.00057415 | 27 | Industrial_2038_Technical_million_m3_After Competition Groups_27 | Boiler Tune Up - Direct | 0.05741% | 0 | 1.4767 | Industrial_2038_Technical_million_m3_After Competition Groups_Boiler Tune Up - Direct
Industrial | Ind ¦ Process Heat Recovery (Gas) - HVAC | 2038 | Technical | million_m3 | After Competition Groups | 1.0137 | 0 | 0 | 2572.063 | 0.00039414 | 28 | Industrial_2038_Technical_million_m3_After Competition Groups_28 | Process Heat Recovery (Gas) - HVAC | 0.03941% | 0 | 1.0137 | Industrial_2038_Technical_million_m3_After Competition Groups_Process Heat Recovery (Gas) - HVAC
Industrial | Ind ¦ Insulation - Steam - Direct | 2038 | Technical | million_m3 | After Competition Groups | 0.67583 | 0 | 0 | 2572.063 | 0.00026276 | 29 | Industrial_2038_Technical_million_m3_After Competition Groups_29 | Insulation - Steam - Direct | 0.02628% | 0 | 0.67583 | Industrial_2038_Technical_million_m3_After Competition Groups_Insulation - Steam - Direct
Industrial | Ind ¦ Insulation - Steam - HVAC | 2038 | Technical | million_m3 | After Competition Groups | 0.14055 | 0 | 0 | 2572.063 | 5.4644e-05 | 30 | Industrial_2038_Technical_million_m3_After Competition Groups_30 | Insulation - Steam - HVAC | 0.005464% | 0 | 0.14055 | Industrial_2038_Technical_million_m3_After Competition Groups_Insulation - Steam - HVAC
Industrial | Ind ¦ Boiler Tune Up - HVAC | 2038 | Technical | million_m3 | After Competition Groups | 0.12778 | 0 | 0 | 2572.063 | 4.968e-05 | 31 | Industrial_2038_Technical_million_m3_After Competition Groups_31 | Boiler Tune Up - HVAC | 0.004968% | 0 | 0.12778 | Industrial_2038_Technical_million_m3_After Competition Groups_Boiler Tune Up - HVAC
Industrial | Ind ¦ Air Leak Survey and Repair | 2019 | Economic | MW | After Competition Groups | 79.3717 | 0 | 0 | 387.1088 | 0.20504 | 1 | Industrial_2019_Economic_MW_After Competition Groups_1 | Air Leak Survey and Repair | 20.5% | 0 | 79.3717 | Industrial_2019_Economic_MW_After Competition Groups_Air Leak Survey and Repair
Industrial | Ind ¦ Recommissioning | 2019 | Economic | MW | After Competition Groups | 55.6978 | 0 | 0 | 387.1088 | 0.14388 | 2 | Industrial_2019_Economic_MW_After Competition Groups_2 | Recommissioning | 14.39% | 0 | 55.6978 | Industrial_2019_Economic_MW_After Competition Groups_Recommissioning
Industrial | Ind ¦ SEM | 2019 | Economic | MW | After Competition Groups | 55.6978 | 0 | 0 | 387.1088 | 0.14388 | 3 | Industrial_2019_Economic_MW_After Competition Groups_3 | SEM | 14.39% | 0 | 55.6978 | Industrial_2019_Economic_MW_After Competition Groups_SEM
Industrial | Ind ¦ Air Compressor Optimization | 2019 | Economic | MW | After Competition Groups | 36.5765 | 0 | 0 | 387.1088 | 0.094486 | 4 | Industrial_2019_Economic_MW_After Competition Groups_4 | Air Compressor Optimization | 9.449% | 0 | 36.5765 | Industrial_2019_Economic_MW_After Competition Groups_Air Compressor Optimization
Industrial | Ind ¦ Efficient Compressed Air Nozzles | 2019 | Economic | MW | After Competition Groups | 34.0003 | 0 | 0 | 387.1088 | 0.087831 | 5 | Industrial_2019_Economic_MW_After Competition Groups_5 | Efficient Compressed Air Nozzles | 8.783% | 0 | 34.0003 | Industrial_2019_Economic_MW_After Competition Groups_Efficient Compressed Air Nozzles
Industrial | Ind ¦ Process Optimization (Elec) | 2019 | Economic | MW | After Competition Groups | 23.0056 | 0 | 0 | 387.1088 | 0.059429 | 6 | Industrial_2019_Economic_MW_After Competition Groups_6 | Process Optimization (Elec) | 5.943% | 0 | 23.0056 | Industrial_2019_Economic_MW_After Competition Groups_Process Optimization (Elec)
Industrial | Ind ¦ High Efficiency HVAC Fans | 2019 | Economic | MW | After Competition Groups | 17.991 | 0 | 0 | 387.1088 | 0.046475 | 7 | Industrial_2019_Economic_MW_After Competition Groups_7 | High Efficiency HVAC Fans | 4.648% | 0 | 17.991 | Industrial_2019_Economic_MW_After Competition Groups_High Efficiency HVAC Fans
Industrial | Ind ¦ Improved Controls - Process Cooling | 2019 | Economic | MW | After Competition Groups | 14.7966 | 0 | 0 | 387.1088 | 0.038223 | 8 | Industrial_2019_Economic_MW_After Competition Groups_8 | Improved Controls - Process Cooling | 3.822% | 0 | 14.7966 | Industrial_2019_Economic_MW_After Competition Groups_Improved Controls - Process Cooling
Industrial | Ind ¦ Fan System Optimization | 2019 | Economic | MW | After Competition Groups | 14.5323 | 0 | 0 | 387.1088 | 0.037541 | 9 | Industrial_2019_Economic_MW_After Competition Groups_9 | Fan System Optimization | 3.754% | 0 | 14.5323 | Industrial_2019_Economic_MW_After Competition Groups_Fan System Optimization
Industrial | Ind ¦ Pulp and Paper Process Improvements | 2019 | Economic | MW | After Competition Groups | 8.1181 | 0 | 0 | 387.1088 | 0.020971 | 10 | Industrial_2019_Economic_MW_After Competition Groups_10 | Pulp and Paper Process Improvements | 2.097% | 0 | 8.1181 | Industrial_2019_Economic_MW_After Competition Groups_Pulp and Paper Process Improvements
Industrial | Ind ¦ Pump System Optimization | 2019 | Economic | MW | After Competition Groups | 6.4494 | 0 | 0 | 387.1088 | 0.01666 | 11 | Industrial_2019_Economic_MW_After Competition Groups_11 | Pump System Optimization | 1.666% | 0 | 6.4494 | Industrial_2019_Economic_MW_After Competition Groups_Pump System Optimization
Industrial | Ind ¦ HE Lighting | 2019 | Economic | MW | After Competition Groups | 4.9513 | 0 | 0 | 387.1088 | 0.012791 | 12 | Industrial_2019_Economic_MW_After Competition Groups_12 | HE Lighting | 1.279% | 0 | 4.9513 | Industrial_2019_Economic_MW_After Competition Groups_HE Lighting
Industrial | Ind ¦ Material Handling Improvements | 2019 | Economic | MW | After Competition Groups | 4.862 | 0 | 0 | 387.1088 | 0.01256 | 13 | Industrial_2019_Economic_MW_After Competition Groups_13 | Material Handling Improvements | 1.256% | 0 | 4.862 | Industrial_2019_Economic_MW_After Competition Groups_Material Handling Improvements
Industrial | Ind ¦ Cooling Tower Optimization | 2019 | Economic | MW | After Competition Groups | 4.41 | 0 | 0 | 387.1088 | 0.011392 | 14 | Industrial_2019_Economic_MW_After Competition Groups_14 | Cooling Tower Optimization | 1.139% | 0 | 4.41 | Industrial_2019_Economic_MW_After Competition Groups_Cooling Tower Optimization
Industrial | Ind ¦ Refiner Plate Improvements | 2019 | Economic | MW | After Competition Groups | 4.175 | 0 | 0 | 387.1088 | 0.010785 | 15 | Industrial_2019_Economic_MW_After Competition Groups_15 | Refiner Plate Improvements | 1.078% | 0 | 4.175 | Industrial_2019_Economic_MW_After Competition Groups_Refiner Plate Improvements
Industrial | Ind ¦ Free Cooling | 2019 | Economic | MW | After Competition Groups | 3.7346 | 0 | 0 | 387.1088 | 0.0096475 | 16 | Industrial_2019_Economic_MW_After Competition Groups_16 | Free Cooling | 0.9647% | 0 | 3.7346 | Industrial_2019_Economic_MW_After Competition Groups_Free Cooling
Industrial | Ind ¦ VAV Conversion Project | 2019 | Economic | MW | After Competition Groups | 3.5079 | 0 | 0 | 387.1088 | 0.0090619 | 17 | Industrial_2019_Economic_MW_After Competition Groups_17 | VAV Conversion Project | 0.9062% | 0 | 3.5079 | Industrial_2019_Economic_MW_After Competition Groups_VAV Conversion Project
Industrial | Ind ¦ Process Heat Recovery | 2019 | Economic | MW | After Competition Groups | 2.9056 | 0 | 0 | 387.1088 | 0.0075058 | 18 | Industrial_2019_Economic_MW_After Competition Groups_18 | Process Heat Recovery | 0.7506% | 0 | 2.9056 | Industrial_2019_Economic_MW_After Competition Groups_Process Heat Recovery
Industrial | Ind ¦ Greenhouse Grow Lights | 2019 | Economic | MW | After Competition Groups | 2.443 | 0 | 0 | 387.1088 | 0.0063108 | 19 | Industrial_2019_Economic_MW_After Competition Groups_19 | Greenhouse Grow Lights | 0.6311% | 0 | 2.443 | Industrial_2019_Economic_MW_After Competition Groups_Greenhouse Grow Lights
Industrial | Ind ¦ Pump Equipment Upgrade | 2019 | Economic | MW | After Competition Groups | 2.4406 | 0 | 0 | 387.1088 | 0.0063048 | 20 | Industrial_2019_Economic_MW_After Competition Groups_20 | Pump Equipment Upgrade | 0.6305% | 0 | 2.4406 | Industrial_2019_Economic_MW_After Competition Groups_Pump Equipment Upgrade
Industrial | Ind ¦ Process Improvements | 2019 | Economic | MW | After Competition Groups | 2.2246 | 0 | 0 | 387.1088 | 0.0057468 | 21 | Industrial_2019_Economic_MW_After Competition Groups_21 | Process Improvements | 0.5747% | 0 | 2.2246 | Industrial_2019_Economic_MW_After Competition Groups_Process Improvements
Industrial | Ind ¦ High Efficiency Battery Charger | 2019 | Economic | MW | After Competition Groups | 1.8081 | 0 | 0 | 387.1088 | 0.0046708 | 22 | Industrial_2019_Economic_MW_After Competition Groups_22 | High Efficiency Battery Charger | 0.4671% | 0 | 1.8081 | Industrial_2019_Economic_MW_After Competition Groups_High Efficiency Battery Charger
Industrial | Ind ¦ Improved Controls - Process Heating | 2019 | Economic | MW | After Competition Groups | 1.3217 | 0 | 0 | 387.1088 | 0.0034144 | 23 | Industrial_2019_Economic_MW_After Competition Groups_23 | Improved Controls - Process Heating | 0.3414% | 0 | 1.3217 | Industrial_2019_Economic_MW_After Competition Groups_Improved Controls - Process Heating
Industrial | Ind ¦ Engine Block Heater Timer | 2019 | Economic | MW | After Competition Groups | 0.84384 | 0 | 0 | 387.1088 | 0.0021798 | 24 | Industrial_2019_Economic_MW_After Competition Groups_24 | Engine Block Heater Timer | 0.218% | 0 | 0.84384 | Industrial_2019_Economic_MW_After Competition Groups_Engine Block Heater Timer
Industrial | Ind ¦ Ventilation Optimization | 2019 | Economic | MW | After Competition Groups | 0.43675 | 0 | 0 | 387.1088 | 0.0011282 | 25 | Industrial_2019_Economic_MW_After Competition Groups_25 | Ventilation Optimization | 0.1128% | 0 | 0.43675 | Industrial_2019_Economic_MW_After Competition Groups_Ventilation Optimization
Industrial | Ind ¦ Air Compressor Heat Recovery | 2019 | Economic | MW | After Competition Groups | 0.39078 | 0 | 0 | 387.1088 | 0.0010095 | 26 | Industrial_2019_Economic_MW_After Competition Groups_26 | Air Compressor Heat Recovery | 0.1009% | 0 | 0.39078 | Industrial_2019_Economic_MW_After Competition Groups_Air Compressor Heat Recovery
Industrial | Ind ¦ Efficient Irrigation | 2019 | Economic | MW | After Competition Groups | 0.19994 | 0 | 0 | 387.1088 | 0.00051648 | 27 | Industrial_2019_Economic_MW_After Competition Groups_27 | Efficient Irrigation | 0.05165% | 0 | 0.19994 | Industrial_2019_Economic_MW_After Competition Groups_Efficient Irrigation
Industrial | Ind ¦ Refrigeration Compressor VFD | 2019 | Economic | MW | After Competition Groups | 0.07959 | 0 | 0 | 387.1088 | 0.0002056 | 28 | Industrial_2019_Economic_MW_After Competition Groups_28 | Refrigeration Compressor VFD | 0.02056% | 0 | 0.07959 | Industrial_2019_Economic_MW_After Competition Groups_Refrigeration Compressor VFD
Industrial | Ind ¦ Efficient Refrigeration Compressor | 2019 | Economic | MW | After Competition Groups | 0.075609 | 0 | 0 | 387.1088 | 0.00019532 | 29 | Industrial_2019_Economic_MW_After Competition Groups_29 | Efficient Refrigeration Compressor | 0.01953% | 0 | 0.075609 | Industrial_2019_Economic_MW_After Competition Groups_Efficient Refrigeration Compressor
Industrial | Ind ¦ Dairy Pre-Cooler | 2019 | Economic | MW | After Competition Groups | 0.060645 | 0 | 0 | 387.1088 | 0.00015666 | 30 | Industrial_2019_Economic_MW_After Competition Groups_30 | Dairy Pre-Cooler | 0.01567% | 0 | 0.060645 | Industrial_2019_Economic_MW_After Competition Groups_Dairy Pre-Cooler
Industrial | Ind ¦ Heat Lamps/Heat Pad | 2019 | Economic | MW | After Competition Groups | 0 | 0 | 0 | 387.1088 | 0 | 31 | Industrial_2019_Economic_MW_After Competition Groups_31 | Heat Lamps/Heat Pad | 0% | 0 | 0 | Industrial_2019_Economic_MW_After Competition Groups_Heat Lamps/Heat Pad
Industrial | Ind ¦ Air Compressor Optimization | 2019 | SC A | MW | After Competition Groups | 2.4837 | 0 | 0 | 12.8806 | 0.19283 | 1 | Industrial_2019_SC A_MW_After Competition Groups_1 | Air Compressor Optimization | 19.28% | 0 | 2.4837 | Industrial_2019_SC A_MW_After Competition Groups_Air Compressor Optimization
Industrial | Ind ¦ Pump System Optimization | 2019 | SC A | MW | After Competition Groups | 2.3522 | 0 | 0 | 12.8806 | 0.18261 | 2 | Industrial_2019_SC A_MW_After Competition Groups_2 | Pump System Optimization | 18.26% | 0 | 2.3522 | Industrial_2019_SC A_MW_After Competition Groups_Pump System Optimization
Industrial | Ind ¦ Pump Equipment Upgrade | 2019 | SC A | MW | After Competition Groups | 1.2818 | 0 | 0 | 12.8806 | 0.099511 | 3 | Industrial_2019_SC A_MW_After Competition Groups_3 | Pump Equipment Upgrade | 9.951% | 0 | 1.2818 | Industrial_2019_SC A_MW_After Competition Groups_Pump Equipment Upgrade
Industrial | Ind ¦ Air Leak Survey and Repair | 2019 | SC A | MW | After Competition Groups | 1.2776 | 0 | 0 | 12.8806 | 0.099185 | 4 | Industrial_2019_SC A_MW_After Competition Groups_4 | Air Leak Survey and Repair | 9.919% | 0 | 1.2776 | Industrial_2019_SC A_MW_After Competition Groups_Air Leak Survey and Repair
Industrial | Ind ¦ Recommissioning | 2019 | SC A | MW | After Competition Groups | 0.90228 | 0 | 0 | 12.8806 | 0.070049 | 5 | Industrial_2019_SC A_MW_After Competition Groups_5 | Recommissioning | 7.005% | 0 | 0.90228 | Industrial_2019_SC A_MW_After Competition Groups_Recommissioning
Industrial | Ind ¦ SEM | 2019 | SC A | MW | After Competition Groups | 0.90228 | 0 | 0 | 12.8806 | 0.070049 | 6 | Industrial_2019_SC A_MW_After Competition Groups_6 | SEM | 7.005% | 0 | 0.90228 | Industrial_2019_SC A_MW_After Competition Groups_SEM
Industrial | Ind ¦ Fan System Optimization | 2019 | SC A | MW | After Competition Groups | 0.81131 | 0 | 0 | 12.8806 | 0.062987 | 7 | Industrial_2019_SC A_MW_After Competition Groups_7 | Fan System Optimization | 6.299% | 0 | 0.81131 | Industrial_2019_SC A_MW_After Competition Groups_Fan System Optimization
Industrial | Ind ¦ High Efficiency HVAC Fans | 2019 | SC A | MW | After Competition Groups | 0.67162 | 0 | 0 | 12.8806 | 0.052142 | 8 | Industrial_2019_SC A_MW_After Competition Groups_8 | High Efficiency HVAC Fans | 5.214% | 0 | 0.67162 | Industrial_2019_SC A_MW_After Competition Groups_High Efficiency HVAC Fans
Industrial | Ind ¦ Greenhouse Grow Lights | 2019 | SC A | MW | After Competition Groups | 0.54277 | 0 | 0 | 12.8806 | 0.042139 | 9 | Industrial_2019_SC A_MW_After Competition Groups_9 | Greenhouse Grow Lights | 4.214% | 0 | 0.54277 | Industrial_2019_SC A_MW_After Competition Groups_Greenhouse Grow Lights
Industrial | Ind ¦ Efficient Compressed Air Nozzles | 2019 | SC A | MW | After Competition Groups | 0.49617 | 0 | 0 | 12.8806 | 0.038521 | 10 | Industrial_2019_SC A_MW_After Competition Groups_10 | Efficient Compressed Air Nozzles | 3.852% | 0 | 0.49617 | Industrial_2019_SC A_MW_After Competition Groups_Efficient Compressed Air Nozzles
Industrial | Ind ¦ Material Handling Improvements | 2019 | SC A | MW | After Competition Groups | 0.27171 | 0 | 0 | 12.8806 | 0.021094 | 11 | Industrial_2019_SC A_MW_After Competition Groups_11 | Material Handling Improvements | 2.109% | 0 | 0.27171 | Industrial_2019_SC A_MW_After Competition Groups_Material Handling Improvements
Industrial | Ind ¦ Improved Controls - Process Cooling | 2019 | SC A | MW | After Competition Groups | 0.24203 | 0 | 0 | 12.8806 | 0.01879 | 12 | Industrial_2019_SC A_MW_After Competition Groups_12 | Improved Controls - Process Cooling | 1.879% | 0 | 0.24203 | Industrial_2019_SC A_MW_After Competition Groups_Improved Controls - Process Cooling
Industrial | Ind ¦ Process Optimization (Elec) | 2019 | SC A | MW | After Competition Groups | 0.17775 | 0 | 0 | 12.8806 | 0.0138 | 13 | Industrial_2019_SC A_MW_After Competition Groups_13 | Process Optimization (Elec) | 1.38% | 0 | 0.17775 | Industrial_2019_SC A_MW_After Competition Groups_Process Optimization (Elec)
Industrial | Ind ¦ Refiner Plate Improvements | 2019 | SC A | MW | After Competition Groups | 0.060848 | 0 | 0 | 12.8806 | 0.004724 | 14 | Industrial_2019_SC A_MW_After Competition Groups_14 | Refiner Plate Improvements | 0.4724% | 0 | 0.060848 | Industrial_2019_SC A_MW_After Competition Groups_Refiner Plate Improvements
Industrial | Ind ¦ VAV Conversion Project | 2019 | SC A | MW | After Competition Groups | 0.055422 | 0 | 0 | 12.8806 | 0.0043028 | 15 | Industrial_2019_SC A_MW_After Competition Groups_15 | VAV Conversion Project | 0.4303% | 0 | 0.055422 | Industrial_2019_SC A_MW_After Competition Groups_VAV Conversion Project
Industrial | Ind ¦ Pulp and Paper Process Improvements | 2019 | SC A | MW | After Competition Groups | 0.053523 | 0 | 0 | 12.8806 | 0.0041553 | 16 | Industrial_2019_SC A_MW_After Competition Groups_16 | Pulp and Paper Process Improvements | 0.4155% | 0 | 0.053523 | Industrial_2019_SC A_MW_After Competition Groups_Pulp and Paper Process Improvements
Industrial | Ind ¦ Ventilation Optimization | 2019 | SC A | MW | After Competition Groups | 0.048023 | 0 | 0 | 12.8806 | 0.0037283 | 17 | Industrial_2019_SC A_MW_After Competition Groups_17 | Ventilation Optimization | 0.3728% | 0 | 0.048023 | Industrial_2019_SC A_MW_After Competition Groups_Ventilation Optimization
Industrial | Ind ¦ Refrigeration Compressor VFD | 2019 | SC A | MW | After Competition Groups | 0.047393 | 0 | 0 | 12.8806 | 0.0036794 | 18 | Industrial_2019_SC A_MW_After Competition Groups_18 | Refrigeration Compressor VFD | 0.3679% | 0 | 0.047393 | Industrial_2019_SC A_MW_After Competition Groups_Refrigeration Compressor VFD
Industrial | Ind ¦ Process Heat Recovery | 2019 | SC A | MW | After Competition Groups | 0.04634 | 0 | 0 | 12.8806 | 0.0035977 | 19 | Industrial_2019_SC A_MW_After Competition Groups_19 | Process Heat Recovery | 0.3598% | 0 | 0.04634 | Industrial_2019_SC A_MW_After Competition Groups_Process Heat Recovery
Industrial | Ind ¦ High Efficiency Battery Charger | 2019 | SC A | MW | After Competition Groups | 0.036745 | 0 | 0 | 12.8806 | 0.0028527 | 20 | Industrial_2019_SC A_MW_After Competition Groups_20 | High Efficiency Battery Charger | 0.2853% | 0 | 0.036745 | Industrial_2019_SC A_MW_After Competition Groups_High Efficiency Battery Charger
Industrial | Ind ¦ Process Improvements | 2019 | SC A | MW | After Competition Groups | 0.03474 | 0 | 0 | 12.8806 | 0.002697 | 21 | Industrial_2019_SC A_MW_After Competition Groups_21 | Process Improvements | 0.2697% | 0 | 0.03474 | Industrial_2019_SC A_MW_After Competition Groups_Process Improvements
Industrial | Ind ¦ Improved Controls - Process Heating | 2019 | SC A | MW | After Competition Groups | 0.022179 | 0 | 0 | 12.8806 | 0.0017219 | 22 | Industrial_2019_SC A_MW_After Competition Groups_22 | Improved Controls - Process Heating | 0.1722% | 0 | 0.022179 | Industrial_2019_SC A_MW_After Competition Groups_Improved Controls - Process Heating
Industrial | Ind ¦ Cooling Tower Optimization | 2019 | SC A | MW | After Competition Groups | 0.021253 | 0 | 0 | 12.8806 | 0.00165 | 23 | Industrial_2019_SC A_MW_After Competition Groups_23 | Cooling Tower Optimization | 0.165% | 0 | 0.021253 | Industrial_2019_SC A_MW_After Competition Groups_Cooling Tower Optimization
Industrial | Ind ¦ Engine Block Heater Timer | 2019 | SC A | MW | After Competition Groups | 0.013613 | 0 | 0 | 12.8806 | 0.0010569 | 24 | Industrial_2019_SC A_MW_After Competition Groups_24 | Engine Block Heater Timer | 0.1057% | 0 | 0.013613 | Industrial_2019_SC A_MW_After Competition Groups_Engine Block Heater Timer
Industrial | Ind ¦ Dairy Pre-Cooler | 2019 | SC A | MW | After Competition Groups | 0.011039 | 0 | 0 | 12.8806 | 0.00085702 | 25 | Industrial_2019_SC A_MW_After Competition Groups_25 | Dairy Pre-Cooler | 0.0857% | 0 | 0.011039 | Industrial_2019_SC A_MW_After Competition Groups_Dairy Pre-Cooler
Industrial | Ind ¦ Efficient Refrigeration Compressor | 2019 | SC A | MW | After Competition Groups | 0.0096796 | 0 | 0 | 12.8806 | 0.00075149 | 26 | Industrial_2019_SC A_MW_After Competition Groups_26 | Efficient Refrigeration Compressor | 0.07515% | 0 | 0.0096796 | Industrial_2019_SC A_MW_After Competition Groups_Efficient Refrigeration Compressor
Industrial | Ind ¦ Air Compressor Heat Recovery | 2019 | SC A | MW | After Competition Groups | 0.0062355 | 0 | 0 | 12.8806 | 0.0004841 | 27 | Industrial_2019_SC A_MW_After Competition Groups_27 | Air Compressor Heat Recovery | 0.04841% | 0 | 0.0062355 | Industrial_2019_SC A_MW_After Competition Groups_Air Compressor Heat Recovery
Industrial | Ind ¦ Free Cooling | 2019 | SC A | MW | After Competition Groups | 0.00045099 | 0 | 0 | 12.8806 | 3.5013e-05 | 28 | Industrial_2019_SC A_MW_After Competition Groups_28 | Free Cooling | 0.003501% | 0 | 0.00045099 | Industrial_2019_SC A_MW_After Competition Groups_Free Cooling
Industrial | Ind ¦ Efficient Irrigation | 2019 | SC A | MW | After Competition Groups | 0 | 0 | 0 | 12.8806 | 0 | 29 | Industrial_2019_SC A_MW_After Competition Groups_29 | Efficient Irrigation | 0% | 0 | 0 | Industrial_2019_SC A_MW_After Competition Groups_Efficient Irrigation
Industrial | Ind ¦ HE Lighting | 2019 | SC A | MW | After Competition Groups | 0 | 0 | 0 | 12.8806 | 0 | 30 | Industrial_2019_SC A_MW_After Competition Groups_30 | HE Lighting | 0% | 0 | 0 | Industrial_2019_SC A_MW_After Competition Groups_HE Lighting
Industrial | Ind ¦ Heat Lamps/Heat Pad | 2019 | SC A | MW | After Competition Groups | 0 | 0 | 0 | 12.8806 | 0 | 31 | Industrial_2019_SC A_MW_After Competition Groups_31 | Heat Lamps/Heat Pad | 0% | 0 | 0 | Industrial_2019_SC A_MW_After Competition Groups_Heat Lamps/Heat Pad
Industrial | Ind ¦ Air Leak Survey and Repair | 2019 | SC B | MW | After Competition Groups | 3.346 | 0 | 0 | 20.876 | 0.16028 | 1 | Industrial_2019_SC B_MW_After Competition Groups_1 | Air Leak Survey and Repair | 16.03% | 0 | 3.346 | Industrial_2019_SC B_MW_After Competition Groups_Air Leak Survey and Repair
Industrial | Ind ¦ Air Compressor Optimization | 2019 | SC B | MW | After Competition Groups | 2.4837 | 0 | 0 | 20.876 | 0.11897 | 2 | Industrial_2019_SC B_MW_After Competition Groups_2 | Air Compressor Optimization | 11.9% | 0 | 2.4837 | Industrial_2019_SC B_MW_After Competition Groups_Air Compressor Optimization
Industrial | Ind ¦ Recommissioning | 2019 | SC B | MW | After Competition Groups | 2.3631 | 0 | 0 | 20.876 | 0.1132 | 3 | Industrial_2019_SC B_MW_After Competition Groups_3 | Recommissioning | 11.32% | 0 | 2.3631 | Industrial_2019_SC B_MW_After Competition Groups_Recommissioning
Industrial | Ind ¦ SEM | 2019 | SC B | MW | After Competition Groups | 2.3631 | 0 | 0 | 20.876 | 0.1132 | 4 | Industrial_2019_SC B_MW_After Competition Groups_4 | SEM | 11.32% | 0 | 2.3631 | Industrial_2019_SC B_MW_After Competition Groups_SEM
Industrial | Ind ¦ Pump System Optimization | 2019 | SC B | MW | After Competition Groups | 2.3522 | 0 | 0 | 20.876 | 0.11267 | 5 | Industrial_2019_SC B_MW_After Competition Groups_5 | Pump System Optimization | 11.27% | 0 | 2.3522 | Industrial_2019_SC B_MW_After Competition Groups_Pump System Optimization
Industrial | Ind ¦ Efficient Compressed Air Nozzles | 2019 | SC B | MW | After Competition Groups | 1.2952 | 0 | 0 | 20.876 | 0.062041 | 6 | Industrial_2019_SC B_MW_After Competition Groups_6 | Efficient Compressed Air Nozzles | 6.204% | 0 | 1.2952 | Industrial_2019_SC B_MW_After Competition Groups_Efficient Compressed Air Nozzles
Industrial | Ind ¦ Pump Equipment Upgrade | 2019 | SC B | MW | After Competition Groups | 1.2818 | 0 | 0 | 20.876 | 0.061399 | 7 | Industrial_2019_SC B_MW_After Competition Groups_7 | Pump Equipment Upgrade | 6.14% | 0 | 1.2818 | Industrial_2019_SC B_MW_After Competition Groups_Pump Equipment Upgrade
Industrial | Ind ¦ High Efficiency HVAC Fans | 2019 | SC B | MW | After Competition Groups | 1.0888 | 0 | 0 | 20.876 | 0.052158 | 8 | Industrial_2019_SC B_MW_After Competition Groups_8 | High Efficiency HVAC Fans | 5.216% | 0 | 1.0888 | Industrial_2019_SC B_MW_After Competition Groups_High Efficiency HVAC Fans
Industrial | Ind ¦ Fan System Optimization | 2019 | SC B | MW | After Competition Groups | 0.88738 | 0 | 0 | 20.876 | 0.042507 | 9 | Industrial_2019_SC B_MW_After Competition Groups_9 | Fan System Optimization | 4.251% | 0 | 0.88738 | Industrial_2019_SC B_MW_After Competition Groups_Fan System Optimization
Industrial | Ind ¦ Improved Controls - Process Cooling | 2019 | SC B | MW | After Competition Groups | 0.63477 | 0 | 0 | 20.876 | 0.030407 | 10 | Industrial_2019_SC B_MW_After Competition Groups_10 | Improved Controls - Process Cooling | 3.041% | 0 | 0.63477 | Industrial_2019_SC B_MW_After Competition Groups_Improved Controls - Process Cooling
Industrial | Ind ¦ Greenhouse Grow Lights | 2019 | SC B | MW | After Competition Groups | 0.56022 | 0 | 0 | 20.876 | 0.026835 | 11 | Industrial_2019_SC B_MW_After Competition Groups_11 | Greenhouse Grow Lights | 2.684% | 0 | 0.56022 | Industrial_2019_SC B_MW_After Competition Groups_Greenhouse Grow Lights
Industrial | Ind ¦ Material Handling Improvements | 2019 | SC B | MW | After Competition Groups | 0.38447 | 0 | 0 | 20.876 | 0.018417 | 12 | Industrial_2019_SC B_MW_After Competition Groups_12 | Material Handling Improvements | 1.842% | 0 | 0.38447 | Industrial_2019_SC B_MW_After Competition Groups_Material Handling Improvements
Industrial | Ind ¦ Pulp and Paper Process Improvements | 2019 | SC B | MW | After Competition Groups | 0.33465 | 0 | 0 | 20.876 | 0.01603 | 13 | Industrial_2019_SC B_MW_After Competition Groups_13 | Pulp and Paper Process Improvements | 1.603% | 0 | 0.33465 | Industrial_2019_SC B_MW_After Competition Groups_Pulp and Paper Process Improvements
Industrial | Ind ¦ Cooling Tower Optimization | 2019 | SC B | MW | After Competition Groups | 0.18957 | 0 | 0 | 20.876 | 0.0090807 | 14 | Industrial_2019_SC B_MW_After Competition Groups_14 | Cooling Tower Optimization | 0.9081% | 0 | 0.18957 | Industrial_2019_SC B_MW_After Competition Groups_Cooling Tower Optimization
Industrial | Ind ¦ Process Optimization (Elec) | 2019 | SC B | MW | After Competition Groups | 0.17775 | 0 | 0 | 20.876 | 0.0085147 | 15 | Industrial_2019_SC B_MW_After Competition Groups_15 | Process Optimization (Elec) | 0.8515% | 0 | 0.17775 | Industrial_2019_SC B_MW_After Competition Groups_Process Optimization (Elec)
Industrial | Ind ¦ Free Cooling | 2019 | SC B | MW | After Competition Groups | 0.16924 | 0 | 0 | 20.876 | 0.0081068 | 16 | Industrial_2019_SC B_MW_After Competition Groups_16 | Free Cooling | 0.8107% | 0 | 0.16924 | Industrial_2019_SC B_MW_After Competition Groups_Free Cooling
Industrial | Ind ¦ Ventilation Optimization | 2019 | SC B | MW | After Competition Groups | 0.15964 | 0 | 0 | 20.876 | 0.007647 | 17 | Industrial_2019_SC B_MW_After Competition Groups_17 | Ventilation Optimization | 0.7647% | 0 | 0.15964 | Industrial_2019_SC B_MW_After Competition Groups_Ventilation Optimization
Industrial | Ind ¦ Refiner Plate Improvements | 2019 | SC B | MW | After Competition Groups | 0.15936 | 0 | 0 | 20.876 | 0.0076338 | 18 | Industrial_2019_SC B_MW_After Competition Groups_18 | Refiner Plate Improvements | 0.7634% | 0 | 0.15936 | Industrial_2019_SC B_MW_After Competition Groups_Refiner Plate Improvements
Industrial | Ind ¦ VAV Conversion Project | 2019 | SC B | MW | After Competition Groups | 0.14782 | 0 | 0 | 20.876 | 0.0070809 | 19 | Industrial_2019_SC B_MW_After Competition Groups_19 | VAV Conversion Project | 0.7081% | 0 | 0.14782 | Industrial_2019_SC B_MW_After Competition Groups_VAV Conversion Project
Industrial | Ind ¦ Process Heat Recovery | 2019 | SC B | MW | After Competition Groups | 0.12137 | 0 | 0 | 20.876 | 0.0058136 | 20 | Industrial_2019_SC B_MW_After Competition Groups_20 | Process Heat Recovery | 0.5814% | 0 | 0.12137 | Industrial_2019_SC B_MW_After Competition Groups_Process Heat Recovery
Industrial | Ind ¦ High Efficiency Battery Charger | 2019 | SC B | MW | After Competition Groups | 0.096703 | 0 | 0 | 20.876 | 0.0046323 | 21 | Industrial_2019_SC B_MW_After Competition Groups_21 | High Efficiency Battery Charger | 0.4632% | 0 | 0.096703 | Industrial_2019_SC B_MW_After Competition Groups_High Efficiency Battery Charger
Industrial | Ind ¦ Process Improvements | 2019 | SC B | MW | After Competition Groups | 0.094688 | 0 | 0 | 20.876 | 0.0045357 | 22 | Industrial_2019_SC B_MW_After Competition Groups_22 | Process Improvements | 0.4536% | 0 | 0.094688 | Industrial_2019_SC B_MW_After Competition Groups_Process Improvements
Industrial | Ind ¦ Improved Controls - Process Heating | 2019 | SC B | MW | After Competition Groups | 0.058169 | 0 | 0 | 20.876 | 0.0027864 | 23 | Industrial_2019_SC B_MW_After Competition Groups_23 | Improved Controls - Process Heating | 0.2786% | 0 | 0.058169 | Industrial_2019_SC B_MW_After Competition Groups_Improved Controls - Process Heating
Industrial | Ind ¦ Refrigeration Compressor VFD | 2019 | SC B | MW | After Competition Groups | 0.048936 | 0 | 0 | 20.876 | 0.0023441 | 24 | Industrial_2019_SC B_MW_After Competition Groups_24 | Refrigeration Compressor VFD | 0.2344% | 0 | 0.048936 | Industrial_2019_SC B_MW_After Competition Groups_Refrigeration Compressor VFD
Industrial | Ind ¦ Engine Block Heater Timer | 2019 | SC B | MW | After Competition Groups | 0.035712 | 0 | 0 | 20.876 | 0.0017107 | 25 | Industrial_2019_SC B_MW_After Competition Groups_25 | Engine Block Heater Timer | 0.1711% | 0 | 0.035712 | Industrial_2019_SC B_MW_After Competition Groups_Engine Block Heater Timer
Industrial | Ind ¦ Air Compressor Heat Recovery | 2019 | SC B | MW | After Competition Groups | 0.016331 | 0 | 0 | 20.876 | 0.00078228 | 26 | Industrial_2019_SC B_MW_After Competition Groups_26 | Air Compressor Heat Recovery | 0.07823% | 0 | 0.016331 | Industrial_2019_SC B_MW_After Competition Groups_Air Compressor Heat Recovery
Industrial | Ind ¦ Dairy Pre-Cooler | 2019 | SC B | MW | After Competition Groups | 0.013911 | 0 | 0 | 20.876 | 0.00066634 | 27 | Industrial_2019_SC B_MW_After Competition Groups_27 | Dairy Pre-Cooler | 0.06663% | 0 | 0.013911 | Industrial_2019_SC B_MW_After Competition Groups_Dairy Pre-Cooler
Industrial | Ind ¦ Efficient Refrigeration Compressor | 2019 | SC B | MW | After Competition Groups | 0.011497 | 0 | 0 | 20.876 | 0.00055073 | 28 | Industrial_2019_SC B_MW_After Competition Groups_28 | Efficient Refrigeration Compressor | 0.05507% | 0 | 0.011497 | Industrial_2019_SC B_MW_After Competition Groups_Efficient Refrigeration Compressor
Industrial | Ind ¦ Efficient Irrigation | 2019 | SC B | MW | After Competition Groups | 0 | 0 | 0 | 20.876 | 0 | 29 | Industrial_2019_SC B_MW_After Competition Groups_29 | Efficient Irrigation | 0% | 0 | 0 | Industrial_2019_SC B_MW_After Competition Groups_Efficient Irrigation
Industrial | Ind ¦ HE Lighting | 2019 | SC B | MW | After Competition Groups | 0 | 0 | 0 | 20.876 | 0 | 30 | Industrial_2019_SC B_MW_After Competition Groups_30 | HE Lighting | 0% | 0 | 0 | Industrial_2019_SC B_MW_After Competition Groups_HE Lighting
Industrial | Ind ¦ Heat Lamps/Heat Pad | 2019 | SC B | MW | After Competition Groups | 0 | 0 | 0 | 20.876 | 0 | 31 | Industrial_2019_SC B_MW_After Competition Groups_31 | Heat Lamps/Heat Pad | 0% | 0 | 0 | Industrial_2019_SC B_MW_After Competition Groups_Heat Lamps/Heat Pad
Industrial | Ind ¦ Air Compressor Optimization | 2019 | SC C | MW | After Competition Groups | 2.4837 | 0 | 0 | 13.4157 | 0.18513 | 1 | Industrial_2019_SC C_MW_After Competition Groups_1 | Air Compressor Optimization | 18.51% | 0 | 2.4837 | Industrial_2019_SC C_MW_After Competition Groups_Air Compressor Optimization
Industrial | Ind ¦ Pump System Optimization | 2019 | SC C | MW | After Competition Groups | 2.3522 | 0 | 0 | 13.4157 | 0.17533 | 2 | Industrial_2019_SC C_MW_After Competition Groups_2 | Pump System Optimization | 17.53% | 0 | 2.3522 | Industrial_2019_SC C_MW_After Competition Groups_Pump System Optimization
Industrial | Ind ¦ Pump Equipment Upgrade | 2019 | SC C | MW | After Competition Groups | 1.2818 | 0 | 0 | 13.4157 | 0.095542 | 3 | Industrial_2019_SC C_MW_After Competition Groups_3 | Pump Equipment Upgrade | 9.554% | 0 | 1.2818 | Industrial_2019_SC C_MW_After Competition Groups_Pump Equipment Upgrade
Industrial | Ind ¦ Air Leak Survey and Repair | 2019 | SC C | MW | After Competition Groups | 1.2776 | 0 | 0 | 13.4157 | 0.095229 | 4 | Industrial_2019_SC C_MW_After Competition Groups_4 | Air Leak Survey and Repair | 9.523% | 0 | 1.2776 | Industrial_2019_SC C_MW_After Competition Groups_Air Leak Survey and Repair
Industrial | Ind ¦ Recommissioning | 2019 | SC C | MW | After Competition Groups | 0.90228 | 0 | 0 | 13.4157 | 0.067255 | 5 | Industrial_2019_SC C_MW_After Competition Groups_5 | Recommissioning | 6.726% | 0 | 0.90228 | Industrial_2019_SC C_MW_After Competition Groups_Recommissioning
Industrial | Ind ¦ SEM | 2019 | SC C | MW | After Competition Groups | 0.90228 | 0 | 0 | 13.4157 | 0.067255 | 6 | Industrial_2019_SC C_MW_After Competition Groups_6 | SEM | 6.726% | 0 | 0.90228 | Industrial_2019_SC C_MW_After Competition Groups_SEM
Industrial | Ind ¦ Fan System Optimization | 2019 | SC C | MW | After Competition Groups | 0.88738 | 0 | 0 | 13.4157 | 0.066145 | 7 | Industrial_2019_SC C_MW_After Competition Groups_7 | Fan System Optimization | 6.615% | 0 | 0.88738 | Industrial_2019_SC C_MW_After Competition Groups_Fan System Optimization
Industrial | Ind ¦ High Efficiency HVAC Fans | 2019 | SC C | MW | After Competition Groups | 0.67162 | 0 | 0 | 13.4157 | 0.050062 | 8 | Industrial_2019_SC C_MW_After Competition Groups_8 | High Efficiency HVAC Fans | 5.006% | 0 | 0.67162 | Industrial_2019_SC C_MW_After Competition Groups_High Efficiency HVAC Fans
Industrial | Ind ¦ Greenhouse Grow Lights | 2019 | SC C | MW | After Competition Groups | 0.56023 | 0 | 0 | 13.4157 | 0.041759 | 9 | Industrial_2019_SC C_MW_After Competition Groups_9 | Greenhouse Grow Lights | 4.176% | 0 | 0.56023 | Industrial_2019_SC C_MW_After Competition Groups_Greenhouse Grow Lights
Industrial | Ind ¦ Efficient Compressed Air Nozzles | 2019 | SC C | MW | After Competition Groups | 0.49617 | 0 | 0 | 13.4157 | 0.036984 | 10 | Industrial_2019_SC C_MW_After Competition Groups_10 | Efficient Compressed Air Nozzles | 3.698% | 0 | 0.49617 | Industrial_2019_SC C_MW_After Competition Groups_Efficient Compressed Air Nozzles
Industrial | Ind ¦ Material Handling Improvements | 2019 | SC C | MW | After Competition Groups | 0.27171 | 0 | 0 | 13.4157 | 0.020253 | 11 | Industrial_2019_SC C_MW_After Competition Groups_11 | Material Handling Improvements | 2.025% | 0 | 0.27171 | Industrial_2019_SC C_MW_After Competition Groups_Material Handling Improvements
Industrial | Ind ¦ Improved Controls - Process Cooling | 2019 | SC C | MW | After Competition Groups | 0.24237 | 0 | 0 | 13.4157 | 0.018066 | 12 | Industrial_2019_SC C_MW_After Competition Groups_12 | Improved Controls - Process Cooling | 1.807% | 0 | 0.24237 | Industrial_2019_SC C_MW_After Competition Groups_Improved Controls - Process Cooling
Industrial | Ind ¦ Cooling Tower Optimization | 2019 | SC C | MW | After Competition Groups | 0.18957 | 0 | 0 | 13.4157 | 0.01413 | 13 | Industrial_2019_SC C_MW_After Competition Groups_13 | Cooling Tower Optimization | 1.413% | 0 | 0.18957 | Industrial_2019_SC C_MW_After Competition Groups_Cooling Tower Optimization
Industrial | Ind ¦ Process Optimization (Elec) | 2019 | SC C | MW | After Competition Groups | 0.17775 | 0 | 0 | 13.4157 | 0.01325 | 14 | Industrial_2019_SC C_MW_After Competition Groups_14 | Process Optimization (Elec) | 1.325% | 0 | 0.17775 | Industrial_2019_SC C_MW_After Competition Groups_Process Optimization (Elec)
Industrial | Ind ¦ Ventilation Optimization | 2019 | SC C | MW | After Competition Groups | 0.15964 | 0 | 0 | 13.4157 | 0.011899 | 15 | Industrial_2019_SC C_MW_After Competition Groups_15 | Ventilation Optimization | 1.19% | 0 | 0.15964 | Industrial_2019_SC C_MW_After Competition Groups_Ventilation Optimization
Industrial | Ind ¦ Pulp and Paper Process Improvements | 2019 | SC C | MW | After Competition Groups | 0.12778 | 0 | 0 | 13.4157 | 0.0095247 | 16 | Industrial_2019_SC C_MW_After Competition Groups_16 | Pulp and Paper Process Improvements | 0.9525% | 0 | 0.12778 | Industrial_2019_SC C_MW_After Competition Groups_Pulp and Paper Process Improvements
Industrial | Ind ¦ Free Cooling | 2019 | SC C | MW | After Competition Groups | 0.064624 | 0 | 0 | 13.4157 | 0.0048171 | 17 | Industrial_2019_SC C_MW_After Competition Groups_17 | Free Cooling | 0.4817% | 0 | 0.064624 | Industrial_2019_SC C_MW_After Competition Groups_Free Cooling
Industrial | Ind ¦ Refiner Plate Improvements | 2019 | SC C | MW | After Competition Groups | 0.060848 | 0 | 0 | 13.4157 | 0.0045356 | 18 | Industrial_2019_SC C_MW_After Competition Groups_18 | Refiner Plate Improvements | 0.4536% | 0 | 0.060848 | Industrial_2019_SC C_MW_After Competition Groups_Refiner Plate Improvements
Industrial | Ind ¦ VAV Conversion Project | 2019 | SC C | MW | After Competition Groups | 0.056442 | 0 | 0 | 13.4157 | 0.0042072 | 19 | Industrial_2019_SC C_MW_After Competition Groups_19 | VAV Conversion Project | 0.4207% | 0 | 0.056442 | Industrial_2019_SC C_MW_After Competition Groups_VAV Conversion Project
Industrial | Ind ¦ High Efficiency Battery Charger | 2019 | SC C | MW | After Competition Groups | 0.052701 | 0 | 0 | 13.4157 | 0.0039283 | 20 | Industrial_2019_SC C_MW_After Competition Groups_20 | High Efficiency Battery Charger | 0.3928% | 0 | 0.052701 | Industrial_2019_SC C_MW_After Competition Groups_High Efficiency Battery Charger
Industrial | Ind ¦ Refrigeration Compressor VFD | 2019 | SC C | MW | After Competition Groups | 0.048937 | 0 | 0 | 13.4157 | 0.0036477 | 21 | Industrial_2019_SC C_MW_After Competition Groups_21 | Refrigeration Compressor VFD | 0.3648% | 0 | 0.048937 | Industrial_2019_SC C_MW_After Competition Groups_Refrigeration Compressor VFD
Industrial | Ind ¦ Process Heat Recovery | 2019 | SC C | MW | After Competition Groups | 0.04634 | 0 | 0 | 13.4157 | 0.0034542 | 22 | Industrial_2019_SC C_MW_After Competition Groups_22 | Process Heat Recovery | 0.3454% | 0 | 0.04634 | Industrial_2019_SC C_MW_After Competition Groups_Process Heat Recovery
Industrial | Ind ¦ Process Improvements | 2019 | SC C | MW | After Competition Groups | 0.036154 | 0 | 0 | 13.4157 | 0.0026949 | 23 | Industrial_2019_SC C_MW_After Competition Groups_23 | Process Improvements | 0.2695% | 0 | 0.036154 | Industrial_2019_SC C_MW_After Competition Groups_Process Improvements
Industrial | Ind ¦ Improved Controls - Process Heating | 2019 | SC C | MW | After Competition Groups | 0.02221 | 0 | 0 | 13.4157 | 0.0016555 | 24 | Industrial_2019_SC C_MW_After Competition Groups_24 | Improved Controls - Process Heating | 0.1656% | 0 | 0.02221 | Industrial_2019_SC C_MW_After Competition Groups_Improved Controls - Process Heating
Industrial | Ind ¦ Dairy Pre-Cooler | 2019 | SC C | MW | After Competition Groups | 0.013911 | 0 | 0 | 13.4157 | 0.0010369 | 25 | Industrial_2019_SC C_MW_After Competition Groups_25 | Dairy Pre-Cooler | 0.1037% | 0 | 0.013911 | Industrial_2019_SC C_MW_After Competition Groups_Dairy Pre-Cooler
Industrial | Ind ¦ Engine Block Heater Timer | 2019 | SC C | MW | After Competition Groups | 0.013636 | 0 | 0 | 13.4157 | 0.0010164 | 26 | Industrial_2019_SC C_MW_After Competition Groups_26 | Engine Block Heater Timer | 0.1016% | 0 | 0.013636 | Industrial_2019_SC C_MW_After Competition Groups_Engine Block Heater Timer
Industrial | Ind ¦ Efficient Refrigeration Compressor | 2019 | SC C | MW | After Competition Groups | 0.0096796 | 0 | 0 | 13.4157 | 0.00072152 | 27 | Industrial_2019_SC C_MW_After Competition Groups_27 | Efficient Refrigeration Compressor | 0.07215% | 0 | 0.0096796 | Industrial_2019_SC C_MW_After Competition Groups_Efficient Refrigeration Compressor
Industrial | Ind ¦ Air Compressor Heat Recovery | 2019 | SC C | MW | After Competition Groups | 0.0062355 | 0 | 0 | 13.4157 | 0.00046479 | 28 | Industrial_2019_SC C_MW_After Competition Groups_28 | Air Compressor Heat Recovery | 0.04648% | 0 | 0.0062355 | Industrial_2019_SC C_MW_After Competition Groups_Air Compressor Heat Recovery
Industrial | Ind ¦ Efficient Irrigation | 2019 | SC C | MW | After Competition Groups | 0 | 0 | 0 | 13.4157 | 0 | 29 | Industrial_2019_SC C_MW_After Competition Groups_29 | Efficient Irrigation | 0% | 0 | 0 | Industrial_2019_SC C_MW_After Competition Groups_Efficient Irrigation
Industrial | Ind ¦ HE Lighting | 2019 | SC C | MW | After Competition Groups | 0 | 0 | 0 | 13.4157 | 0 | 30 | Industrial_2019_SC C_MW_After Competition Groups_30 | HE Lighting | 0% | 0 | 0 | Industrial_2019_SC C_MW_After Competition Groups_HE Lighting
Industrial | Ind ¦ Heat Lamps/Heat Pad | 2019 | SC C | MW | After Competition Groups | 0 | 0 | 0 | 13.4157 | 0 | 31 | Industrial_2019_SC C_MW_After Competition Groups_31 | Heat Lamps/Heat Pad | 0% | 0 | 0 | Industrial_2019_SC C_MW_After Competition Groups_Heat Lamps/Heat Pad
Industrial | Ind ¦ Air Compressor Optimization | 2019 | SC D | MW | After Competition Groups | 2.4837 | 942237.9137 | 0.94224 | 12.8097 | 0.19389 | 1 | Industrial_2019_SC D_MW_After Competition Groups_1 | Air Compressor Optimization | 19.39% | 0.94224 | 2.4837 | Industrial_2019_SC D_MW_After Competition Groups_Air Compressor Optimization
Industrial | Ind ¦ Pump System Optimization | 2019 | SC D | MW | After Competition Groups | 2.2924 | 2370333.8232 | 2.3703 | 12.8097 | 0.17896 | 2 | Industrial_2019_SC D_MW_After Competition Groups_2 | Pump System Optimization | 17.9% | 2.3703 | 2.2924 | Industrial_2019_SC D_MW_After Competition Groups_Pump System Optimization
Industrial | Ind ¦ Air Leak Survey and Repair | 2019 | SC D | MW | After Competition Groups | 1.2757 | 152348.0855 | 0.15235 | 12.8097 | 0.099588 | 3 | Industrial_2019_SC D_MW_After Competition Groups_3 | Air Leak Survey and Repair | 9.959% | 0.15235 | 1.2757 | Industrial_2019_SC D_MW_After Competition Groups_Air Leak Survey and Repair
Industrial | Ind ¦ Pump Equipment Upgrade | 2019 | SC D | MW | After Competition Groups | 1.195 | 1462619.5253 | 1.4626 | 12.8097 | 0.093286 | 4 | Industrial_2019_SC D_MW_After Competition Groups_4 | Pump Equipment Upgrade | 9.329% | 1.4626 | 1.195 | Industrial_2019_SC D_MW_After Competition Groups_Pump Equipment Upgrade
Industrial | Ind ¦ SEM | 2019 | SC D | MW | After Competition Groups | 0.90228 | 731169.0954 | 0.73117 | 12.8097 | 0.070437 | 5 | Industrial_2019_SC D_MW_After Competition Groups_5 | SEM | 7.044% | 0.73117 | 0.90228 | Industrial_2019_SC D_MW_After Competition Groups_SEM
Industrial | Ind ¦ Fan System Optimization | 2019 | SC D | MW | After Competition Groups | 0.88738 | 824272.7918 | 0.82427 | 12.8097 | 0.069274 | 6 | Industrial_2019_SC D_MW_After Competition Groups_6 | Fan System Optimization | 6.927% | 0.82427 | 0.88738 | Industrial_2019_SC D_MW_After Competition Groups_Fan System Optimization
Industrial | Ind ¦ Recommissioning | 2019 | SC D | MW | After Competition Groups | 0.87697 | 466968.4079 | 0.46697 | 12.8097 | 0.068461 | 7 | Industrial_2019_SC D_MW_After Competition Groups_7 | Recommissioning | 6.846% | 0.46697 | 0.87697 | Industrial_2019_SC D_MW_After Competition Groups_Recommissioning
Industrial | Ind ¦ High Efficiency HVAC Fans | 2019 | SC D | MW | After Competition Groups | 0.64901 | 678016.0417 | 0.67802 | 12.8097 | 0.050665 | 8 | Industrial_2019_SC D_MW_After Competition Groups_8 | High Efficiency HVAC Fans | 5.067% | 0.67802 | 0.64901 | Industrial_2019_SC D_MW_After Competition Groups_High Efficiency HVAC Fans
Industrial | Ind ¦ Efficient Compressed Air Nozzles | 2019 | SC D | MW | After Competition Groups | 0.49617 | 106944.9238 | 0.10694 | 12.8097 | 0.038734 | 9 | Industrial_2019_SC D_MW_After Competition Groups_9 | Efficient Compressed Air Nozzles | 3.873% | 0.10694 | 0.49617 | Industrial_2019_SC D_MW_After Competition Groups_Efficient Compressed Air Nozzles
Industrial | Ind ¦ Greenhouse Grow Lights | 2019 | SC D | MW | After Competition Groups | 0.44624 | 546187.076 | 0.54619 | 12.8097 | 0.034836 | 10 | Industrial_2019_SC D_MW_After Competition Groups_10 | Greenhouse Grow Lights | 3.484% | 0.54619 | 0.44624 | Industrial_2019_SC D_MW_After Competition Groups_Greenhouse Grow Lights
Industrial | Ind ¦ Material Handling Improvements | 2019 | SC D | MW | After Competition Groups | 0.27171 | 89810.5103 | 0.089811 | 12.8097 | 0.021211 | 11 | Industrial_2019_SC D_MW_After Competition Groups_11 | Material Handling Improvements | 2.121% | 0.089811 | 0.27171 | Industrial_2019_SC D_MW_After Competition Groups_Material Handling Improvements
Industrial | Ind ¦ Improved Controls - Process Cooling | 2019 | SC D | MW | After Competition Groups | 0.24237 | 70943.7319 | 0.070944 | 12.8097 | 0.018921 | 12 | Industrial_2019_SC D_MW_After Competition Groups_12 | Improved Controls - Process Cooling | 1.892% | 0.070944 | 0.24237 | Industrial_2019_SC D_MW_After Competition Groups_Improved Controls - Process Cooling
Industrial | Ind ¦ Process Optimization (Elec) | 2019 | SC D | MW | After Competition Groups | 0.17775 | 94649.909 | 0.09465 | 12.8097 | 0.013876 | 13 | Industrial_2019_SC D_MW_After Competition Groups_13 | Process Optimization (Elec) | 1.388% | 0.09465 | 0.17775 | Industrial_2019_SC D_MW_After Competition Groups_Process Optimization (Elec)
Industrial | Ind ¦ Cooling Tower Optimization | 2019 | SC D | MW | After Competition Groups | 0.1706 | 158465.6082 | 0.15847 | 12.8097 | 0.013318 | 14 | Industrial_2019_SC D_MW_After Competition Groups_14 | Cooling Tower Optimization | 1.332% | 0.15847 | 0.1706 | Industrial_2019_SC D_MW_After Competition Groups_Cooling Tower Optimization
Industrial | Ind ¦ Ventilation Optimization | 2019 | SC D | MW | After Competition Groups | 0.13118 | 160560.9633 | 0.16056 | 12.8097 | 0.010241 | 15 | Industrial_2019_SC D_MW_After Competition Groups_15 | Ventilation Optimization | 1.024% | 0.16056 | 0.13118 | Industrial_2019_SC D_MW_After Competition Groups_Ventilation Optimization
Industrial | Ind ¦ Refiner Plate Improvements | 2019 | SC D | MW | After Competition Groups | 0.060848 | 44492.7987 | 0.044493 | 12.8097 | 0.0047502 | 16 | Industrial_2019_SC D_MW_After Competition Groups_16 | Refiner Plate Improvements | 0.475% | 0.044493 | 0.060848 | Industrial_2019_SC D_MW_After Competition Groups_Refiner Plate Improvements
Industrial | Ind ¦ VAV Conversion Project | 2019 | SC D | MW | After Competition Groups | 0.039196 | 56586.6025 | 0.056587 | 12.8097 | 0.0030599 | 17 | Industrial_2019_SC D_MW_After Competition Groups_17 | VAV Conversion Project | 0.306% | 0.056587 | 0.039196 | Industrial_2019_SC D_MW_After Competition Groups_VAV Conversion Project
Industrial | Ind ¦ Process Heat Recovery | 2019 | SC D | MW | After Competition Groups | 0.035253 | 43149.5427 | 0.04315 | 12.8097 | 0.0027521 | 18 | Industrial_2019_SC D_MW_After Competition Groups_18 | Process Heat Recovery | 0.2752% | 0.04315 | 0.035253 | Industrial_2019_SC D_MW_After Competition Groups_Process Heat Recovery
Industrial | Ind ¦ Refrigeration Compressor VFD | 2019 | SC D | MW | After Competition Groups | 0.034118 | 41760.1313 | 0.04176 | 12.8097 | 0.0026635 | 19 | Industrial_2019_SC D_MW_After Competition Groups_19 | Refrigeration Compressor VFD | 0.2663% | 0.04176 | 0.034118 | Industrial_2019_SC D_MW_After Competition Groups_Refrigeration Compressor VFD
Industrial | Ind ¦ Process Improvements | 2019 | SC D | MW | After Competition Groups | 0.032351 | 17226.389 | 0.017226 | 12.8097 | 0.0025255 | 20 | Industrial_2019_SC D_MW_After Competition Groups_20 | Process Improvements | 0.2526% | 0.017226 | 0.032351 | Industrial_2019_SC D_MW_After Competition Groups_Process Improvements
Industrial | Ind ¦ High Efficiency Battery Charger | 2019 | SC D | MW | After Competition Groups | 0.026588 | 38384.9068 | 0.038385 | 12.8097 | 0.0020757 | 21 | Industrial_2019_SC D_MW_After Competition Groups_21 | High Efficiency Battery Charger | 0.2076% | 0.038385 | 0.026588 | Industrial_2019_SC D_MW_After Competition Groups_High Efficiency Battery Charger
Industrial | Ind ¦ Improved Controls - Process Heating | 2019 | SC D | MW | After Competition Groups | 0.020209 | 18772.1774 | 0.018772 | 12.8097 | 0.0015777 | 22 | Industrial_2019_SC D_MW_After Competition Groups_22 | Improved Controls - Process Heating | 0.1578% | 0.018772 | 0.020209 | Industrial_2019_SC D_MW_After Competition Groups_Improved Controls - Process Heating
Industrial | Ind ¦ Pulp and Paper Process Improvements | 2019 | SC D | MW | After Competition Groups | 0.018049 | 22091.7687 | 0.022092 | 12.8097 | 0.001409 | 23 | Industrial_2019_SC D_MW_After Competition Groups_23 | Pulp and Paper Process Improvements | 0.1409% | 0.022092 | 0.018049 | Industrial_2019_SC D_MW_After Competition Groups_Pulp and Paper Process Improvements
Industrial | Ind ¦ Engine Block Heater Timer | 2019 | SC D | MW | After Competition Groups | 0.013021 | 6933.649 | 0.0069336 | 12.8097 | 0.0010165 | 24 | Industrial_2019_SC D_MW_After Competition Groups_24 | Engine Block Heater Timer | 0.1017% | 0.0069336 | 0.013021 | Industrial_2019_SC D_MW_After Competition Groups_Engine Block Heater Timer
Industrial | Ind ¦ Free Cooling | 2019 | SC D | MW | After Competition Groups | 0.010241 | 12534.2924 | 0.012534 | 12.8097 | 0.00079944 | 25 | Industrial_2019_SC D_MW_After Competition Groups_25 | Free Cooling | 0.07994% | 0.012534 | 0.010241 | Industrial_2019_SC D_MW_After Competition Groups_Free Cooling
Industrial | Ind ¦ Efficient Refrigeration Compressor | 2019 | SC D | MW | After Competition Groups | 0.0096503 | 7697.3787 | 0.0076974 | 12.8097 | 0.00075336 | 26 | Industrial_2019_SC D_MW_After Competition Groups_26 | Efficient Refrigeration Compressor | 0.07534% | 0.0076974 | 0.0096503 | Industrial_2019_SC D_MW_After Competition Groups_Efficient Refrigeration Compressor
Industrial | Ind ¦ Dairy Pre-Cooler | 2019 | SC D | MW | After Competition Groups | 0.006023 | 5594.6221 | 0.0055946 | 12.8097 | 0.00047019 | 27 | Industrial_2019_SC D_MW_After Competition Groups_27 | Dairy Pre-Cooler | 0.04702% | 0.0055946 | 0.006023 | Industrial_2019_SC D_MW_After Competition Groups_Dairy Pre-Cooler
Industrial | Ind ¦ Air Compressor Heat Recovery | 2019 | SC D | MW | After Competition Groups | 0.0057483 | 7035.7637 | 0.0070358 | 12.8097 | 0.00044874 | 28 | Industrial_2019_SC D_MW_After Competition Groups_28 | Air Compressor Heat Recovery | 0.04487% | 0.0070358 | 0.0057483 | Industrial_2019_SC D_MW_After Competition Groups_Air Compressor Heat Recovery
Industrial | Ind ¦ Efficient Irrigation | 2019 | SC D | MW | After Competition Groups | 0 | 0 | 0 | 12.8097 | 0 | 29 | Industrial_2019_SC D_MW_After Competition Groups_29 | Efficient Irrigation | 0% | 0 | 0 | Industrial_2019_SC D_MW_After Competition Groups_Efficient Irrigation
Industrial | Ind ¦ HE Lighting | 2019 | SC D | MW | After Competition Groups | 0 | 0 | 0 | 12.8097 | 0 | 30 | Industrial_2019_SC D_MW_After Competition Groups_30 | HE Lighting | 0% | 0 | 0 | Industrial_2019_SC D_MW_After Competition Groups_HE Lighting
Industrial | Ind ¦ Heat Lamps/Heat Pad | 2019 | SC D | MW | After Competition Groups | 0 | 0 | 0 | 12.8097 | 0 | 31 | Industrial_2019_SC D_MW_After Competition Groups_31 | Heat Lamps/Heat Pad | 0% | 0 | 0 | Industrial_2019_SC D_MW_After Competition Groups_Heat Lamps/Heat Pad
Industrial | Ind ¦ Air Leak Survey and Repair | 2019 | Technical | MW | After Competition Groups | 79.3717 | 0 | 0 | 573.6373 | 0.13837 | 1 | Industrial_2019_Technical_MW_After Competition Groups_1 | Air Leak Survey and Repair | 13.84% | 0 | 79.3717 | Industrial_2019_Technical_MW_After Competition Groups_Air Leak Survey and Repair
Industrial | Ind ¦ HE Lighting | 2019 | Technical | MW | After Competition Groups | 56.4086 | 0 | 0 | 573.6373 | 0.098335 | 2 | Industrial_2019_Technical_MW_After Competition Groups_2 | HE Lighting | 9.834% | 0 | 56.4086 | Industrial_2019_Technical_MW_After Competition Groups_HE Lighting
Industrial | Ind ¦ Recommissioning | 2019 | Technical | MW | After Competition Groups | 55.6978 | 0 | 0 | 573.6373 | 0.097096 | 3 | Industrial_2019_Technical_MW_After Competition Groups_3 | Recommissioning | 9.71% | 0 | 55.6978 | Industrial_2019_Technical_MW_After Competition Groups_Recommissioning
Industrial | Ind ¦ SEM | 2019 | Technical | MW | After Competition Groups | 55.6978 | 0 | 0 | 573.6373 | 0.097096 | 4 | Industrial_2019_Technical_MW_After Competition Groups_4 | SEM | 9.71% | 0 | 55.6978 | Industrial_2019_Technical_MW_After Competition Groups_SEM
Industrial | Ind ¦ Pump System Optimization | 2019 | Technical | MW | After Competition Groups | 50.8188 | 0 | 0 | 573.6373 | 0.088591 | 5 | Industrial_2019_Technical_MW_After Competition Groups_5 | Pump System Optimization | 8.859% | 0 | 50.8188 | Industrial_2019_Technical_MW_After Competition Groups_Pump System Optimization
Industrial | Ind ¦ Air Compressor Optimization | 2019 | Technical | MW | After Competition Groups | 36.5765 | 0 | 0 | 573.6373 | 0.063762 | 6 | Industrial_2019_Technical_MW_After Competition Groups_6 | Air Compressor Optimization | 6.376% | 0 | 36.5765 | Industrial_2019_Technical_MW_After Competition Groups_Air Compressor Optimization
Industrial | Ind ¦ Efficient Compressed Air Nozzles | 2019 | Technical | MW | After Competition Groups | 34.0003 | 0 | 0 | 573.6373 | 0.059271 | 7 | Industrial_2019_Technical_MW_After Competition Groups_7 | Efficient Compressed Air Nozzles | 5.927% | 0 | 34.0003 | Industrial_2019_Technical_MW_After Competition Groups_Efficient Compressed Air Nozzles
Industrial | Ind ¦ Pump Equipment Upgrade | 2019 | Technical | MW | After Competition Groups | 26.7646 | 0 | 0 | 573.6373 | 0.046658 | 8 | Industrial_2019_Technical_MW_After Competition Groups_8 | Pump Equipment Upgrade | 4.666% | 0 | 26.7646 | Industrial_2019_Technical_MW_After Competition Groups_Pump Equipment Upgrade
Industrial | Ind ¦ Process Optimization (Elec) | 2019 | Technical | MW | After Competition Groups | 23.0056 | 0 | 0 | 573.6373 | 0.040105 | 9 | Industrial_2019_Technical_MW_After Competition Groups_9 | Process Optimization (Elec) | 4.01% | 0 | 23.0056 | Industrial_2019_Technical_MW_After Competition Groups_Process Optimization (Elec)
Industrial | Ind ¦ High Efficiency HVAC Fans | 2019 | Technical | MW | After Competition Groups | 17.991 | 0 | 0 | 573.6373 | 0.031363 | 10 | Industrial_2019_Technical_MW_After Competition Groups_10 | High Efficiency HVAC Fans | 3.136% | 0 | 17.991 | Industrial_2019_Technical_MW_After Competition Groups_High Efficiency HVAC Fans
Industrial | Ind ¦ Premium Efficient Motors | 2019 | Technical | MW | After Competition Groups | 16.2393 | 0 | 0 | 573.6373 | 0.028309 | 11 | Industrial_2019_Technical_MW_After Competition Groups_11 | Premium Efficient Motors | 2.831% | 0 | 16.2393 | Industrial_2019_Technical_MW_After Competition Groups_Premium Efficient Motors
Industrial | Ind ¦ Improved Controls - Process Cooling | 2019 | Technical | MW | After Competition Groups | 14.7966 | 0 | 0 | 573.6373 | 0.025794 | 12 | Industrial_2019_Technical_MW_After Competition Groups_12 | Improved Controls - Process Cooling | 2.579% | 0 | 14.7966 | Industrial_2019_Technical_MW_After Competition Groups_Improved Controls - Process Cooling
Industrial | Ind ¦ Fan System Optimization | 2019 | Technical | MW | After Competition Groups | 14.5323 | 0 | 0 | 573.6373 | 0.025334 | 13 | Industrial_2019_Technical_MW_After Competition Groups_13 | Fan System Optimization | 2.533% | 0 | 14.5323 | Industrial_2019_Technical_MW_After Competition Groups_Fan System Optimization
Industrial | Ind ¦ Greenhouse Grow Lights | 2019 | Technical | MW | After Competition Groups | 12.5149 | 0 | 0 | 573.6373 | 0.021817 | 14 | Industrial_2019_Technical_MW_After Competition Groups_14 | Greenhouse Grow Lights | 2.182% | 0 | 12.5149 | Industrial_2019_Technical_MW_After Competition Groups_Greenhouse Grow Lights
Industrial | Ind ¦ HE HVAC Controls | 2019 | Technical | MW | After Competition Groups | 9.2213 | 0 | 0 | 573.6373 | 0.016075 | 15 | Industrial_2019_Technical_MW_After Competition Groups_15 | HE HVAC Controls | 1.608% | 0 | 9.2213 | Industrial_2019_Technical_MW_After Competition Groups_HE HVAC Controls
Industrial | Ind ¦ Pulp and Paper Process Improvements | 2019 | Technical | MW | After Competition Groups | 8.1181 | 0 | 0 | 573.6373 | 0.014152 | 16 | Industrial_2019_Technical_MW_After Competition Groups_16 | Pulp and Paper Process Improvements | 1.415% | 0 | 8.1181 | Industrial_2019_Technical_MW_After Competition Groups_Pulp and Paper Process Improvements
Industrial | Ind ¦ Ventilation Optimization | 2019 | Technical | MW | After Competition Groups | 6.7509 | 0 | 0 | 573.6373 | 0.011769 | 17 | Industrial_2019_Technical_MW_After Competition Groups_17 | Ventilation Optimization | 1.177% | 0 | 6.7509 | Industrial_2019_Technical_MW_After Competition Groups_Ventilation Optimization
Industrial | Ind ¦ Chiller Optimization | 2019 | Technical | MW | After Competition Groups | 5.7333 | 0 | 0 | 573.6373 | 0.0099947 | 18 | Industrial_2019_Technical_MW_After Competition Groups_18 | Chiller Optimization | 0.9995% | 0 | 5.7333 | Industrial_2019_Technical_MW_After Competition Groups_Chiller Optimization
Industrial | Ind ¦ Material Handling Improvements | 2019 | Technical | MW | After Competition Groups | 4.862 | 0 | 0 | 573.6373 | 0.0084757 | 19 | Industrial_2019_Technical_MW_After Competition Groups_19 | Material Handling Improvements | 0.8476% | 0 | 4.862 | Industrial_2019_Technical_MW_After Competition Groups_Material Handling Improvements
Industrial | Ind ¦ HE HVAC Units | 2019 | Technical | MW | After Competition Groups | 4.5038 | 0 | 0 | 573.6373 | 0.0078513 | 20 | Industrial_2019_Technical_MW_After Competition Groups_20 | HE HVAC Units | 0.7851% | 0 | 4.5038 | Industrial_2019_Technical_MW_After Competition Groups_HE HVAC Units
Industrial | Ind ¦ Cooling Tower Optimization | 2019 | Technical | MW | After Competition Groups | 4.41 | 0 | 0 | 573.6373 | 0.0076879 | 21 | Industrial_2019_Technical_MW_After Competition Groups_21 | Cooling Tower Optimization | 0.7688% | 0 | 4.41 | Industrial_2019_Technical_MW_After Competition Groups_Cooling Tower Optimization
Industrial | Ind ¦ Refiner Plate Improvements | 2019 | Technical | MW | After Competition Groups | 4.175 | 0 | 0 | 573.6373 | 0.007278 | 22 | Industrial_2019_Technical_MW_After Competition Groups_22 | Refiner Plate Improvements | 0.7278% | 0 | 4.175 | Industrial_2019_Technical_MW_After Competition Groups_Refiner Plate Improvements
Industrial | Ind ¦ HVLS Fans | 2019 | Technical | MW | After Competition Groups | 3.938 | 0 | 0 | 573.6373 | 0.0068649 | 23 | Industrial_2019_Technical_MW_After Competition Groups_23 | HVLS Fans | 0.6865% | 0 | 3.938 | Industrial_2019_Technical_MW_After Competition Groups_HVLS Fans
Industrial | Ind ¦ Free Cooling | 2019 | Technical | MW | After Competition Groups | 3.7346 | 0 | 0 | 573.6373 | 0.0065104 | 24 | Industrial_2019_Technical_MW_After Competition Groups_24 | Free Cooling | 0.651% | 0 | 3.7346 | Industrial_2019_Technical_MW_After Competition Groups_Free Cooling
Industrial | Ind ¦ VAV Conversion Project | 2019 | Technical | MW | After Competition Groups | 3.5079 | 0 | 0 | 573.6373 | 0.0061152 | 25 | Industrial_2019_Technical_MW_After Competition Groups_25 | VAV Conversion Project | 0.6115% | 0 | 3.5079 | Industrial_2019_Technical_MW_After Competition Groups_VAV Conversion Project
Industrial | Ind ¦ Cold Storage Retrofit | 2019 | Technical | MW | After Competition Groups | 2.994 | 0 | 0 | 573.6373 | 0.0052194 | 26 | Industrial_2019_Technical_MW_After Competition Groups_26 | Cold Storage Retrofit | 0.5219% | 0 | 2.994 | Industrial_2019_Technical_MW_After Competition Groups_Cold Storage Retrofit
Industrial | Ind ¦ Process Heat Recovery | 2019 | Technical | MW | After Competition Groups | 2.9056 | 0 | 0 | 573.6373 | 0.0050651 | 27 | Industrial_2019_Technical_MW_After Competition Groups_27 | Process Heat Recovery | 0.5065% | 0 | 2.9056 | Industrial_2019_Technical_MW_After Competition Groups_Process Heat Recovery
Industrial | Ind ¦ Synchronous Belts | 2019 | Technical | MW | After Competition Groups | 2.7972 | 0 | 0 | 573.6373 | 0.0048763 | 28 | Industrial_2019_Technical_MW_After Competition Groups_28 | Synchronous Belts | 0.4876% | 0 | 2.7972 | Industrial_2019_Technical_MW_After Competition Groups_Synchronous Belts
Industrial | Ind ¦ Process Improvements | 2019 | Technical | MW | After Competition Groups | 2.2246 | 0 | 0 | 573.6373 | 0.0038781 | 29 | Industrial_2019_Technical_MW_After Competition Groups_29 | Process Improvements | 0.3878% | 0 | 2.2246 | Industrial_2019_Technical_MW_After Competition Groups_Process Improvements
Industrial | Ind ¦ High Efficiency Battery Charger | 2019 | Technical | MW | After Competition Groups | 1.8081 | 0 | 0 | 573.6373 | 0.003152 | 30 | Industrial_2019_Technical_MW_After Competition Groups_30 | High Efficiency Battery Charger | 0.3152% | 0 | 1.8081 | Industrial_2019_Technical_MW_After Competition Groups_High Efficiency Battery Charger
Industrial | Ind ¦ Efficient Irrigation | 2019 | Technical | MW | After Competition Groups | 1.4372 | 0 | 0 | 573.6373 | 0.0025054 | 31 | Industrial_2019_Technical_MW_After Competition Groups_31 | Efficient Irrigation | 0.2505% | 0 | 1.4372 | Industrial_2019_Technical_MW_After Competition Groups_Efficient Irrigation
Industrial | Ind ¦ Improved Controls - Process Heating | 2019 | Technical | MW | After Competition Groups | 1.3217 | 0 | 0 | 573.6373 | 0.0023041 | 32 | Industrial_2019_Technical_MW_After Competition Groups_32 | Improved Controls - Process Heating | 0.2304% | 0 | 1.3217 | Industrial_2019_Technical_MW_After Competition Groups_Improved Controls - Process Heating
Industrial | Ind ¦ Refrigeration Compressor VFD | 2019 | Technical | MW | After Competition Groups | 0.98615 | 0 | 0 | 573.6373 | 0.0017191 | 33 | Industrial_2019_Technical_MW_After Competition Groups_33 | Refrigeration Compressor VFD | 0.1719% | 0 | 0.98615 | Industrial_2019_Technical_MW_After Competition Groups_Refrigeration Compressor VFD
Industrial | Ind ¦ Efficient Transformer | 2019 | Technical | MW | After Competition Groups | 0.9071 | 0 | 0 | 573.6373 | 0.0015813 | 34 | Industrial_2019_Technical_MW_After Competition Groups_34 | Efficient Transformer | 0.1581% | 0 | 0.9071 | Industrial_2019_Technical_MW_After Competition Groups_Efficient Transformer
Industrial | Ind ¦ Engine Block Heater Timer | 2019 | Technical | MW | After Competition Groups | 0.84384 | 0 | 0 | 573.6373 | 0.001471 | 35 | Industrial_2019_Technical_MW_After Competition Groups_35 | Engine Block Heater Timer | 0.1471% | 0 | 0.84384 | Industrial_2019_Technical_MW_After Competition Groups_Engine Block Heater Timer
Industrial | Ind ¦ High Efficiency Welders | 2019 | Technical | MW | After Competition Groups | 0.75653 | 0 | 0 | 573.6373 | 0.0013188 | 36 | Industrial_2019_Technical_MW_After Competition Groups_36 | High Efficiency Welders | 0.1319% | 0 | 0.75653 | Industrial_2019_Technical_MW_After Competition Groups_High Efficiency Welders
Industrial | Ind ¦ Air Compressor Heat Recovery | 2019 | Technical | MW | After Competition Groups | 0.39078 | 0 | 0 | 573.6373 | 0.00068122 | 37 | Industrial_2019_Technical_MW_After Competition Groups_37 | Air Compressor Heat Recovery | 0.06812% | 0 | 0.39078 | Industrial_2019_Technical_MW_After Competition Groups_Air Compressor Heat Recovery
Industrial | Ind ¦ Dairy Pre-Cooler | 2019 | Technical | MW | After Competition Groups | 0.37175 | 0 | 0 | 573.6373 | 0.00064806 | 38 | Industrial_2019_Technical_MW_After Competition Groups_38 | Dairy Pre-Cooler | 0.06481% | 0 | 0.37175 | Industrial_2019_Technical_MW_After Competition Groups_Dairy Pre-Cooler
Industrial | Ind ¦ Optimize Compressed Air Dryer | 2019 | Technical | MW | After Competition Groups | 0.26997 | 0 | 0 | 573.6373 | 0.00047064 | 39 | Industrial_2019_Technical_MW_After Competition Groups_39 | Optimize Compressed Air Dryer | 0.04706% | 0 | 0.26997 | Industrial_2019_Technical_MW_After Competition Groups_Optimize Compressed Air Dryer
Industrial | Ind ¦ Creep Heat Controller | 2019 | Technical | MW | After Competition Groups | 0.10803 | 0 | 0 | 573.6373 | 0.00018833 | 40 | Industrial_2019_Technical_MW_After Competition Groups_40 | Creep Heat Controller | 0.01883% | 0 | 0.10803 | Industrial_2019_Technical_MW_After Competition Groups_Creep Heat Controller
Industrial | Ind ¦ Efficient Refrigeration Compressor | 2019 | Technical | MW | After Competition Groups | 0.075609 | 0 | 0 | 573.6373 | 0.00013181 | 41 | Industrial_2019_Technical_MW_After Competition Groups_41 | Efficient Refrigeration Compressor | 0.01318% | 0 | 0.075609 | Industrial_2019_Technical_MW_After Competition Groups_Efficient Refrigeration Compressor
Industrial | Ind ¦ Heat Lamps/Heat Pad | 2019 | Technical | MW | After Competition Groups | 0.068189 | 0 | 0 | 573.6373 | 0.00011887 | 42 | Industrial_2019_Technical_MW_After Competition Groups_42 | Heat Lamps/Heat Pad | 0.01189% | 0 | 0.068189 | Industrial_2019_Technical_MW_After Competition Groups_Heat Lamps/Heat Pad
Industrial | Ind ¦ Air Leak Survey and Repair | 2020 | Economic | MW | After Competition Groups | 76.8601 | 0 | 0 | 407.3516 | 0.18868 | 1 | Industrial_2020_Economic_MW_After Competition Groups_1 | Air Leak Survey and Repair | 18.87% | 0 | 76.8601 | Industrial_2020_Economic_MW_After Competition Groups_Air Leak Survey and Repair
Industrial | Ind ¦ Recommissioning | 2020 | Economic | MW | After Competition Groups | 54.853 | 0 | 0 | 407.3516 | 0.13466 | 2 | Industrial_2020_Economic_MW_After Competition Groups_2 | Recommissioning | 13.47% | 0 | 54.853 | Industrial_2020_Economic_MW_After Competition Groups_Recommissioning
Industrial | Ind ¦ SEM | 2020 | Economic | MW | After Competition Groups | 54.853 | 0 | 0 | 407.3516 | 0.13466 | 3 | Industrial_2020_Economic_MW_After Competition Groups_3 | SEM | 13.47% | 0 | 54.853 | Industrial_2020_Economic_MW_After Competition Groups_SEM
Industrial | Ind ¦ Air Compressor Optimization | 2020 | Economic | MW | After Competition Groups | 38.7837 | 0 | 0 | 407.3516 | 0.095209 | 4 | Industrial_2020_Economic_MW_After Competition Groups_4 | Air Compressor Optimization | 9.521% | 0 | 38.7837 | Industrial_2020_Economic_MW_After Competition Groups_Air Compressor Optimization
Industrial | Ind ¦ Efficient Compressed Air Nozzles | 2020 | Economic | MW | After Competition Groups | 36.0729 | 0 | 0 | 407.3516 | 0.088555 | 5 | Industrial_2020_Economic_MW_After Competition Groups_5 | Efficient Compressed Air Nozzles | 8.855% | 0 | 36.0729 | Industrial_2020_Economic_MW_After Competition Groups_Efficient Compressed Air Nozzles
Industrial | Ind ¦ Process Optimization (Elec) | 2020 | Economic | MW | After Competition Groups | 22.4106 | 0 | 0 | 407.3516 | 0.055015 | 6 | Industrial_2020_Economic_MW_After Competition Groups_6 | Process Optimization (Elec) | 5.502% | 0 | 22.4106 | Industrial_2020_Economic_MW_After Competition Groups_Process Optimization (Elec)
Industrial | Ind ¦ High Efficiency HVAC Fans | 2020 | Economic | MW | After Competition Groups | 19.8758 | 0 | 0 | 407.3516 | 0.048793 | 7 | Industrial_2020_Economic_MW_After Competition Groups_7 | High Efficiency HVAC Fans | 4.879% | 0 | 19.8758 | Industrial_2020_Economic_MW_After Competition Groups_High Efficiency HVAC Fans
Industrial | Ind ¦ Fan System Optimization | 2020 | Economic | MW | After Competition Groups | 15.1682 | 0 | 0 | 407.3516 | 0.037236 | 8 | Industrial_2020_Economic_MW_After Competition Groups_8 | Fan System Optimization | 3.724% | 0 | 15.1682 | Industrial_2020_Economic_MW_After Competition Groups_Fan System Optimization
Industrial | Ind ¦ Improved Controls - Process Cooling | 2020 | Economic | MW | After Competition Groups | 14.6688 | 0 | 0 | 407.3516 | 0.03601 | 9 | Industrial_2020_Economic_MW_After Competition Groups_9 | Improved Controls - Process Cooling | 3.601% | 0 | 14.6688 | Industrial_2020_Economic_MW_After Competition Groups_Improved Controls - Process Cooling
Industrial | Ind ¦ Pump System Optimization | 2020 | Economic | MW | After Competition Groups | 13.0435 | 0 | 0 | 407.3516 | 0.03202 | 10 | Industrial_2020_Economic_MW_After Competition Groups_10 | Pump System Optimization | 3.202% | 0 | 13.0435 | Industrial_2020_Economic_MW_After Competition Groups_Pump System Optimization
Industrial | Ind ¦ HE Lighting | 2020 | Economic | MW | After Competition Groups | 9.8835 | 0 | 0 | 407.3516 | 0.024263 | 11 | Industrial_2020_Economic_MW_After Competition Groups_11 | HE Lighting | 2.426% | 0 | 9.8835 | Industrial_2020_Economic_MW_After Competition Groups_HE Lighting
Industrial | Ind ¦ Pulp and Paper Process Improvements | 2020 | Economic | MW | After Competition Groups | 8.1635 | 0 | 0 | 407.3516 | 0.02004 | 12 | Industrial_2020_Economic_MW_After Competition Groups_12 | Pulp and Paper Process Improvements | 2.004% | 0 | 8.1635 | Industrial_2020_Economic_MW_After Competition Groups_Pulp and Paper Process Improvements
Industrial | Ind ¦ Greenhouse Grow Lights | 2020 | Economic | MW | After Competition Groups | 5.4203 | 0 | 0 | 407.3516 | 0.013306 | 13 | Industrial_2020_Economic_MW_After Competition Groups_13 | Greenhouse Grow Lights | 1.331% | 0 | 5.4203 | Industrial_2020_Economic_MW_After Competition Groups_Greenhouse Grow Lights
Industrial | Ind ¦ Material Handling Improvements | 2020 | Economic | MW | After Competition Groups | 5.2718 | 0 | 0 | 407.3516 | 0.012942 | 14 | Industrial_2020_Economic_MW_After Competition Groups_14 | Material Handling Improvements | 1.294% | 0 | 5.2718 | Industrial_2020_Economic_MW_After Competition Groups_Material Handling Improvements
Industrial | Ind ¦ Pump Equipment Upgrade | 2020 | Economic | MW | After Competition Groups | 4.9482 | 0 | 0 | 407.3516 | 0.012147 | 15 | Industrial_2020_Economic_MW_After Competition Groups_15 | Pump Equipment Upgrade | 1.215% | 0 | 4.9482 | Industrial_2020_Economic_MW_After Competition Groups_Pump Equipment Upgrade
Industrial | Ind ¦ Refiner Plate Improvements | 2020 | Economic | MW | After Competition Groups | 4.4898 | 0 | 0 | 407.3516 | 0.011022 | 16 | Industrial_2020_Economic_MW_After Competition Groups_16 | Refiner Plate Improvements | 1.102% | 0 | 4.4898 | Industrial_2020_Economic_MW_After Competition Groups_Refiner Plate Improvements
Industrial | Ind ¦ Cooling Tower Optimization | 2020 | Economic | MW | After Competition Groups | 4.3484 | 0 | 0 | 407.3516 | 0.010675 | 17 | Industrial_2020_Economic_MW_After Competition Groups_17 | Cooling Tower Optimization | 1.067% | 0 | 4.3484 | Industrial_2020_Economic_MW_After Competition Groups_Cooling Tower Optimization
Industrial | Ind ¦ Free Cooling | 2020 | Economic | MW | After Competition Groups | 3.6286 | 0 | 0 | 407.3516 | 0.0089077 | 18 | Industrial_2020_Economic_MW_After Competition Groups_18 | Free Cooling | 0.8908% | 0 | 3.6286 | Industrial_2020_Economic_MW_After Competition Groups_Free Cooling
Industrial | Ind ¦ VAV Conversion Project | 2020 | Economic | MW | After Competition Groups | 3.4531 | 0 | 0 | 407.3516 | 0.0084769 | 19 | Industrial_2020_Economic_MW_After Competition Groups_19 | VAV Conversion Project | 0.8477% | 0 | 3.4531 | Industrial_2020_Economic_MW_After Competition Groups_VAV Conversion Project
Industrial | Ind ¦ Process Heat Recovery | 2020 | Economic | MW | After Competition Groups | 2.8785 | 0 | 0 | 407.3516 | 0.0070664 | 20 | Industrial_2020_Economic_MW_After Competition Groups_20 | Process Heat Recovery | 0.7066% | 0 | 2.8785 | Industrial_2020_Economic_MW_After Competition Groups_Process Heat Recovery
Industrial | Ind ¦ Process Improvements | 2020 | Economic | MW | After Competition Groups | 2.2043 | 0 | 0 | 407.3516 | 0.0054112 | 21 | Industrial_2020_Economic_MW_After Competition Groups_21 | Process Improvements | 0.5411% | 0 | 2.2043 | Industrial_2020_Economic_MW_After Competition Groups_Process Improvements
Industrial | Ind ¦ High Efficiency Battery Charger | 2020 | Economic | MW | After Competition Groups | 1.9245 | 0 | 0 | 407.3516 | 0.0047243 | 22 | Industrial_2020_Economic_MW_After Competition Groups_22 | High Efficiency Battery Charger | 0.4724% | 0 | 1.9245 | Industrial_2020_Economic_MW_After Competition Groups_High Efficiency Battery Charger
Industrial | Ind ¦ Improved Controls - Process Heating | 2020 | Economic | MW | After Competition Groups | 1.32 | 0 | 0 | 407.3516 | 0.0032404 | 23 | Industrial_2020_Economic_MW_After Competition Groups_23 | Improved Controls - Process Heating | 0.324% | 0 | 1.32 | Industrial_2020_Economic_MW_After Competition Groups_Improved Controls - Process Heating
Industrial | Ind ¦ Ventilation Optimization | 2020 | Economic | MW | After Competition Groups | 0.84566 | 0 | 0 | 407.3516 | 0.002076 | 24 | Industrial_2020_Economic_MW_After Competition Groups_24 | Ventilation Optimization | 0.2076% | 0 | 0.84566 | Industrial_2020_Economic_MW_After Competition Groups_Ventilation Optimization
Industrial | Ind ¦ Engine Block Heater Timer | 2020 | Economic | MW | After Competition Groups | 0.83946 | 0 | 0 | 407.3516 | 0.0020608 | 25 | Industrial_2020_Economic_MW_After Competition Groups_25 | Engine Block Heater Timer | 0.2061% | 0 | 0.83946 | Industrial_2020_Economic_MW_After Competition Groups_Engine Block Heater Timer
Industrial | Ind ¦ Efficient Irrigation | 2020 | Economic | MW | After Competition Groups | 0.40161 | 0 | 0 | 407.3516 | 0.00098591 | 26 | Industrial_2020_Economic_MW_After Competition Groups_26 | Efficient Irrigation | 0.09859% | 0 | 0.40161 | Industrial_2020_Economic_MW_After Competition Groups_Efficient Irrigation
Industrial | Ind ¦ Air Compressor Heat Recovery | 2020 | Economic | MW | After Competition Groups | 0.37588 | 0 | 0 | 407.3516 | 0.00092273 | 27 | Industrial_2020_Economic_MW_After Competition Groups_27 | Air Compressor Heat Recovery | 0.09227% | 0 | 0.37588 | Industrial_2020_Economic_MW_After Competition Groups_Air Compressor Heat Recovery
Industrial | Ind ¦ Refrigeration Compressor VFD | 2020 | Economic | MW | After Competition Groups | 0.15612 | 0 | 0 | 407.3516 | 0.00038325 | 28 | Industrial_2020_Economic_MW_After Competition Groups_28 | Refrigeration Compressor VFD | 0.03833% | 0 | 0.15612 | Industrial_2020_Economic_MW_After Competition Groups_Refrigeration Compressor VFD
Industrial | Ind ¦ Dairy Pre-Cooler | 2020 | Economic | MW | After Competition Groups | 0.12 | 0 | 0 | 407.3516 | 0.00029458 | 29 | Industrial_2020_Economic_MW_After Competition Groups_29 | Dairy Pre-Cooler | 0.02946% | 0 | 0.12 | Industrial_2020_Economic_MW_After Competition Groups_Dairy Pre-Cooler
Industrial | Ind ¦ Efficient Refrigeration Compressor | 2020 | Economic | MW | After Competition Groups | 0.088751 | 0 | 0 | 407.3516 | 0.00021787 | 30 | Industrial_2020_Economic_MW_After Competition Groups_30 | Efficient Refrigeration Compressor | 0.02179% | 0 | 0.088751 | Industrial_2020_Economic_MW_After Competition Groups_Efficient Refrigeration Compressor
Industrial | Ind ¦ Heat Lamps/Heat Pad | 2020 | Economic | MW | After Competition Groups | 0 | 0 | 0 | 407.3516 | 0 | 31 | Industrial_2020_Economic_MW_After Competition Groups_31 | Heat Lamps/Heat Pad | 0% | 0 | 0 | Industrial_2020_Economic_MW_After Competition Groups_Heat Lamps/Heat Pad
Industrial | Ind ¦ Air Compressor Optimization | 2020 | SC A | MW | After Competition Groups | 5.3456 | 0 | 0 | 27.7219 | 0.19283 | 1 | Industrial_2020_SC A_MW_After Competition Groups_1 | Air Compressor Optimization | 19.28% | 0 | 5.3456 | Industrial_2020_SC A_MW_After Competition Groups_Air Compressor Optimization
Industrial | Ind ¦ Pump System Optimization | 2020 | SC A | MW | After Competition Groups | 5.0987 | 0 | 0 | 27.7219 | 0.18392 | 2 | Industrial_2020_SC A_MW_After Competition Groups_2 | Pump System Optimization | 18.39% | 0 | 5.0987 | Industrial_2020_SC A_MW_After Competition Groups_Pump System Optimization
Industrial | Ind ¦ Pump Equipment Upgrade | 2020 | SC A | MW | After Competition Groups | 2.7216 | 0 | 0 | 27.7219 | 0.098174 | 3 | Industrial_2020_SC A_MW_After Competition Groups_3 | Pump Equipment Upgrade | 9.817% | 0 | 2.7216 | Industrial_2020_SC A_MW_After Competition Groups_Pump Equipment Upgrade
Industrial | Ind ¦ Air Leak Survey and Repair | 2020 | SC A | MW | After Competition Groups | 2.7052 | 0 | 0 | 27.7219 | 0.097585 | 4 | Industrial_2020_SC A_MW_After Competition Groups_4 | Air Leak Survey and Repair | 9.759% | 0 | 2.7052 | Industrial_2020_SC A_MW_After Competition Groups_Air Leak Survey and Repair
Industrial | Ind ¦ Recommissioning | 2020 | SC A | MW | After Competition Groups | 1.9127 | 0 | 0 | 27.7219 | 0.068995 | 5 | Industrial_2020_SC A_MW_After Competition Groups_5 | Recommissioning | 6.899% | 0 | 1.9127 | Industrial_2020_SC A_MW_After Competition Groups_Recommissioning
Industrial | Ind ¦ SEM | 2020 | SC A | MW | After Competition Groups | 1.9127 | 0 | 0 | 27.7219 | 0.068995 | 6 | Industrial_2020_SC A_MW_After Competition Groups_6 | SEM | 6.899% | 0 | 1.9127 | Industrial_2020_SC A_MW_After Competition Groups_SEM
Industrial | Ind ¦ Fan System Optimization | 2020 | SC A | MW | After Competition Groups | 1.7413 | 0 | 0 | 27.7219 | 0.062813 | 7 | Industrial_2020_SC A_MW_After Competition Groups_7 | Fan System Optimization | 6.281% | 0 | 1.7413 | Industrial_2020_SC A_MW_After Competition Groups_Fan System Optimization
Industrial | Ind ¦ High Efficiency HVAC Fans | 2020 | SC A | MW | After Competition Groups | 1.4683 | 0 | 0 | 27.7219 | 0.052964 | 8 | Industrial_2020_SC A_MW_After Competition Groups_8 | High Efficiency HVAC Fans | 5.296% | 0 | 1.4683 | Industrial_2020_SC A_MW_After Competition Groups_High Efficiency HVAC Fans
Industrial | Ind ¦ Greenhouse Grow Lights | 2020 | SC A | MW | After Competition Groups | 1.2635 | 0 | 0 | 27.7219 | 0.045577 | 9 | Industrial_2020_SC A_MW_After Competition Groups_9 | Greenhouse Grow Lights | 4.558% | 0 | 1.2635 | Industrial_2020_SC A_MW_After Competition Groups_Greenhouse Grow Lights
Industrial | Ind ¦ Efficient Compressed Air Nozzles | 2020 | SC A | MW | After Competition Groups | 1.1005 | 0 | 0 | 27.7219 | 0.039697 | 10 | Industrial_2020_SC A_MW_After Competition Groups_10 | Efficient Compressed Air Nozzles | 3.97% | 0 | 1.1005 | Industrial_2020_SC A_MW_After Competition Groups_Efficient Compressed Air Nozzles
Industrial | Ind ¦ Material Handling Improvements | 2020 | SC A | MW | After Competition Groups | 0.55537 | 0 | 0 | 27.7219 | 0.020034 | 11 | Industrial_2020_SC A_MW_After Competition Groups_11 | Material Handling Improvements | 2.003% | 0 | 0.55537 | Industrial_2020_SC A_MW_After Competition Groups_Material Handling Improvements
Industrial | Ind ¦ Improved Controls - Process Cooling | 2020 | SC A | MW | After Competition Groups | 0.51284 | 0 | 0 | 27.7219 | 0.018499 | 12 | Industrial_2020_SC A_MW_After Competition Groups_12 | Improved Controls - Process Cooling | 1.85% | 0 | 0.51284 | Industrial_2020_SC A_MW_After Competition Groups_Improved Controls - Process Cooling
Industrial | Ind ¦ Process Optimization (Elec) | 2020 | SC A | MW | After Competition Groups | 0.37115 | 0 | 0 | 27.7219 | 0.013388 | 13 | Industrial_2020_SC A_MW_After Competition Groups_13 | Process Optimization (Elec) | 1.339% | 0 | 0.37115 | Industrial_2020_SC A_MW_After Competition Groups_Process Optimization (Elec)
Industrial | Ind ¦ Refiner Plate Improvements | 2020 | SC A | MW | After Competition Groups | 0.13247 | 0 | 0 | 27.7219 | 0.0047786 | 14 | Industrial_2020_SC A_MW_After Competition Groups_14 | Refiner Plate Improvements | 0.4779% | 0 | 0.13247 | Industrial_2020_SC A_MW_After Competition Groups_Refiner Plate Improvements
Industrial | Ind ¦ VAV Conversion Project | 2020 | SC A | MW | After Competition Groups | 0.11746 | 0 | 0 | 27.7219 | 0.0042369 | 15 | Industrial_2020_SC A_MW_After Competition Groups_15 | VAV Conversion Project | 0.4237% | 0 | 0.11746 | Industrial_2020_SC A_MW_After Competition Groups_VAV Conversion Project
Industrial | Ind ¦ Pulp and Paper Process Improvements | 2020 | SC A | MW | After Competition Groups | 0.11328 | 0 | 0 | 27.7219 | 0.0040862 | 16 | Industrial_2020_SC A_MW_After Competition Groups_16 | Pulp and Paper Process Improvements | 0.4086% | 0 | 0.11328 | Industrial_2020_SC A_MW_After Competition Groups_Pulp and Paper Process Improvements
Industrial | Ind ¦ Ventilation Optimization | 2020 | SC A | MW | After Competition Groups | 0.11211 | 0 | 0 | 27.7219 | 0.0040439 | 17 | Industrial_2020_SC A_MW_After Competition Groups_17 | Ventilation Optimization | 0.4044% | 0 | 0.11211 | Industrial_2020_SC A_MW_After Competition Groups_Ventilation Optimization
Industrial | Ind ¦ Process Heat Recovery | 2020 | SC A | MW | After Competition Groups | 0.098214 | 0 | 0 | 27.7219 | 0.0035429 | 18 | Industrial_2020_SC A_MW_After Competition Groups_18 | Process Heat Recovery | 0.3543% | 0 | 0.098214 | Industrial_2020_SC A_MW_After Competition Groups_Process Heat Recovery
Industrial | Ind ¦ Refrigeration Compressor VFD | 2020 | SC A | MW | After Competition Groups | 0.094893 | 0 | 0 | 27.7219 | 0.0034231 | 19 | Industrial_2020_SC A_MW_After Competition Groups_19 | Refrigeration Compressor VFD | 0.3423% | 0 | 0.094893 | Industrial_2020_SC A_MW_After Competition Groups_Refrigeration Compressor VFD
Industrial | Ind ¦ High Efficiency Battery Charger | 2020 | SC A | MW | After Competition Groups | 0.078469 | 0 | 0 | 27.7219 | 0.0028306 | 20 | Industrial_2020_SC A_MW_After Competition Groups_20 | High Efficiency Battery Charger | 0.2831% | 0 | 0.078469 | Industrial_2020_SC A_MW_After Competition Groups_High Efficiency Battery Charger
Industrial | Ind ¦ Process Improvements | 2020 | SC A | MW | After Competition Groups | 0.073646 | 0 | 0 | 27.7219 | 0.0026566 | 21 | Industrial_2020_SC A_MW_After Competition Groups_21 | Process Improvements | 0.2657% | 0 | 0.073646 | Industrial_2020_SC A_MW_After Competition Groups_Process Improvements
Industrial | Ind ¦ Improved Controls - Process Heating | 2020 | SC A | MW | After Competition Groups | 0.047157 | 0 | 0 | 27.7219 | 0.0017011 | 22 | Industrial_2020_SC A_MW_After Competition Groups_22 | Improved Controls - Process Heating | 0.1701% | 0 | 0.047157 | Industrial_2020_SC A_MW_After Competition Groups_Improved Controls - Process Heating
Industrial | Ind ¦ Cooling Tower Optimization | 2020 | SC A | MW | After Competition Groups | 0.045037 | 0 | 0 | 27.7219 | 0.0016246 | 23 | Industrial_2020_SC A_MW_After Competition Groups_23 | Cooling Tower Optimization | 0.1625% | 0 | 0.045037 | Industrial_2020_SC A_MW_After Competition Groups_Cooling Tower Optimization
Industrial | Ind ¦ Engine Block Heater Timer | 2020 | SC A | MW | After Competition Groups | 0.028872 | 0 | 0 | 27.7219 | 0.0010415 | 24 | Industrial_2020_SC A_MW_After Competition Groups_24 | Engine Block Heater Timer | 0.1041% | 0 | 0.028872 | Industrial_2020_SC A_MW_After Competition Groups_Engine Block Heater Timer
Industrial | Ind ¦ Dairy Pre-Cooler | 2020 | SC A | MW | After Competition Groups | 0.023713 | 0 | 0 | 27.7219 | 0.00085537 | 25 | Industrial_2020_SC A_MW_After Competition Groups_25 | Dairy Pre-Cooler | 0.08554% | 0 | 0.023713 | Industrial_2020_SC A_MW_After Competition Groups_Dairy Pre-Cooler
Industrial | Ind ¦ Efficient Refrigeration Compressor | 2020 | SC A | MW | After Competition Groups | 0.020936 | 0 | 0 | 27.7219 | 0.00075522 | 26 | Industrial_2020_SC A_MW_After Competition Groups_26 | Efficient Refrigeration Compressor | 0.07552% | 0 | 0.020936 | Industrial_2020_SC A_MW_After Competition Groups_Efficient Refrigeration Compressor
Industrial | Ind ¦ Air Compressor Heat Recovery | 2020 | SC A | MW | After Competition Groups | 0.013213 | 0 | 0 | 27.7219 | 0.00047662 | 27 | Industrial_2020_SC A_MW_After Competition Groups_27 | Air Compressor Heat Recovery | 0.04766% | 0 | 0.013213 | Industrial_2020_SC A_MW_After Competition Groups_Air Compressor Heat Recovery
Industrial | Ind ¦ HE Lighting | 2020 | SC A | MW | After Competition Groups | 0.010476 | 0 | 0 | 27.7219 | 0.00037791 | 28 | Industrial_2020_SC A_MW_After Competition Groups_28 | HE Lighting | 0.03779% | 0 | 0.010476 | Industrial_2020_SC A_MW_After Competition Groups_HE Lighting
Industrial | Ind ¦ Efficient Irrigation | 2020 | SC A | MW | After Competition Groups | 0.0016404 | 0 | 0 | 27.7219 | 5.9174e-05 | 29 | Industrial_2020_SC A_MW_After Competition Groups_29 | Efficient Irrigation | 0.005917% | 0 | 0.0016404 | Industrial_2020_SC A_MW_After Competition Groups_Efficient Irrigation
Industrial | Ind ¦ Free Cooling | 2020 | SC A | MW | After Competition Groups | 0.0010023 | 0 | 0 | 27.7219 | 3.6157e-05 | 30 | Industrial_2020_SC A_MW_After Competition Groups_30 | Free Cooling | 0.003616% | 0 | 0.0010023 | Industrial_2020_SC A_MW_After Competition Groups_Free Cooling
Industrial | Ind ¦ Heat Lamps/Heat Pad | 2020 | SC A | MW | After Competition Groups | 0 | 0 | 0 | 27.7219 | 0 | 31 | Industrial_2020_SC A_MW_After Competition Groups_31 | Heat Lamps/Heat Pad | 0% | 0 | 0 | Industrial_2020_SC A_MW_After Competition Groups_Heat Lamps/Heat Pad
Industrial | Ind ¦ Air Leak Survey and Repair | 2020 | SC B | MW | After Competition Groups | 7.176 | 0 | 0 | 45.3058 | 0.15839 | 1 | Industrial_2020_SC B_MW_After Competition Groups_1 | Air Leak Survey and Repair | 15.84% | 0 | 7.176 | Industrial_2020_SC B_MW_After Competition Groups_Air Leak Survey and Repair
Industrial | Ind ¦ Air Compressor Optimization | 2020 | SC B | MW | After Competition Groups | 5.3456 | 0 | 0 | 45.3058 | 0.11799 | 2 | Industrial_2020_SC B_MW_After Competition Groups_2 | Air Compressor Optimization | 11.8% | 0 | 5.3456 | Industrial_2020_SC B_MW_After Competition Groups_Air Compressor Optimization
Industrial | Ind ¦ Pump System Optimization | 2020 | SC B | MW | After Competition Groups | 5.0987 | 0 | 0 | 45.3058 | 0.11254 | 3 | Industrial_2020_SC B_MW_After Competition Groups_3 | Pump System Optimization | 11.25% | 0 | 5.0987 | Industrial_2020_SC B_MW_After Competition Groups_Pump System Optimization
Industrial | Ind ¦ Recommissioning | 2020 | SC B | MW | After Competition Groups | 5.0736 | 0 | 0 | 45.3058 | 0.11199 | 4 | Industrial_2020_SC B_MW_After Competition Groups_4 | Recommissioning | 11.2% | 0 | 5.0736 | Industrial_2020_SC B_MW_After Competition Groups_Recommissioning
Industrial | Ind ¦ SEM | 2020 | SC B | MW | After Competition Groups | 5.0736 | 0 | 0 | 45.3058 | 0.11199 | 5 | Industrial_2020_SC B_MW_After Competition Groups_5 | SEM | 11.2% | 0 | 5.0736 | Industrial_2020_SC B_MW_After Competition Groups_SEM
Industrial | Ind ¦ Efficient Compressed Air Nozzles | 2020 | SC B | MW | After Competition Groups | 2.9085 | 0 | 0 | 45.3058 | 0.064197 | 6 | Industrial_2020_SC B_MW_After Competition Groups_6 | Efficient Compressed Air Nozzles | 6.42% | 0 | 2.9085 | Industrial_2020_SC B_MW_After Competition Groups_Efficient Compressed Air Nozzles
Industrial | Ind ¦ Pump Equipment Upgrade | 2020 | SC B | MW | After Competition Groups | 2.7216 | 0 | 0 | 45.3058 | 0.060071 | 7 | Industrial_2020_SC B_MW_After Competition Groups_7 | Pump Equipment Upgrade | 6.007% | 0 | 2.7216 | Industrial_2020_SC B_MW_After Competition Groups_Pump Equipment Upgrade
Industrial | Ind ¦ High Efficiency HVAC Fans | 2020 | SC B | MW | After Competition Groups | 2.4075 | 0 | 0 | 45.3058 | 0.05314 | 8 | Industrial_2020_SC B_MW_After Competition Groups_8 | High Efficiency HVAC Fans | 5.314% | 0 | 2.4075 | Industrial_2020_SC B_MW_After Competition Groups_High Efficiency HVAC Fans
Industrial | Ind ¦ Fan System Optimization | 2020 | SC B | MW | After Competition Groups | 1.9015 | 0 | 0 | 45.3058 | 0.041969 | 9 | Industrial_2020_SC B_MW_After Competition Groups_9 | Fan System Optimization | 4.197% | 0 | 1.9015 | Industrial_2020_SC B_MW_After Competition Groups_Fan System Optimization
Industrial | Ind ¦ Improved Controls - Process Cooling | 2020 | SC B | MW | After Competition Groups | 1.3624 | 0 | 0 | 45.3058 | 0.03007 | 10 | Industrial_2020_SC B_MW_After Competition Groups_10 | Improved Controls - Process Cooling | 3.007% | 0 | 1.3624 | Industrial_2020_SC B_MW_After Competition Groups_Improved Controls - Process Cooling
Industrial | Ind ¦ Greenhouse Grow Lights | 2020 | SC B | MW | After Competition Groups | 1.3341 | 0 | 0 | 45.3058 | 0.029447 | 11 | Industrial_2020_SC B_MW_After Competition Groups_11 | Greenhouse Grow Lights | 2.945% | 0 | 1.3341 | Industrial_2020_SC B_MW_After Competition Groups_Greenhouse Grow Lights
Industrial | Ind ¦ Material Handling Improvements | 2020 | SC B | MW | After Competition Groups | 0.81108 | 0 | 0 | 45.3058 | 0.017902 | 12 | Industrial_2020_SC B_MW_After Competition Groups_12 | Material Handling Improvements | 1.79% | 0 | 0.81108 | Industrial_2020_SC B_MW_After Competition Groups_Material Handling Improvements
Industrial | Ind ¦ Pulp and Paper Process Improvements | 2020 | SC B | MW | After Competition Groups | 0.71459 | 0 | 0 | 45.3058 | 0.015773 | 13 | Industrial_2020_SC B_MW_After Competition Groups_13 | Pulp and Paper Process Improvements | 1.577% | 0 | 0.71459 | Industrial_2020_SC B_MW_After Competition Groups_Pulp and Paper Process Improvements
Industrial | Ind ¦ Cooling Tower Optimization | 2020 | SC B | MW | After Competition Groups | 0.40739 | 0 | 0 | 45.3058 | 0.0089921 | 14 | Industrial_2020_SC B_MW_After Competition Groups_14 | Cooling Tower Optimization | 0.8992% | 0 | 0.40739 | Industrial_2020_SC B_MW_After Competition Groups_Cooling Tower Optimization
Industrial | Ind ¦ Process Optimization (Elec) | 2020 | SC B | MW | After Competition Groups | 0.37115 | 0 | 0 | 45.3058 | 0.008192 | 15 | Industrial_2020_SC B_MW_After Competition Groups_15 | Process Optimization (Elec) | 0.8192% | 0 | 0.37115 | Industrial_2020_SC B_MW_After Competition Groups_Process Optimization (Elec)
Industrial | Ind ¦ Free Cooling | 2020 | SC B | MW | After Competition Groups | 0.36508 | 0 | 0 | 45.3058 | 0.0080581 | 16 | Industrial_2020_SC B_MW_After Competition Groups_16 | Free Cooling | 0.8058% | 0 | 0.36508 | Industrial_2020_SC B_MW_After Competition Groups_Free Cooling
Industrial | Ind ¦ Refiner Plate Improvements | 2020 | SC B | MW | After Competition Groups | 0.35111 | 0 | 0 | 45.3058 | 0.0077498 | 17 | Industrial_2020_SC B_MW_After Competition Groups_17 | Refiner Plate Improvements | 0.775% | 0 | 0.35111 | Industrial_2020_SC B_MW_After Competition Groups_Refiner Plate Improvements
Industrial | Ind ¦ Ventilation Optimization | 2020 | SC B | MW | After Competition Groups | 0.34024 | 0 | 0 | 45.3058 | 0.0075097 | 18 | Industrial_2020_SC B_MW_After Competition Groups_18 | Ventilation Optimization | 0.751% | 0 | 0.34024 | Industrial_2020_SC B_MW_After Competition Groups_Ventilation Optimization
Industrial | Ind ¦ VAV Conversion Project | 2020 | SC B | MW | After Competition Groups | 0.31751 | 0 | 0 | 45.3058 | 0.007008 | 19 | Industrial_2020_SC B_MW_After Competition Groups_19 | VAV Conversion Project | 0.7008% | 0 | 0.31751 | Industrial_2020_SC B_MW_After Competition Groups_VAV Conversion Project
Industrial | Ind ¦ Process Heat Recovery | 2020 | SC B | MW | After Competition Groups | 0.26048 | 0 | 0 | 45.3058 | 0.0057493 | 20 | Industrial_2020_SC B_MW_After Competition Groups_20 | Process Heat Recovery | 0.5749% | 0 | 0.26048 | Industrial_2020_SC B_MW_After Competition Groups_Process Heat Recovery
Industrial | Ind ¦ High Efficiency Battery Charger | 2020 | SC B | MW | After Competition Groups | 0.21017 | 0 | 0 | 45.3058 | 0.004639 | 21 | Industrial_2020_SC B_MW_After Competition Groups_21 | High Efficiency Battery Charger | 0.4639% | 0 | 0.21017 | Industrial_2020_SC B_MW_After Competition Groups_High Efficiency Battery Charger
Industrial | Ind ¦ Process Improvements | 2020 | SC B | MW | After Competition Groups | 0.20351 | 0 | 0 | 45.3058 | 0.004492 | 22 | Industrial_2020_SC B_MW_After Competition Groups_22 | Process Improvements | 0.4492% | 0 | 0.20351 | Industrial_2020_SC B_MW_After Competition Groups_Process Improvements
Industrial | Ind ¦ HE Lighting | 2020 | SC B | MW | After Competition Groups | 0.15405 | 0 | 0 | 45.3058 | 0.0034003 | 23 | Industrial_2020_SC B_MW_After Competition Groups_23 | HE Lighting | 0.34% | 0 | 0.15405 | Industrial_2020_SC B_MW_After Competition Groups_HE Lighting
Industrial | Ind ¦ Improved Controls - Process Heating | 2020 | SC B | MW | After Competition Groups | 0.1253 | 0 | 0 | 45.3058 | 0.0027657 | 24 | Industrial_2020_SC B_MW_After Competition Groups_24 | Improved Controls - Process Heating | 0.2766% | 0 | 0.1253 | Industrial_2020_SC B_MW_After Competition Groups_Improved Controls - Process Heating
Industrial | Ind ¦ Refrigeration Compressor VFD | 2020 | SC B | MW | After Competition Groups | 0.098869 | 0 | 0 | 45.3058 | 0.0021823 | 25 | Industrial_2020_SC B_MW_After Competition Groups_25 | Refrigeration Compressor VFD | 0.2182% | 0 | 0.098869 | Industrial_2020_SC B_MW_After Competition Groups_Refrigeration Compressor VFD
Industrial | Ind ¦ Engine Block Heater Timer | 2020 | SC B | MW | After Competition Groups | 0.076715 | 0 | 0 | 45.3058 | 0.0016933 | 26 | Industrial_2020_SC B_MW_After Competition Groups_26 | Engine Block Heater Timer | 0.1693% | 0 | 0.076715 | Industrial_2020_SC B_MW_After Competition Groups_Engine Block Heater Timer
Industrial | Ind ¦ Air Compressor Heat Recovery | 2020 | SC B | MW | After Competition Groups | 0.035051 | 0 | 0 | 45.3058 | 0.00077365 | 27 | Industrial_2020_SC B_MW_After Competition Groups_27 | Air Compressor Heat Recovery | 0.07736% | 0 | 0.035051 | Industrial_2020_SC B_MW_After Competition Groups_Air Compressor Heat Recovery
Industrial | Ind ¦ Dairy Pre-Cooler | 2020 | SC B | MW | After Competition Groups | 0.030824 | 0 | 0 | 45.3058 | 0.00068035 | 28 | Industrial_2020_SC B_MW_After Competition Groups_28 | Dairy Pre-Cooler | 0.06803% | 0 | 0.030824 | Industrial_2020_SC B_MW_After Competition Groups_Dairy Pre-Cooler
Industrial | Ind ¦ Efficient Refrigeration Compressor | 2020 | SC B | MW | After Competition Groups | 0.024981 | 0 | 0 | 45.3058 | 0.00055139 | 29 | Industrial_2020_SC B_MW_After Competition Groups_29 | Efficient Refrigeration Compressor | 0.05514% | 0 | 0.024981 | Industrial_2020_SC B_MW_After Competition Groups_Efficient Refrigeration Compressor
Industrial | Ind ¦ Efficient Irrigation | 2020 | SC B | MW | After Competition Groups | 0.0046099 | 0 | 0 | 45.3058 | 0.00010175 | 30 | Industrial_2020_SC B_MW_After Competition Groups_30 | Efficient Irrigation | 0.01018% | 0 | 0.0046099 | Industrial_2020_SC B_MW_After Competition Groups_Efficient Irrigation
Industrial | Ind ¦ Heat Lamps/Heat Pad | 2020 | SC B | MW | After Competition Groups | 0 | 0 | 0 | 45.3058 | 0 | 31 | Industrial_2020_SC B_MW_After Competition Groups_31 | Heat Lamps/Heat Pad | 0% | 0 | 0 | Industrial_2020_SC B_MW_After Competition Groups_Heat Lamps/Heat Pad
Industrial | Ind ¦ Air Compressor Optimization | 2020 | SC C | MW | After Competition Groups | 5.3456 | 0 | 0 | 28.9026 | 0.18495 | 1 | Industrial_2020_SC C_MW_After Competition Groups_1 | Air Compressor Optimization | 18.5% | 0 | 5.3456 | Industrial_2020_SC C_MW_After Competition Groups_Air Compressor Optimization
Industrial | Ind ¦ Pump System Optimization | 2020 | SC C | MW | After Competition Groups | 5.0987 | 0 | 0 | 28.9026 | 0.17641 | 2 | Industrial_2020_SC C_MW_After Competition Groups_2 | Pump System Optimization | 17.64% | 0 | 5.0987 | Industrial_2020_SC C_MW_After Competition Groups_Pump System Optimization
Industrial | Ind ¦ Pump Equipment Upgrade | 2020 | SC C | MW | After Competition Groups | 2.7216 | 0 | 0 | 28.9026 | 0.094163 | 3 | Industrial_2020_SC C_MW_After Competition Groups_3 | Pump Equipment Upgrade | 9.416% | 0 | 2.7216 | Industrial_2020_SC C_MW_After Competition Groups_Pump Equipment Upgrade
Industrial | Ind ¦ Air Leak Survey and Repair | 2020 | SC C | MW | After Competition Groups | 2.7052 | 0 | 0 | 28.9026 | 0.093598 | 4 | Industrial_2020_SC C_MW_After Competition Groups_4 | Air Leak Survey and Repair | 9.36% | 0 | 2.7052 | Industrial_2020_SC C_MW_After Competition Groups_Air Leak Survey and Repair
Industrial | Ind ¦ Recommissioning | 2020 | SC C | MW | After Competition Groups | 1.9127 | 0 | 0 | 28.9026 | 0.066176 | 5 | Industrial_2020_SC C_MW_After Competition Groups_5 | Recommissioning | 6.618% | 0 | 1.9127 | Industrial_2020_SC C_MW_After Competition Groups_Recommissioning
Industrial | Ind ¦ SEM | 2020 | SC C | MW | After Competition Groups | 1.9127 | 0 | 0 | 28.9026 | 0.066176 | 6 | Industrial_2020_SC C_MW_After Competition Groups_6 | SEM | 6.618% | 0 | 1.9127 | Industrial_2020_SC C_MW_After Competition Groups_SEM
Industrial | Ind ¦ Fan System Optimization | 2020 | SC C | MW | After Competition Groups | 1.9015 | 0 | 0 | 28.9026 | 0.065788 | 7 | Industrial_2020_SC C_MW_After Competition Groups_7 | Fan System Optimization | 6.579% | 0 | 1.9015 | Industrial_2020_SC C_MW_After Competition Groups_Fan System Optimization
Industrial | Ind ¦ High Efficiency HVAC Fans | 2020 | SC C | MW | After Competition Groups | 1.4683 | 0 | 0 | 28.9026 | 0.0508 | 8 | Industrial_2020_SC C_MW_After Competition Groups_8 | High Efficiency HVAC Fans | 5.08% | 0 | 1.4683 | Industrial_2020_SC C_MW_After Competition Groups_High Efficiency HVAC Fans
Industrial | Ind ¦ Greenhouse Grow Lights | 2020 | SC C | MW | After Competition Groups | 1.3035 | 0 | 0 | 28.9026 | 0.0451 | 9 | Industrial_2020_SC C_MW_After Competition Groups_9 | Greenhouse Grow Lights | 4.51% | 0 | 1.3035 | Industrial_2020_SC C_MW_After Competition Groups_Greenhouse Grow Lights
Industrial | Ind ¦ Efficient Compressed Air Nozzles | 2020 | SC C | MW | After Competition Groups | 1.1005 | 0 | 0 | 28.9026 | 0.038075 | 10 | Industrial_2020_SC C_MW_After Competition Groups_10 | Efficient Compressed Air Nozzles | 3.808% | 0 | 1.1005 | Industrial_2020_SC C_MW_After Competition Groups_Efficient Compressed Air Nozzles
Industrial | Ind ¦ Material Handling Improvements | 2020 | SC C | MW | After Competition Groups | 0.55537 | 0 | 0 | 28.9026 | 0.019215 | 11 | Industrial_2020_SC C_MW_After Competition Groups_11 | Material Handling Improvements | 1.922% | 0 | 0.55537 | Industrial_2020_SC C_MW_After Competition Groups_Material Handling Improvements
Industrial | Ind ¦ Improved Controls - Process Cooling | 2020 | SC C | MW | After Competition Groups | 0.51359 | 0 | 0 | 28.9026 | 0.01777 | 12 | Industrial_2020_SC C_MW_After Competition Groups_12 | Improved Controls - Process Cooling | 1.777% | 0 | 0.51359 | Industrial_2020_SC C_MW_After Competition Groups_Improved Controls - Process Cooling
Industrial | Ind ¦ Cooling Tower Optimization | 2020 | SC C | MW | After Competition Groups | 0.40739 | 0 | 0 | 28.9026 | 0.014095 | 13 | Industrial_2020_SC C_MW_After Competition Groups_13 | Cooling Tower Optimization | 1.41% | 0 | 0.40739 | Industrial_2020_SC C_MW_After Competition Groups_Cooling Tower Optimization
Industrial | Ind ¦ Process Optimization (Elec) | 2020 | SC C | MW | After Competition Groups | 0.37115 | 0 | 0 | 28.9026 | 0.012841 | 14 | Industrial_2020_SC C_MW_After Competition Groups_14 | Process Optimization (Elec) | 1.284% | 0 | 0.37115 | Industrial_2020_SC C_MW_After Competition Groups_Process Optimization (Elec)
Industrial | Ind ¦ Ventilation Optimization | 2020 | SC C | MW | After Competition Groups | 0.34024 | 0 | 0 | 28.9026 | 0.011772 | 15 | Industrial_2020_SC C_MW_After Competition Groups_15 | Ventilation Optimization | 1.177% | 0 | 0.34024 | Industrial_2020_SC C_MW_After Competition Groups_Ventilation Optimization
Industrial | Ind ¦ Pulp and Paper Process Improvements | 2020 | SC C | MW | After Competition Groups | 0.26951 | 0 | 0 | 28.9026 | 0.0093248 | 16 | Industrial_2020_SC C_MW_After Competition Groups_16 | Pulp and Paper Process Improvements | 0.9325% | 0 | 0.26951 | Industrial_2020_SC C_MW_After Competition Groups_Pulp and Paper Process Improvements
Industrial | Ind ¦ Free Cooling | 2020 | SC C | MW | After Competition Groups | 0.13758 | 0 | 0 | 28.9026 | 0.00476 | 17 | Industrial_2020_SC C_MW_After Competition Groups_17 | Free Cooling | 0.476% | 0 | 0.13758 | Industrial_2020_SC C_MW_After Competition Groups_Free Cooling
Industrial | Ind ¦ Refiner Plate Improvements | 2020 | SC C | MW | After Competition Groups | 0.13247 | 0 | 0 | 28.9026 | 0.0045833 | 18 | Industrial_2020_SC C_MW_After Competition Groups_18 | Refiner Plate Improvements | 0.4583% | 0 | 0.13247 | Industrial_2020_SC C_MW_After Competition Groups_Refiner Plate Improvements
Industrial | Ind ¦ VAV Conversion Project | 2020 | SC C | MW | After Competition Groups | 0.1197 | 0 | 0 | 28.9026 | 0.0041414 | 19 | Industrial_2020_SC C_MW_After Competition Groups_19 | VAV Conversion Project | 0.4141% | 0 | 0.1197 | Industrial_2020_SC C_MW_After Competition Groups_VAV Conversion Project
Industrial | Ind ¦ High Efficiency Battery Charger | 2020 | SC C | MW | After Competition Groups | 0.11223 | 0 | 0 | 28.9026 | 0.0038829 | 20 | Industrial_2020_SC C_MW_After Competition Groups_20 | High Efficiency Battery Charger | 0.3883% | 0 | 0.11223 | Industrial_2020_SC C_MW_After Competition Groups_High Efficiency Battery Charger
Industrial | Ind ¦ Process Heat Recovery | 2020 | SC C | MW | After Competition Groups | 0.098214 | 0 | 0 | 28.9026 | 0.0033981 | 21 | Industrial_2020_SC C_MW_After Competition Groups_21 | Process Heat Recovery | 0.3398% | 0 | 0.098214 | Industrial_2020_SC C_MW_After Competition Groups_Process Heat Recovery
Industrial | Ind ¦ Refrigeration Compressor VFD | 2020 | SC C | MW | After Competition Groups | 0.097884 | 0 | 0 | 28.9026 | 0.0033867 | 22 | Industrial_2020_SC C_MW_After Competition Groups_22 | Refrigeration Compressor VFD | 0.3387% | 0 | 0.097884 | Industrial_2020_SC C_MW_After Competition Groups_Refrigeration Compressor VFD
Industrial | Ind ¦ Process Improvements | 2020 | SC C | MW | After Competition Groups | 0.07672 | 0 | 0 | 28.9026 | 0.0026544 | 23 | Industrial_2020_SC C_MW_After Competition Groups_23 | Process Improvements | 0.2654% | 0 | 0.07672 | Industrial_2020_SC C_MW_After Competition Groups_Process Improvements
Industrial | Ind ¦ HE Lighting | 2020 | SC C | MW | After Competition Groups | 0.058823 | 0 | 0 | 28.9026 | 0.0020352 | 24 | Industrial_2020_SC C_MW_After Competition Groups_24 | HE Lighting | 0.2035% | 0 | 0.058823 | Industrial_2020_SC C_MW_After Competition Groups_HE Lighting
Industrial | Ind ¦ Improved Controls - Process Heating | 2020 | SC C | MW | After Competition Groups | 0.047227 | 0 | 0 | 28.9026 | 0.001634 | 25 | Industrial_2020_SC C_MW_After Competition Groups_25 | Improved Controls - Process Heating | 0.1634% | 0 | 0.047227 | Industrial_2020_SC C_MW_After Competition Groups_Improved Controls - Process Heating
Industrial | Ind ¦ Dairy Pre-Cooler | 2020 | SC C | MW | After Competition Groups | 0.029594 | 0 | 0 | 28.9026 | 0.0010239 | 26 | Industrial_2020_SC C_MW_After Competition Groups_26 | Dairy Pre-Cooler | 0.1024% | 0 | 0.029594 | Industrial_2020_SC C_MW_After Competition Groups_Dairy Pre-Cooler
Industrial | Ind ¦ Engine Block Heater Timer | 2020 | SC C | MW | After Competition Groups | 0.028922 | 0 | 0 | 28.9026 | 0.0010007 | 27 | Industrial_2020_SC C_MW_After Competition Groups_27 | Engine Block Heater Timer | 0.1001% | 0 | 0.028922 | Industrial_2020_SC C_MW_After Competition Groups_Engine Block Heater Timer
Industrial | Ind ¦ Efficient Refrigeration Compressor | 2020 | SC C | MW | After Competition Groups | 0.020936 | 0 | 0 | 28.9026 | 0.00072437 | 28 | Industrial_2020_SC C_MW_After Competition Groups_28 | Efficient Refrigeration Compressor | 0.07244% | 0 | 0.020936 | Industrial_2020_SC C_MW_After Competition Groups_Efficient Refrigeration Compressor
Industrial | Ind ¦ Air Compressor Heat Recovery | 2020 | SC C | MW | After Competition Groups | 0.013213 | 0 | 0 | 28.9026 | 0.00045715 | 29 | Industrial_2020_SC C_MW_After Competition Groups_29 | Air Compressor Heat Recovery | 0.04571% | 0 | 0.013213 | Industrial_2020_SC C_MW_After Competition Groups_Air Compressor Heat Recovery
Industrial | Ind ¦ Efficient Irrigation | 2020 | SC C | MW | After Competition Groups | 0.0017602 | 0 | 0 | 28.9026 | 6.0901e-05 | 30 | Industrial_2020_SC C_MW_After Competition Groups_30 | Efficient Irrigation | 0.00609% | 0 | 0.0017602 | Industrial_2020_SC C_MW_After Competition Groups_Efficient Irrigation
Industrial | Ind ¦ Heat Lamps/Heat Pad | 2020 | SC C | MW | After Competition Groups | 0 | 0 | 0 | 28.9026 | 0 | 31 | Industrial_2020_SC C_MW_After Competition Groups_31 | Heat Lamps/Heat Pad | 0% | 0 | 0 | Industrial_2020_SC C_MW_After Competition Groups_Heat Lamps/Heat Pad
Industrial | Ind ¦ Air Compressor Optimization | 2020 | SC D | MW | After Competition Groups | 5.3456 | 1106307.2287 | 1.1063 | 27.5637 | 0.19394 | 1 | Industrial_2020_SC D_MW_After Competition Groups_1 | Air Compressor Optimization | 19.39% | 1.1063 | 5.3456 | Industrial_2020_SC D_MW_After Competition Groups_Air Compressor Optimization
Industrial | Ind ¦ Pump System Optimization | 2020 | SC D | MW | After Competition Groups | 4.9729 | 2846831.7152 | 2.8468 | 27.5637 | 0.18041 | 2 | Industrial_2020_SC D_MW_After Competition Groups_2 | Pump System Optimization | 18.04% | 2.8468 | 4.9729 | Industrial_2020_SC D_MW_After Competition Groups_Pump System Optimization
Industrial | Ind ¦ Air Leak Survey and Repair | 2020 | SC D | MW | After Competition Groups | 2.7011 | 173633.7072 | 0.17363 | 27.5637 | 0.097996 | 3 | Industrial_2020_SC D_MW_After Competition Groups_3 | Air Leak Survey and Repair | 9.8% | 0.17363 | 2.7011 | Industrial_2020_SC D_MW_After Competition Groups_Air Leak Survey and Repair
Industrial | Ind ¦ Pump Equipment Upgrade | 2020 | SC D | MW | After Competition Groups | 2.5474 | 1688511.3105 | 1.6885 | 27.5637 | 0.09242 | 4 | Industrial_2020_SC D_MW_After Competition Groups_4 | Pump Equipment Upgrade | 9.242% | 1.6885 | 2.5474 | Industrial_2020_SC D_MW_After Competition Groups_Pump Equipment Upgrade
Industrial | Ind ¦ SEM | 2020 | SC D | MW | After Competition Groups | 1.9127 | 835153.419 | 0.83515 | 27.5637 | 0.069391 | 5 | Industrial_2020_SC D_MW_After Competition Groups_5 | SEM | 6.939% | 0.83515 | 1.9127 | Industrial_2020_SC D_MW_After Competition Groups_SEM
Industrial | Ind ¦ Fan System Optimization | 2020 | SC D | MW | After Competition Groups | 1.9015 | 960792.6203 | 0.96079 | 27.5637 | 0.068984 | 6 | Industrial_2020_SC D_MW_After Competition Groups_6 | Fan System Optimization | 6.898% | 0.96079 | 1.9015 | Industrial_2020_SC D_MW_After Competition Groups_Fan System Optimization
Industrial | Ind ¦ Recommissioning | 2020 | SC D | MW | After Competition Groups | 1.857 | 532308.0718 | 0.53231 | 27.5637 | 0.067373 | 7 | Industrial_2020_SC D_MW_After Competition Groups_7 | Recommissioning | 6.737% | 0.53231 | 1.857 | Industrial_2020_SC D_MW_After Competition Groups_Recommissioning
Industrial | Ind ¦ High Efficiency HVAC Fans | 2020 | SC D | MW | After Competition Groups | 1.419 | 815669.4542 | 0.81567 | 27.5637 | 0.05148 | 8 | Industrial_2020_SC D_MW_After Competition Groups_8 | High Efficiency HVAC Fans | 5.148% | 0.81567 | 1.419 | Industrial_2020_SC D_MW_After Competition Groups_High Efficiency HVAC Fans
Industrial | Ind ¦ Efficient Compressed Air Nozzles | 2020 | SC D | MW | After Competition Groups | 1.1005 | 127393.6057 | 0.12739 | 27.5637 | 0.039925 | 9 | Industrial_2020_SC D_MW_After Competition Groups_9 | Efficient Compressed Air Nozzles | 3.992% | 0.12739 | 1.1005 | Industrial_2020_SC D_MW_After Competition Groups_Efficient Compressed Air Nozzles
Industrial | Ind ¦ Greenhouse Grow Lights | 2020 | SC D | MW | After Competition Groups | 1.0444 | 746754.1362 | 0.74675 | 27.5637 | 0.03789 | 10 | Industrial_2020_SC D_MW_After Competition Groups_10 | Greenhouse Grow Lights | 3.789% | 0.74675 | 1.0444 | Industrial_2020_SC D_MW_After Competition Groups_Greenhouse Grow Lights
Industrial | Ind ¦ Material Handling Improvements | 2020 | SC D | MW | After Competition Groups | 0.55537 | 97017.4287 | 0.097017 | 27.5637 | 0.020149 | 11 | Industrial_2020_SC D_MW_After Competition Groups_11 | Material Handling Improvements | 2.015% | 0.097017 | 0.55537 | Industrial_2020_SC D_MW_After Competition Groups_Material Handling Improvements
Industrial | Ind ¦ Improved Controls - Process Cooling | 2020 | SC D | MW | After Competition Groups | 0.51359 | 80975.6145 | 0.080976 | 27.5637 | 0.018633 | 12 | Industrial_2020_SC D_MW_After Competition Groups_12 | Improved Controls - Process Cooling | 1.863% | 0.080976 | 0.51359 | Industrial_2020_SC D_MW_After Competition Groups_Improved Controls - Process Cooling
Industrial | Ind ¦ Process Optimization (Elec) | 2020 | SC D | MW | After Competition Groups | 0.37115 | 105038.0978 | 0.10504 | 27.5637 | 0.013465 | 13 | Industrial_2020_SC D_MW_After Competition Groups_13 | Process Optimization (Elec) | 1.347% | 0.10504 | 0.37115 | Industrial_2020_SC D_MW_After Competition Groups_Process Optimization (Elec)
Industrial | Ind ¦ Cooling Tower Optimization | 2020 | SC D | MW | After Competition Groups | 0.36642 | 185537.1274 | 0.18554 | 27.5637 | 0.013294 | 14 | Industrial_2020_SC D_MW_After Competition Groups_14 | Cooling Tower Optimization | 1.329% | 0.18554 | 0.36642 | Industrial_2020_SC D_MW_After Competition Groups_Cooling Tower Optimization
Industrial | Ind ¦ Ventilation Optimization | 2020 | SC D | MW | After Competition Groups | 0.28687 | 194372.5952 | 0.19437 | 27.5637 | 0.010407 | 15 | Industrial_2020_SC D_MW_After Competition Groups_15 | Ventilation Optimization | 1.041% | 0.19437 | 0.28687 | Industrial_2020_SC D_MW_After Competition Groups_Ventilation Optimization
Industrial | Ind ¦ Refiner Plate Improvements | 2020 | SC D | MW | After Competition Groups | 0.13247 | 51877.5759 | 0.051878 | 27.5637 | 0.004806 | 16 | Industrial_2020_SC D_MW_After Competition Groups_16 | Refiner Plate Improvements | 0.4806% | 0.051878 | 0.13247 | Industrial_2020_SC D_MW_After Competition Groups_Refiner Plate Improvements
Industrial | Ind ¦ VAV Conversion Project | 2020 | SC D | MW | After Competition Groups | 0.083203 | 64801.9219 | 0.064802 | 27.5637 | 0.0030186 | 17 | Industrial_2020_SC D_MW_After Competition Groups_17 | VAV Conversion Project | 0.3019% | 0.064802 | 0.083203 | Industrial_2020_SC D_MW_After Competition Groups_VAV Conversion Project
Industrial | Ind ¦ Process Heat Recovery | 2020 | SC D | MW | After Competition Groups | 0.074856 | 49441.822 | 0.049442 | 27.5637 | 0.0027157 | 18 | Industrial_2020_SC D_MW_After Competition Groups_18 | Process Heat Recovery | 0.2716% | 0.049442 | 0.074856 | Industrial_2020_SC D_MW_After Competition Groups_Process Heat Recovery
Industrial | Ind ¦ Refrigeration Compressor VFD | 2020 | SC D | MW | After Competition Groups | 0.06935 | 43985.0567 | 0.043985 | 27.5637 | 0.002516 | 19 | Industrial_2020_SC D_MW_After Competition Groups_19 | Refrigeration Compressor VFD | 0.2516% | 0.043985 | 0.06935 | Industrial_2020_SC D_MW_After Competition Groups_Refrigeration Compressor VFD
Industrial | Ind ¦ Process Improvements | 2020 | SC D | MW | After Competition Groups | 0.068426 | 19593.4259 | 0.019593 | 27.5637 | 0.0024825 | 20 | Industrial_2020_SC D_MW_After Competition Groups_20 | Process Improvements | 0.2482% | 0.019593 | 0.068426 | Industrial_2020_SC D_MW_After Competition Groups_Process Improvements
Industrial | Ind ¦ High Efficiency Battery Charger | 2020 | SC D | MW | After Competition Groups | 0.056914 | 44655.2478 | 0.044655 | 27.5637 | 0.0020648 | 21 | Industrial_2020_SC D_MW_After Competition Groups_21 | High Efficiency Battery Charger | 0.2065% | 0.044655 | 0.056914 | Industrial_2020_SC D_MW_After Competition Groups_High Efficiency Battery Charger
Industrial | Ind ¦ Improved Controls - Process Heating | 2020 | SC D | MW | After Competition Groups | 0.042847 | 21447.9189 | 0.021448 | 27.5637 | 0.0015545 | 22 | Industrial_2020_SC D_MW_After Competition Groups_22 | Improved Controls - Process Heating | 0.1554% | 0.021448 | 0.042847 | Industrial_2020_SC D_MW_After Competition Groups_Improved Controls - Process Heating
Industrial | Ind ¦ Pulp and Paper Process Improvements | 2020 | SC D | MW | After Competition Groups | 0.037825 | 24688.9391 | 0.024689 | 27.5637 | 0.0013723 | 23 | Industrial_2020_SC D_MW_After Competition Groups_23 | Pulp and Paper Process Improvements | 0.1372% | 0.024689 | 0.037825 | Industrial_2020_SC D_MW_After Competition Groups_Pulp and Paper Process Improvements
Industrial | Ind ¦ Engine Block Heater Timer | 2020 | SC D | MW | After Competition Groups | 0.027587 | 7911.0973 | 0.0079111 | 27.5637 | 0.0010009 | 24 | Industrial_2020_SC D_MW_After Competition Groups_24 | Engine Block Heater Timer | 0.1001% | 0.0079111 | 0.027587 | Industrial_2020_SC D_MW_After Competition Groups_Engine Block Heater Timer
Industrial | Ind ¦ Free Cooling | 2020 | SC D | MW | After Competition Groups | 0.021501 | 14057.8617 | 0.014058 | 27.5637 | 0.00078004 | 25 | Industrial_2020_SC D_MW_After Competition Groups_25 | Free Cooling | 0.078% | 0.014058 | 0.021501 | Industrial_2020_SC D_MW_After Competition Groups_Free Cooling
Industrial | Ind ¦ Efficient Refrigeration Compressor | 2020 | SC D | MW | After Competition Groups | 0.020871 | 9112.2896 | 0.0091123 | 27.5637 | 0.00075719 | 26 | Industrial_2020_SC D_MW_After Competition Groups_26 | Efficient Refrigeration Compressor | 0.07572% | 0.0091123 | 0.020871 | Industrial_2020_SC D_MW_After Competition Groups_Efficient Refrigeration Compressor
Industrial | Ind ¦ Dairy Pre-Cooler | 2020 | SC D | MW | After Competition Groups | 0.01317 | 6771.7165 | 0.0067717 | 27.5637 | 0.00047781 | 27 | Industrial_2020_SC D_MW_After Competition Groups_27 | Dairy Pre-Cooler | 0.04778% | 0.0067717 | 0.01317 | Industrial_2020_SC D_MW_After Competition Groups_Dairy Pre-Cooler
Industrial | Ind ¦ Air Compressor Heat Recovery | 2020 | SC D | MW | After Competition Groups | 0.012151 | 7993.9056 | 0.0079939 | 27.5637 | 0.00044084 | 28 | Industrial_2020_SC D_MW_After Competition Groups_28 | Air Compressor Heat Recovery | 0.04408% | 0.0079939 | 0.012151 | Industrial_2020_SC D_MW_After Competition Groups_Air Compressor Heat Recovery
Industrial | Ind ¦ HE Lighting | 2020 | SC D | MW | After Competition Groups | 0.0059933 | 7482.3497 | 0.0074823 | 27.5637 | 0.00021743 | 29 | Industrial_2020_SC D_MW_After Competition Groups_29 | HE Lighting | 0.02174% | 0.0074823 | 0.0059933 | Industrial_2020_SC D_MW_After Competition Groups_HE Lighting
Industrial | Ind ¦ Efficient Irrigation | 2020 | SC D | MW | After Competition Groups | 0.001073 | 1339.6591 | 0.0013397 | 27.5637 | 3.893e-05 | 30 | Industrial_2020_SC D_MW_After Competition Groups_30 | Efficient Irrigation | 0.003893% | 0.0013397 | 0.001073 | Industrial_2020_SC D_MW_After Competition Groups_Efficient Irrigation
Industrial | Ind ¦ Heat Lamps/Heat Pad | 2020 | SC D | MW | After Competition Groups | 0 | 0 | 0 | 27.5637 | 0 | 31 | Industrial_2020_SC D_MW_After Competition Groups_31 | Heat Lamps/Heat Pad | 0% | 0 | 0 | Industrial_2020_SC D_MW_After Competition Groups_Heat Lamps/Heat Pad
Industrial | Ind ¦ Air Leak Survey and Repair | 2020 | Technical | MW | After Competition Groups | 76.8601 | 0 | 0 | 593.7346 | 0.12945 | 1 | Industrial_2020_Technical_MW_After Competition Groups_1 | Air Leak Survey and Repair | 12.95% | 0 | 76.8601 | Industrial_2020_Technical_MW_After Competition Groups_Air Leak Survey and Repair
Industrial | Ind ¦ HE Lighting | 2020 | Technical | MW | After Competition Groups | 60.8205 | 0 | 0 | 593.7346 | 0.10244 | 2 | Industrial_2020_Technical_MW_After Competition Groups_2 | HE Lighting | 10.24% | 0 | 60.8205 | Industrial_2020_Technical_MW_After Competition Groups_HE Lighting
Industrial | Ind ¦ Pump System Optimization | 2020 | Technical | MW | After Competition Groups | 57.5291 | 0 | 0 | 593.7346 | 0.096894 | 3 | Industrial_2020_Technical_MW_After Competition Groups_3 | Pump System Optimization | 9.689% | 0 | 57.5291 | Industrial_2020_Technical_MW_After Competition Groups_Pump System Optimization
Industrial | Ind ¦ Recommissioning | 2020 | Technical | MW | After Competition Groups | 54.853 | 0 | 0 | 593.7346 | 0.092386 | 4 | Industrial_2020_Technical_MW_After Competition Groups_4 | Recommissioning | 9.239% | 0 | 54.853 | Industrial_2020_Technical_MW_After Competition Groups_Recommissioning
Industrial | Ind ¦ SEM | 2020 | Technical | MW | After Competition Groups | 54.853 | 0 | 0 | 593.7346 | 0.092386 | 5 | Industrial_2020_Technical_MW_After Competition Groups_5 | SEM | 9.239% | 0 | 54.853 | Industrial_2020_Technical_MW_After Competition Groups_SEM
Industrial | Ind ¦ Air Compressor Optimization | 2020 | Technical | MW | After Competition Groups | 38.7837 | 0 | 0 | 593.7346 | 0.065322 | 6 | Industrial_2020_Technical_MW_After Competition Groups_6 | Air Compressor Optimization | 6.532% | 0 | 38.7837 | Industrial_2020_Technical_MW_After Competition Groups_Air Compressor Optimization
Industrial | Ind ¦ Efficient Compressed Air Nozzles | 2020 | Technical | MW | After Competition Groups | 36.0729 | 0 | 0 | 593.7346 | 0.060756 | 7 | Industrial_2020_Technical_MW_After Competition Groups_7 | Efficient Compressed Air Nozzles | 6.076% | 0 | 36.0729 | Industrial_2020_Technical_MW_After Competition Groups_Efficient Compressed Air Nozzles
Industrial | Ind ¦ Pump Equipment Upgrade | 2020 | Technical | MW | After Competition Groups | 28.7627 | 0 | 0 | 593.7346 | 0.048444 | 8 | Industrial_2020_Technical_MW_After Competition Groups_8 | Pump Equipment Upgrade | 4.844% | 0 | 28.7627 | Industrial_2020_Technical_MW_After Competition Groups_Pump Equipment Upgrade
Industrial | Ind ¦ Process Optimization (Elec) | 2020 | Technical | MW | After Competition Groups | 22.4106 | 0 | 0 | 593.7346 | 0.037745 | 9 | Industrial_2020_Technical_MW_After Competition Groups_9 | Process Optimization (Elec) | 3.775% | 0 | 22.4106 | Industrial_2020_Technical_MW_After Competition Groups_Process Optimization (Elec)
Industrial | Ind ¦ High Efficiency HVAC Fans | 2020 | Technical | MW | After Competition Groups | 19.8758 | 0 | 0 | 593.7346 | 0.033476 | 10 | Industrial_2020_Technical_MW_After Competition Groups_10 | High Efficiency HVAC Fans | 3.348% | 0 | 19.8758 | Industrial_2020_Technical_MW_After Competition Groups_High Efficiency HVAC Fans
Industrial | Ind ¦ Premium Efficient Motors | 2020 | Technical | MW | After Competition Groups | 16.8948 | 0 | 0 | 593.7346 | 0.028455 | 11 | Industrial_2020_Technical_MW_After Competition Groups_11 | Premium Efficient Motors | 2.846% | 0 | 16.8948 | Industrial_2020_Technical_MW_After Competition Groups_Premium Efficient Motors
Industrial | Ind ¦ Greenhouse Grow Lights | 2020 | Technical | MW | After Competition Groups | 15.6114 | 0 | 0 | 593.7346 | 0.026294 | 12 | Industrial_2020_Technical_MW_After Competition Groups_12 | Greenhouse Grow Lights | 2.629% | 0 | 15.6114 | Industrial_2020_Technical_MW_After Competition Groups_Greenhouse Grow Lights
Industrial | Ind ¦ Fan System Optimization | 2020 | Technical | MW | After Competition Groups | 15.1682 | 0 | 0 | 593.7346 | 0.025547 | 13 | Industrial_2020_Technical_MW_After Competition Groups_13 | Fan System Optimization | 2.555% | 0 | 15.1682 | Industrial_2020_Technical_MW_After Competition Groups_Fan System Optimization
Industrial | Ind ¦ Improved Controls - Process Cooling | 2020 | Technical | MW | After Competition Groups | 14.6688 | 0 | 0 | 593.7346 | 0.024706 | 14 | Industrial_2020_Technical_MW_After Competition Groups_14 | Improved Controls - Process Cooling | 2.471% | 0 | 14.6688 | Industrial_2020_Technical_MW_After Competition Groups_Improved Controls - Process Cooling
Industrial | Ind ¦ HE HVAC Controls | 2020 | Technical | MW | After Competition Groups | 9.0127 | 0 | 0 | 593.7346 | 0.01518 | 15 | Industrial_2020_Technical_MW_After Competition Groups_15 | HE HVAC Controls | 1.518% | 0 | 9.0127 | Industrial_2020_Technical_MW_After Competition Groups_HE HVAC Controls
Industrial | Ind ¦ Pulp and Paper Process Improvements | 2020 | Technical | MW | After Competition Groups | 8.1635 | 0 | 0 | 593.7346 | 0.013749 | 16 | Industrial_2020_Technical_MW_After Competition Groups_16 | Pulp and Paper Process Improvements | 1.375% | 0 | 8.1635 | Industrial_2020_Technical_MW_After Competition Groups_Pulp and Paper Process Improvements
Industrial | Ind ¦ Ventilation Optimization | 2020 | Technical | MW | After Competition Groups | 7.0216 | 0 | 0 | 593.7346 | 0.011826 | 17 | Industrial_2020_Technical_MW_After Competition Groups_17 | Ventilation Optimization | 1.183% | 0 | 7.0216 | Industrial_2020_Technical_MW_After Competition Groups_Ventilation Optimization
Industrial | Ind ¦ Chiller Optimization | 2020 | Technical | MW | After Competition Groups | 5.5917 | 0 | 0 | 593.7346 | 0.0094179 | 18 | Industrial_2020_Technical_MW_After Competition Groups_18 | Chiller Optimization | 0.9418% | 0 | 5.5917 | Industrial_2020_Technical_MW_After Competition Groups_Chiller Optimization
Industrial | Ind ¦ Material Handling Improvements | 2020 | Technical | MW | After Competition Groups | 5.2718 | 0 | 0 | 593.7346 | 0.008879 | 19 | Industrial_2020_Technical_MW_After Competition Groups_19 | Material Handling Improvements | 0.8879% | 0 | 5.2718 | Industrial_2020_Technical_MW_After Competition Groups_Material Handling Improvements
Industrial | Ind ¦ HE HVAC Units | 2020 | Technical | MW | After Competition Groups | 4.6329 | 0 | 0 | 593.7346 | 0.0078029 | 20 | Industrial_2020_Technical_MW_After Competition Groups_20 | HE HVAC Units | 0.7803% | 0 | 4.6329 | Industrial_2020_Technical_MW_After Competition Groups_HE HVAC Units
Industrial | Ind ¦ Refiner Plate Improvements | 2020 | Technical | MW | After Competition Groups | 4.4898 | 0 | 0 | 593.7346 | 0.007562 | 21 | Industrial_2020_Technical_MW_After Competition Groups_21 | Refiner Plate Improvements | 0.7562% | 0 | 4.4898 | Industrial_2020_Technical_MW_After Competition Groups_Refiner Plate Improvements
Industrial | Ind ¦ Cooling Tower Optimization | 2020 | Technical | MW | After Competition Groups | 4.3484 | 0 | 0 | 593.7346 | 0.0073238 | 22 | Industrial_2020_Technical_MW_After Competition Groups_22 | Cooling Tower Optimization | 0.7324% | 0 | 4.3484 | Industrial_2020_Technical_MW_After Competition Groups_Cooling Tower Optimization
Industrial | Ind ¦ HVLS Fans | 2020 | Technical | MW | After Competition Groups | 4.3337 | 0 | 0 | 593.7346 | 0.0072991 | 23 | Industrial_2020_Technical_MW_After Competition Groups_23 | HVLS Fans | 0.7299% | 0 | 4.3337 | Industrial_2020_Technical_MW_After Competition Groups_HVLS Fans
Industrial | Ind ¦ Free Cooling | 2020 | Technical | MW | After Competition Groups | 3.6286 | 0 | 0 | 593.7346 | 0.0061115 | 24 | Industrial_2020_Technical_MW_After Competition Groups_24 | Free Cooling | 0.6111% | 0 | 3.6286 | Industrial_2020_Technical_MW_After Competition Groups_Free Cooling
Industrial | Ind ¦ VAV Conversion Project | 2020 | Technical | MW | After Competition Groups | 3.4531 | 0 | 0 | 593.7346 | 0.0058159 | 25 | Industrial_2020_Technical_MW_After Competition Groups_25 | VAV Conversion Project | 0.5816% | 0 | 3.4531 | Industrial_2020_Technical_MW_After Competition Groups_VAV Conversion Project
Industrial | Ind ¦ Cold Storage Retrofit | 2020 | Technical | MW | After Competition Groups | 2.9563 | 0 | 0 | 593.7346 | 0.0049792 | 26 | Industrial_2020_Technical_MW_After Competition Groups_26 | Cold Storage Retrofit | 0.4979% | 0 | 2.9563 | Industrial_2020_Technical_MW_After Competition Groups_Cold Storage Retrofit
Industrial | Ind ¦ Process Heat Recovery | 2020 | Technical | MW | After Competition Groups | 2.8785 | 0 | 0 | 593.7346 | 0.0048482 | 27 | Industrial_2020_Technical_MW_After Competition Groups_27 | Process Heat Recovery | 0.4848% | 0 | 2.8785 | Industrial_2020_Technical_MW_After Competition Groups_Process Heat Recovery
Industrial | Ind ¦ Synchronous Belts | 2020 | Technical | MW | After Competition Groups | 2.7544 | 0 | 0 | 593.7346 | 0.0046392 | 28 | Industrial_2020_Technical_MW_After Competition Groups_28 | Synchronous Belts | 0.4639% | 0 | 2.7544 | Industrial_2020_Technical_MW_After Competition Groups_Synchronous Belts
Industrial | Ind ¦ Process Improvements | 2020 | Technical | MW | After Competition Groups | 2.2043 | 0 | 0 | 593.7346 | 0.0037125 | 29 | Industrial_2020_Technical_MW_After Competition Groups_29 | Process Improvements | 0.3713% | 0 | 2.2043 | Industrial_2020_Technical_MW_After Competition Groups_Process Improvements
Industrial | Ind ¦ High Efficiency Battery Charger | 2020 | Technical | MW | After Competition Groups | 1.9245 | 0 | 0 | 593.7346 | 0.0032413 | 30 | Industrial_2020_Technical_MW_After Competition Groups_30 | High Efficiency Battery Charger | 0.3241% | 0 | 1.9245 | Industrial_2020_Technical_MW_After Competition Groups_High Efficiency Battery Charger
Industrial | Ind ¦ Efficient Irrigation | 2020 | Technical | MW | After Competition Groups | 1.5733 | 0 | 0 | 593.7346 | 0.0026499 | 31 | Industrial_2020_Technical_MW_After Competition Groups_31 | Efficient Irrigation | 0.265% | 0 | 1.5733 | Industrial_2020_Technical_MW_After Competition Groups_Efficient Irrigation
Industrial | Ind ¦ Improved Controls - Process Heating | 2020 | Technical | MW | After Competition Groups | 1.32 | 0 | 0 | 593.7346 | 0.0022232 | 32 | Industrial_2020_Technical_MW_After Competition Groups_32 | Improved Controls - Process Heating | 0.2223% | 0 | 1.32 | Industrial_2020_Technical_MW_After Competition Groups_Improved Controls - Process Heating
Industrial | Ind ¦ Refrigeration Compressor VFD | 2020 | Technical | MW | After Competition Groups | 1.0549 | 0 | 0 | 593.7346 | 0.0017766 | 33 | Industrial_2020_Technical_MW_After Competition Groups_33 | Refrigeration Compressor VFD | 0.1777% | 0 | 1.0549 | Industrial_2020_Technical_MW_After Competition Groups_Refrigeration Compressor VFD
Industrial | Ind ¦ Efficient Transformer | 2020 | Technical | MW | After Competition Groups | 0.96548 | 0 | 0 | 593.7346 | 0.0016261 | 34 | Industrial_2020_Technical_MW_After Competition Groups_34 | Efficient Transformer | 0.1626% | 0 | 0.96548 | Industrial_2020_Technical_MW_After Competition Groups_Efficient Transformer
Industrial | Ind ¦ Engine Block Heater Timer | 2020 | Technical | MW | After Competition Groups | 0.83946 | 0 | 0 | 593.7346 | 0.0014139 | 35 | Industrial_2020_Technical_MW_After Competition Groups_35 | Engine Block Heater Timer | 0.1414% | 0 | 0.83946 | Industrial_2020_Technical_MW_After Competition Groups_Engine Block Heater Timer
Industrial | Ind ¦ High Efficiency Welders | 2020 | Technical | MW | After Competition Groups | 0.79782 | 0 | 0 | 593.7346 | 0.0013437 | 36 | Industrial_2020_Technical_MW_After Competition Groups_36 | High Efficiency Welders | 0.1344% | 0 | 0.79782 | Industrial_2020_Technical_MW_After Competition Groups_High Efficiency Welders
Industrial | Ind ¦ Dairy Pre-Cooler | 2020 | Technical | MW | After Competition Groups | 0.41463 | 0 | 0 | 593.7346 | 0.00069834 | 37 | Industrial_2020_Technical_MW_After Competition Groups_37 | Dairy Pre-Cooler | 0.06983% | 0 | 0.41463 | Industrial_2020_Technical_MW_After Competition Groups_Dairy Pre-Cooler
Industrial | Ind ¦ Air Compressor Heat Recovery | 2020 | Technical | MW | After Competition Groups | 0.37588 | 0 | 0 | 593.7346 | 0.00063307 | 38 | Industrial_2020_Technical_MW_After Competition Groups_38 | Air Compressor Heat Recovery | 0.06331% | 0 | 0.37588 | Industrial_2020_Technical_MW_After Competition Groups_Air Compressor Heat Recovery
Industrial | Ind ¦ Optimize Compressed Air Dryer | 2020 | Technical | MW | After Competition Groups | 0.26729 | 0 | 0 | 593.7346 | 0.00045019 | 39 | Industrial_2020_Technical_MW_After Competition Groups_39 | Optimize Compressed Air Dryer | 0.04502% | 0 | 0.26729 | Industrial_2020_Technical_MW_After Competition Groups_Optimize Compressed Air Dryer
Industrial | Ind ¦ Creep Heat Controller | 2020 | Technical | MW | After Competition Groups | 0.10582 | 0 | 0 | 593.7346 | 0.00017822 | 40 | Industrial_2020_Technical_MW_After Competition Groups_40 | Creep Heat Controller | 0.01782% | 0 | 0.10582 | Industrial_2020_Technical_MW_After Competition Groups_Creep Heat Controller
Industrial | Ind ¦ Heat Lamps/Heat Pad | 2020 | Technical | MW | After Competition Groups | 0.101 | 0 | 0 | 593.7346 | 0.00017011 | 41 | Industrial_2020_Technical_MW_After Competition Groups_41 | Heat Lamps/Heat Pad | 0.01701% | 0 | 0.101 | Industrial_2020_Technical_MW_After Competition Groups_Heat Lamps/Heat Pad
Industrial | Ind ¦ Efficient Refrigeration Compressor | 2020 | Technical | MW | After Competition Groups | 0.088751 | 0 | 0 | 593.7346 | 0.00014948 | 42 | Industrial_2020_Technical_MW_After Competition Groups_42 | Efficient Refrigeration Compressor | 0.01495% | 0 | 0.088751 | Industrial_2020_Technical_MW_After Competition Groups_Efficient Refrigeration Compressor
Industrial | Ind ¦ Air Leak Survey and Repair | 2021 | Economic | MW | After Competition Groups | 75.8985 | 0 | 0 | 436.783 | 0.17377 | 1 | Industrial_2021_Economic_MW_After Competition Groups_1 | Air Leak Survey and Repair | 17.38% | 0 | 75.8985 | Industrial_2021_Economic_MW_After Competition Groups_Air Leak Survey and Repair
Industrial | Ind ¦ Recommissioning | 2021 | Economic | MW | After Competition Groups | 54.6409 | 0 | 0 | 436.783 | 0.1251 | 2 | Industrial_2021_Economic_MW_After Competition Groups_2 | Recommissioning | 12.51% | 0 | 54.6409 | Industrial_2021_Economic_MW_After Competition Groups_Recommissioning
Industrial | Ind ¦ SEM | 2021 | Economic | MW | After Competition Groups | 54.6409 | 0 | 0 | 436.783 | 0.1251 | 3 | Industrial_2021_Economic_MW_After Competition Groups_3 | SEM | 12.51% | 0 | 54.6409 | Industrial_2021_Economic_MW_After Competition Groups_SEM
Industrial | Ind ¦ Air Compressor Optimization | 2021 | Economic | MW | After Competition Groups | 41.0749 | 0 | 0 | 436.783 | 0.09404 | 4 | Industrial_2021_Economic_MW_After Competition Groups_4 | Air Compressor Optimization | 9.404% | 0 | 41.0749 | Industrial_2021_Economic_MW_After Competition Groups_Air Compressor Optimization
Industrial | Ind ¦ Efficient Compressed Air Nozzles | 2021 | Economic | MW | After Competition Groups | 38.3863 | 0 | 0 | 436.783 | 0.087884 | 5 | Industrial_2021_Economic_MW_After Competition Groups_5 | Efficient Compressed Air Nozzles | 8.788% | 0 | 38.3863 | Industrial_2021_Economic_MW_After Competition Groups_Efficient Compressed Air Nozzles
Industrial | Ind ¦ Process Optimization (Elec) | 2021 | Economic | MW | After Competition Groups | 22.3223 | 0 | 0 | 436.783 | 0.051106 | 6 | Industrial_2021_Economic_MW_After Competition Groups_6 | Process Optimization (Elec) | 5.111% | 0 | 22.3223 | Industrial_2021_Economic_MW_After Competition Groups_Process Optimization (Elec)
Industrial | Ind ¦ High Efficiency HVAC Fans | 2021 | Economic | MW | After Competition Groups | 21.1923 | 0 | 0 | 436.783 | 0.048519 | 7 | Industrial_2021_Economic_MW_After Competition Groups_7 | High Efficiency HVAC Fans | 4.852% | 0 | 21.1923 | Industrial_2021_Economic_MW_After Competition Groups_High Efficiency HVAC Fans
Industrial | Ind ¦ Pump System Optimization | 2021 | Economic | MW | After Competition Groups | 18.2434 | 0 | 0 | 436.783 | 0.041768 | 8 | Industrial_2021_Economic_MW_After Competition Groups_8 | Pump System Optimization | 4.177% | 0 | 18.2434 | Industrial_2021_Economic_MW_After Competition Groups_Pump System Optimization
Industrial | Ind ¦ Greenhouse Grow Lights | 2021 | Economic | MW | After Competition Groups | 16.6947 | 0 | 0 | 436.783 | 0.038222 | 9 | Industrial_2021_Economic_MW_After Competition Groups_9 | Greenhouse Grow Lights | 3.822% | 0 | 16.6947 | Industrial_2021_Economic_MW_After Competition Groups_Greenhouse Grow Lights
Industrial | Ind ¦ Fan System Optimization | 2021 | Economic | MW | After Competition Groups | 15.7542 | 0 | 0 | 436.783 | 0.036069 | 10 | Industrial_2021_Economic_MW_After Competition Groups_10 | Fan System Optimization | 3.607% | 0 | 15.7542 | Industrial_2021_Economic_MW_After Competition Groups_Fan System Optimization
Industrial | Ind ¦ Improved Controls - Process Cooling | 2021 | Economic | MW | After Competition Groups | 14.5639 | 0 | 0 | 436.783 | 0.033343 | 11 | Industrial_2021_Economic_MW_After Competition Groups_11 | Improved Controls - Process Cooling | 3.334% | 0 | 14.5639 | Industrial_2021_Economic_MW_After Competition Groups_Improved Controls - Process Cooling
Industrial | Ind ¦ HE Lighting | 2021 | Economic | MW | After Competition Groups | 13.9796 | 0 | 0 | 436.783 | 0.032006 | 12 | Industrial_2021_Economic_MW_After Competition Groups_12 | HE Lighting | 3.201% | 0 | 13.9796 | Industrial_2021_Economic_MW_After Competition Groups_HE Lighting
Industrial | Ind ¦ Pulp and Paper Process Improvements | 2021 | Economic | MW | After Competition Groups | 8.1304 | 0 | 0 | 436.783 | 0.018614 | 13 | Industrial_2021_Economic_MW_After Competition Groups_13 | Pulp and Paper Process Improvements | 1.861% | 0 | 8.1304 | Industrial_2021_Economic_MW_After Competition Groups_Pulp and Paper Process Improvements
Industrial | Ind ¦ Pump Equipment Upgrade | 2021 | Economic | MW | After Competition Groups | 6.7387 | 0 | 0 | 436.783 | 0.015428 | 14 | Industrial_2021_Economic_MW_After Competition Groups_14 | Pump Equipment Upgrade | 1.543% | 0 | 6.7387 | Industrial_2021_Economic_MW_After Competition Groups_Pump Equipment Upgrade
Industrial | Ind ¦ Material Handling Improvements | 2021 | Economic | MW | After Competition Groups | 5.688 | 0 | 0 | 436.783 | 0.013023 | 15 | Industrial_2021_Economic_MW_After Competition Groups_15 | Material Handling Improvements | 1.302% | 0 | 5.688 | Industrial_2021_Economic_MW_After Competition Groups_Material Handling Improvements
Industrial | Ind ¦ Refiner Plate Improvements | 2021 | Economic | MW | After Competition Groups | 4.7089 | 0 | 0 | 436.783 | 0.010781 | 16 | Industrial_2021_Economic_MW_After Competition Groups_16 | Refiner Plate Improvements | 1.078% | 0 | 4.7089 | Industrial_2021_Economic_MW_After Competition Groups_Refiner Plate Improvements
Industrial | Ind ¦ Cooling Tower Optimization | 2021 | Economic | MW | After Competition Groups | 4.3337 | 0 | 0 | 436.783 | 0.0099219 | 17 | Industrial_2021_Economic_MW_After Competition Groups_17 | Cooling Tower Optimization | 0.9922% | 0 | 4.3337 | Industrial_2021_Economic_MW_After Competition Groups_Cooling Tower Optimization
Industrial | Ind ¦ Free Cooling | 2021 | Economic | MW | After Competition Groups | 3.6086 | 0 | 0 | 436.783 | 0.0082618 | 18 | Industrial_2021_Economic_MW_After Competition Groups_18 | Free Cooling | 0.8262% | 0 | 3.6086 | Industrial_2021_Economic_MW_After Competition Groups_Free Cooling
Industrial | Ind ¦ VAV Conversion Project | 2021 | Economic | MW | After Competition Groups | 3.4298 | 0 | 0 | 436.783 | 0.0078524 | 19 | Industrial_2021_Economic_MW_After Competition Groups_19 | VAV Conversion Project | 0.7852% | 0 | 3.4298 | Industrial_2021_Economic_MW_After Competition Groups_VAV Conversion Project
Industrial | Ind ¦ Process Heat Recovery | 2021 | Economic | MW | After Competition Groups | 2.8736 | 0 | 0 | 436.783 | 0.0065789 | 20 | Industrial_2021_Economic_MW_After Competition Groups_20 | Process Heat Recovery | 0.6579% | 0 | 2.8736 | Industrial_2021_Economic_MW_After Competition Groups_Process Heat Recovery
Industrial | Ind ¦ Process Improvements | 2021 | Economic | MW | After Competition Groups | 2.2051 | 0 | 0 | 436.783 | 0.0050484 | 21 | Industrial_2021_Economic_MW_After Competition Groups_21 | Process Improvements | 0.5048% | 0 | 2.2051 | Industrial_2021_Economic_MW_After Competition Groups_Process Improvements
Industrial | Ind ¦ High Efficiency Battery Charger | 2021 | Economic | MW | After Competition Groups | 2.0404 | 0 | 0 | 436.783 | 0.0046713 | 22 | Industrial_2021_Economic_MW_After Competition Groups_22 | High Efficiency Battery Charger | 0.4671% | 0 | 2.0404 | Industrial_2021_Economic_MW_After Competition Groups_High Efficiency Battery Charger
Industrial | Ind ¦ Improved Controls - Process Heating | 2021 | Economic | MW | After Competition Groups | 1.3193 | 0 | 0 | 436.783 | 0.0030204 | 23 | Industrial_2021_Economic_MW_After Competition Groups_23 | Improved Controls - Process Heating | 0.302% | 0 | 1.3193 | Industrial_2021_Economic_MW_After Competition Groups_Improved Controls - Process Heating
Industrial | Ind ¦ Ventilation Optimization | 2021 | Economic | MW | After Competition Groups | 1.2431 | 0 | 0 | 436.783 | 0.0028461 | 24 | Industrial_2021_Economic_MW_After Competition Groups_24 | Ventilation Optimization | 0.2846% | 0 | 1.2431 | Industrial_2021_Economic_MW_After Competition Groups_Ventilation Optimization
Industrial | Ind ¦ Refrigeration Compressor VFD | 2021 | Economic | MW | After Competition Groups | 1.1116 | 0 | 0 | 436.783 | 0.002545 | 25 | Industrial_2021_Economic_MW_After Competition Groups_25 | Refrigeration Compressor VFD | 0.2545% | 0 | 1.1116 | Industrial_2021_Economic_MW_After Competition Groups_Refrigeration Compressor VFD
Industrial | Ind ¦ Engine Block Heater Timer | 2021 | Economic | MW | After Competition Groups | 0.84018 | 0 | 0 | 436.783 | 0.0019236 | 26 | Industrial_2021_Economic_MW_After Competition Groups_26 | Engine Block Heater Timer | 0.1924% | 0 | 0.84018 | Industrial_2021_Economic_MW_After Competition Groups_Engine Block Heater Timer
Industrial | Ind ¦ Efficient Irrigation | 2021 | Economic | MW | After Competition Groups | 0.49969 | 0 | 0 | 436.783 | 0.001144 | 27 | Industrial_2021_Economic_MW_After Competition Groups_27 | Efficient Irrigation | 0.1144% | 0 | 0.49969 | Industrial_2021_Economic_MW_After Competition Groups_Efficient Irrigation
Industrial | Ind ¦ Air Compressor Heat Recovery | 2021 | Economic | MW | After Competition Groups | 0.37384 | 0 | 0 | 436.783 | 0.00085588 | 28 | Industrial_2021_Economic_MW_After Competition Groups_28 | Air Compressor Heat Recovery | 0.08559% | 0 | 0.37384 | Industrial_2021_Economic_MW_After Competition Groups_Air Compressor Heat Recovery
Industrial | Ind ¦ Dairy Pre-Cooler | 2021 | Economic | MW | After Competition Groups | 0.15179 | 0 | 0 | 436.783 | 0.00034753 | 29 | Industrial_2021_Economic_MW_After Competition Groups_29 | Dairy Pre-Cooler | 0.03475% | 0 | 0.15179 | Industrial_2021_Economic_MW_After Competition Groups_Dairy Pre-Cooler
Industrial | Ind ¦ Efficient Refrigeration Compressor | 2021 | Economic | MW | After Competition Groups | 0.09444 | 0 | 0 | 436.783 | 0.00021622 | 30 | Industrial_2021_Economic_MW_After Competition Groups_30 | Efficient Refrigeration Compressor | 0.02162% | 0 | 0.09444 | Industrial_2021_Economic_MW_After Competition Groups_Efficient Refrigeration Compressor
Industrial | Ind ¦ Heat Lamps/Heat Pad | 2021 | Economic | MW | After Competition Groups | 0 | 0 | 0 | 436.783 | 0 | 31 | Industrial_2021_Economic_MW_After Competition Groups_31 | Heat Lamps/Heat Pad | 0% | 0 | 0 | Industrial_2021_Economic_MW_After Competition Groups_Heat Lamps/Heat Pad
Industrial | Ind ¦ Air Compressor Optimization | 2021 | SC A | MW | After Competition Groups | 8.4385 | 0 | 0 | 42.7421 | 0.19743 | 1 | Industrial_2021_SC A_MW_After Competition Groups_1 | Air Compressor Optimization | 19.74% | 0 | 8.4385 | Industrial_2021_SC A_MW_After Competition Groups_Air Compressor Optimization
Industrial | Ind ¦ Pump System Optimization | 2021 | SC A | MW | After Competition Groups | 7.7384 | 0 | 0 | 42.7421 | 0.18105 | 2 | Industrial_2021_SC A_MW_After Competition Groups_2 | Pump System Optimization | 18.1% | 0 | 7.7384 | Industrial_2021_SC A_MW_After Competition Groups_Pump System Optimization
Industrial | Ind ¦ Air Leak Survey and Repair | 2021 | SC A | MW | After Competition Groups | 4.2936 | 0 | 0 | 42.7421 | 0.10045 | 3 | Industrial_2021_SC A_MW_After Competition Groups_3 | Air Leak Survey and Repair | 10.05% | 0 | 4.2936 | Industrial_2021_SC A_MW_After Competition Groups_Air Leak Survey and Repair
Industrial | Ind ¦ Pump Equipment Upgrade | 2021 | SC A | MW | After Competition Groups | 3.8766 | 0 | 0 | 42.7421 | 0.090697 | 4 | Industrial_2021_SC A_MW_After Competition Groups_4 | Pump Equipment Upgrade | 9.07% | 0 | 3.8766 | Industrial_2021_SC A_MW_After Competition Groups_Pump Equipment Upgrade
Industrial | Ind ¦ Recommissioning | 2021 | SC A | MW | After Competition Groups | 3.0386 | 0 | 0 | 42.7421 | 0.07109 | 5 | Industrial_2021_SC A_MW_After Competition Groups_5 | Recommissioning | 7.109% | 0 | 3.0386 | Industrial_2021_SC A_MW_After Competition Groups_Recommissioning
Industrial | Ind ¦ SEM | 2021 | SC A | MW | After Competition Groups | 3.0386 | 0 | 0 | 42.7421 | 0.07109 | 6 | Industrial_2021_SC A_MW_After Competition Groups_6 | SEM | 7.109% | 0 | 3.0386 | Industrial_2021_SC A_MW_After Competition Groups_SEM
Industrial | Ind ¦ Fan System Optimization | 2021 | SC A | MW | After Competition Groups | 2.7565 | 0 | 0 | 42.7421 | 0.064493 | 7 | Industrial_2021_SC A_MW_After Competition Groups_7 | Fan System Optimization | 6.449% | 0 | 2.7565 | Industrial_2021_SC A_MW_After Competition Groups_Fan System Optimization
Industrial | Ind ¦ High Efficiency HVAC Fans | 2021 | SC A | MW | After Competition Groups | 2.213 | 0 | 0 | 42.7421 | 0.051775 | 8 | Industrial_2021_SC A_MW_After Competition Groups_8 | High Efficiency HVAC Fans | 5.178% | 0 | 2.213 | Industrial_2021_SC A_MW_After Competition Groups_High Efficiency HVAC Fans
Industrial | Ind ¦ Efficient Compressed Air Nozzles | 2021 | SC A | MW | After Competition Groups | 1.8234 | 0 | 0 | 42.7421 | 0.04266 | 9 | Industrial_2021_SC A_MW_After Competition Groups_9 | Efficient Compressed Air Nozzles | 4.266% | 0 | 1.8234 | Industrial_2021_SC A_MW_After Competition Groups_Efficient Compressed Air Nozzles
Industrial | Ind ¦ Greenhouse Grow Lights | 2021 | SC A | MW | After Competition Groups | 1.6633 | 0 | 0 | 42.7421 | 0.038914 | 10 | Industrial_2021_SC A_MW_After Competition Groups_10 | Greenhouse Grow Lights | 3.891% | 0 | 1.6633 | Industrial_2021_SC A_MW_After Competition Groups_Greenhouse Grow Lights
Industrial | Ind ¦ Material Handling Improvements | 2021 | SC A | MW | After Competition Groups | 0.84914 | 0 | 0 | 42.7421 | 0.019867 | 11 | Industrial_2021_SC A_MW_After Competition Groups_11 | Material Handling Improvements | 1.987% | 0 | 0.84914 | Industrial_2021_SC A_MW_After Competition Groups_Material Handling Improvements
Industrial | Ind ¦ Improved Controls - Process Cooling | 2021 | SC A | MW | After Competition Groups | 0.81514 | 0 | 0 | 42.7421 | 0.019071 | 12 | Industrial_2021_SC A_MW_After Competition Groups_12 | Improved Controls - Process Cooling | 1.907% | 0 | 0.81514 | Industrial_2021_SC A_MW_After Competition Groups_Improved Controls - Process Cooling
Industrial | Ind ¦ Process Optimization (Elec) | 2021 | SC A | MW | After Competition Groups | 0.58111 | 0 | 0 | 42.7421 | 0.013596 | 13 | Industrial_2021_SC A_MW_After Competition Groups_13 | Process Optimization (Elec) | 1.36% | 0 | 0.58111 | Industrial_2021_SC A_MW_After Competition Groups_Process Optimization (Elec)
Industrial | Ind ¦ Refiner Plate Improvements | 2021 | SC A | MW | After Competition Groups | 0.21588 | 0 | 0 | 42.7421 | 0.0050507 | 14 | Industrial_2021_SC A_MW_After Competition Groups_14 | Refiner Plate Improvements | 0.5051% | 0 | 0.21588 | Industrial_2021_SC A_MW_After Competition Groups_Refiner Plate Improvements
Industrial | Ind ¦ Ventilation Optimization | 2021 | SC A | MW | After Competition Groups | 0.18775 | 0 | 0 | 42.7421 | 0.0043925 | 15 | Industrial_2021_SC A_MW_After Competition Groups_15 | Ventilation Optimization | 0.4393% | 0 | 0.18775 | Industrial_2021_SC A_MW_After Competition Groups_Ventilation Optimization
Industrial | Ind ¦ VAV Conversion Project | 2021 | SC A | MW | After Competition Groups | 0.18652 | 0 | 0 | 42.7421 | 0.004364 | 16 | Industrial_2021_SC A_MW_After Competition Groups_16 | VAV Conversion Project | 0.4364% | 0 | 0.18652 | Industrial_2021_SC A_MW_After Competition Groups_VAV Conversion Project
Industrial | Ind ¦ Pulp and Paper Process Improvements | 2021 | SC A | MW | After Competition Groups | 0.17644 | 0 | 0 | 42.7421 | 0.0041281 | 17 | Industrial_2021_SC A_MW_After Competition Groups_17 | Pulp and Paper Process Improvements | 0.4128% | 0 | 0.17644 | Industrial_2021_SC A_MW_After Competition Groups_Pulp and Paper Process Improvements
Industrial | Ind ¦ Process Heat Recovery | 2021 | SC A | MW | After Competition Groups | 0.15595 | 0 | 0 | 42.7421 | 0.0036486 | 18 | Industrial_2021_SC A_MW_After Competition Groups_18 | Process Heat Recovery | 0.3649% | 0 | 0.15595 | Industrial_2021_SC A_MW_After Competition Groups_Process Heat Recovery
Industrial | Ind ¦ Refrigeration Compressor VFD | 2021 | SC A | MW | After Competition Groups | 0.13779 | 0 | 0 | 42.7421 | 0.0032237 | 19 | Industrial_2021_SC A_MW_After Competition Groups_19 | Refrigeration Compressor VFD | 0.3224% | 0 | 0.13779 | Industrial_2021_SC A_MW_After Competition Groups_Refrigeration Compressor VFD
Industrial | Ind ¦ High Efficiency Battery Charger | 2021 | SC A | MW | After Competition Groups | 0.12405 | 0 | 0 | 42.7421 | 0.0029023 | 20 | Industrial_2021_SC A_MW_After Competition Groups_20 | High Efficiency Battery Charger | 0.2902% | 0 | 0.12405 | Industrial_2021_SC A_MW_After Competition Groups_High Efficiency Battery Charger
Industrial | Ind ¦ Process Improvements | 2021 | SC A | MW | After Competition Groups | 0.11693 | 0 | 0 | 42.7421 | 0.0027356 | 21 | Industrial_2021_SC A_MW_After Competition Groups_21 | Process Improvements | 0.2736% | 0 | 0.11693 | Industrial_2021_SC A_MW_After Competition Groups_Process Improvements
Industrial | Ind ¦ Improved Controls - Process Heating | 2021 | SC A | MW | After Competition Groups | 0.075145 | 0 | 0 | 42.7421 | 0.0017581 | 22 | Industrial_2021_SC A_MW_After Competition Groups_22 | Improved Controls - Process Heating | 0.1758% | 0 | 0.075145 | Industrial_2021_SC A_MW_After Competition Groups_Improved Controls - Process Heating
Industrial | Ind ¦ Cooling Tower Optimization | 2021 | SC A | MW | After Competition Groups | 0.069759 | 0 | 0 | 42.7421 | 0.0016321 | 23 | Industrial_2021_SC A_MW_After Competition Groups_23 | Cooling Tower Optimization | 0.1632% | 0 | 0.069759 | Industrial_2021_SC A_MW_After Competition Groups_Cooling Tower Optimization
Industrial | Ind ¦ Engine Block Heater Timer | 2021 | SC A | MW | After Competition Groups | 0.045882 | 0 | 0 | 42.7421 | 0.0010735 | 24 | Industrial_2021_SC A_MW_After Competition Groups_24 | Engine Block Heater Timer | 0.1073% | 0 | 0.045882 | Industrial_2021_SC A_MW_After Competition Groups_Engine Block Heater Timer
Industrial | Ind ¦ HE Lighting | 2021 | SC A | MW | After Competition Groups | 0.036213 | 0 | 0 | 42.7421 | 0.00084724 | 25 | Industrial_2021_SC A_MW_After Competition Groups_25 | HE Lighting | 0.08472% | 0 | 0.036213 | Industrial_2021_SC A_MW_After Competition Groups_HE Lighting
Industrial | Ind ¦ Dairy Pre-Cooler | 2021 | SC A | MW | After Competition Groups | 0.03311 | 0 | 0 | 42.7421 | 0.00077465 | 26 | Industrial_2021_SC A_MW_After Competition Groups_26 | Dairy Pre-Cooler | 0.07747% | 0 | 0.03311 | Industrial_2021_SC A_MW_After Competition Groups_Dairy Pre-Cooler
Industrial | Ind ¦ Efficient Refrigeration Compressor | 2021 | SC A | MW | After Competition Groups | 0.026853 | 0 | 0 | 42.7421 | 0.00062826 | 27 | Industrial_2021_SC A_MW_After Competition Groups_27 | Efficient Refrigeration Compressor | 0.06283% | 0 | 0.026853 | Industrial_2021_SC A_MW_After Competition Groups_Efficient Refrigeration Compressor
Industrial | Ind ¦ Air Compressor Heat Recovery | 2021 | SC A | MW | After Competition Groups | 0.020971 | 0 | 0 | 42.7421 | 0.00049064 | 28 | Industrial_2021_SC A_MW_After Competition Groups_28 | Air Compressor Heat Recovery | 0.04906% | 0 | 0.020971 | Industrial_2021_SC A_MW_After Competition Groups_Air Compressor Heat Recovery
Industrial | Ind ¦ Efficient Irrigation | 2021 | SC A | MW | After Competition Groups | 0.0055694 | 0 | 0 | 42.7421 | 0.0001303 | 29 | Industrial_2021_SC A_MW_After Competition Groups_29 | Efficient Irrigation | 0.01303% | 0 | 0.0055694 | Industrial_2021_SC A_MW_After Competition Groups_Efficient Irrigation
Industrial | Ind ¦ Free Cooling | 2021 | SC A | MW | After Competition Groups | 0.0015708 | 0 | 0 | 42.7421 | 3.6752e-05 | 30 | Industrial_2021_SC A_MW_After Competition Groups_30 | Free Cooling | 0.003675% | 0 | 0.0015708 | Industrial_2021_SC A_MW_After Competition Groups_Free Cooling
Industrial | Ind ¦ Heat Lamps/Heat Pad | 2021 | SC A | MW | After Competition Groups | 0 | 0 | 0 | 42.7421 | 0 | 31 | Industrial_2021_SC A_MW_After Competition Groups_31 | Heat Lamps/Heat Pad | 0% | 0 | 0 | Industrial_2021_SC A_MW_After Competition Groups_Heat Lamps/Heat Pad
Industrial | Ind ¦ Air Leak Survey and Repair | 2021 | SC B | MW | After Competition Groups | 11.4882 | 0 | 0 | 72.0699 | 0.1594 | 1 | Industrial_2021_SC B_MW_After Competition Groups_1 | Air Leak Survey and Repair | 15.94% | 0 | 11.4882 | Industrial_2021_SC B_MW_After Competition Groups_Air Leak Survey and Repair
Industrial | Ind ¦ Air Compressor Optimization | 2021 | SC B | MW | After Competition Groups | 8.4385 | 0 | 0 | 72.0699 | 0.11709 | 2 | Industrial_2021_SC B_MW_After Competition Groups_2 | Air Compressor Optimization | 11.71% | 0 | 8.4385 | Industrial_2021_SC B_MW_After Competition Groups_Air Compressor Optimization
Industrial | Ind ¦ Recommissioning | 2021 | SC B | MW | After Competition Groups | 8.1302 | 0 | 0 | 72.0699 | 0.11281 | 3 | Industrial_2021_SC B_MW_After Competition Groups_3 | Recommissioning | 11.28% | 0 | 8.1302 | Industrial_2021_SC B_MW_After Competition Groups_Recommissioning
Industrial | Ind ¦ SEM | 2021 | SC B | MW | After Competition Groups | 8.1302 | 0 | 0 | 72.0699 | 0.11281 | 4 | Industrial_2021_SC B_MW_After Competition Groups_4 | SEM | 11.28% | 0 | 8.1302 | Industrial_2021_SC B_MW_After Competition Groups_SEM
Industrial | Ind ¦ Pump System Optimization | 2021 | SC B | MW | After Competition Groups | 7.7384 | 0 | 0 | 72.0699 | 0.10737 | 5 | Industrial_2021_SC B_MW_After Competition Groups_5 | Pump System Optimization | 10.74% | 0 | 7.7384 | Industrial_2021_SC B_MW_After Competition Groups_Pump System Optimization
Industrial | Ind ¦ Efficient Compressed Air Nozzles | 2021 | SC B | MW | After Competition Groups | 4.8601 | 0 | 0 | 72.0699 | 0.067436 | 6 | Industrial_2021_SC B_MW_After Competition Groups_6 | Efficient Compressed Air Nozzles | 6.744% | 0 | 4.8601 | Industrial_2021_SC B_MW_After Competition Groups_Efficient Compressed Air Nozzles
Industrial | Ind ¦ Pump Equipment Upgrade | 2021 | SC B | MW | After Competition Groups | 3.8766 | 0 | 0 | 72.0699 | 0.053789 | 7 | Industrial_2021_SC B_MW_After Competition Groups_7 | Pump Equipment Upgrade | 5.379% | 0 | 3.8766 | Industrial_2021_SC B_MW_After Competition Groups_Pump Equipment Upgrade
Industrial | Ind ¦ High Efficiency HVAC Fans | 2021 | SC B | MW | After Competition Groups | 3.792 | 0 | 0 | 72.0699 | 0.052615 | 8 | Industrial_2021_SC B_MW_After Competition Groups_8 | High Efficiency HVAC Fans | 5.262% | 0 | 3.792 | Industrial_2021_SC B_MW_After Competition Groups_High Efficiency HVAC Fans
Industrial | Ind ¦ Fan System Optimization | 2021 | SC B | MW | After Competition Groups | 3.0119 | 0 | 0 | 72.0699 | 0.041791 | 9 | Industrial_2021_SC B_MW_After Competition Groups_9 | Fan System Optimization | 4.179% | 0 | 3.0119 | Industrial_2021_SC B_MW_After Competition Groups_Fan System Optimization
Industrial | Ind ¦ Greenhouse Grow Lights | 2021 | SC B | MW | After Competition Groups | 2.2743 | 0 | 0 | 72.0699 | 0.031556 | 10 | Industrial_2021_SC B_MW_After Competition Groups_10 | Greenhouse Grow Lights | 3.156% | 0 | 2.2743 | Industrial_2021_SC B_MW_After Competition Groups_Greenhouse Grow Lights
Industrial | Ind ¦ Improved Controls - Process Cooling | 2021 | SC B | MW | After Competition Groups | 2.1844 | 0 | 0 | 72.0699 | 0.030309 | 11 | Industrial_2021_SC B_MW_After Competition Groups_11 | Improved Controls - Process Cooling | 3.031% | 0 | 2.1844 | Industrial_2021_SC B_MW_After Competition Groups_Improved Controls - Process Cooling
Industrial | Ind ¦ Material Handling Improvements | 2021 | SC B | MW | After Competition Groups | 1.2759 | 0 | 0 | 72.0699 | 0.017704 | 12 | Industrial_2021_SC B_MW_After Competition Groups_12 | Material Handling Improvements | 1.77% | 0 | 1.2759 | Industrial_2021_SC B_MW_After Competition Groups_Material Handling Improvements
Industrial | Ind ¦ Pulp and Paper Process Improvements | 2021 | SC B | MW | After Competition Groups | 1.14 | 0 | 0 | 72.0699 | 0.015818 | 13 | Industrial_2021_SC B_MW_After Competition Groups_13 | Pulp and Paper Process Improvements | 1.582% | 0 | 1.14 | Industrial_2021_SC B_MW_After Competition Groups_Pulp and Paper Process Improvements
Industrial | Ind ¦ Cooling Tower Optimization | 2021 | SC B | MW | After Competition Groups | 0.6531 | 0 | 0 | 72.0699 | 0.009062 | 14 | Industrial_2021_SC B_MW_After Competition Groups_14 | Cooling Tower Optimization | 0.9062% | 0 | 0.6531 | Industrial_2021_SC B_MW_After Competition Groups_Cooling Tower Optimization
Industrial | Ind ¦ Free Cooling | 2021 | SC B | MW | After Competition Groups | 0.58779 | 0 | 0 | 72.0699 | 0.0081559 | 15 | Industrial_2021_SC B_MW_After Competition Groups_15 | Free Cooling | 0.8156% | 0 | 0.58779 | Industrial_2021_SC B_MW_After Competition Groups_Free Cooling
Industrial | Ind ¦ Process Optimization (Elec) | 2021 | SC B | MW | After Competition Groups | 0.58111 | 0 | 0 | 72.0699 | 0.0080631 | 16 | Industrial_2021_SC B_MW_After Competition Groups_16 | Process Optimization (Elec) | 0.8063% | 0 | 0.58111 | Industrial_2021_SC B_MW_After Competition Groups_Process Optimization (Elec)
Industrial | Ind ¦ Refiner Plate Improvements | 2021 | SC B | MW | After Competition Groups | 0.57699 | 0 | 0 | 72.0699 | 0.008006 | 17 | Industrial_2021_SC B_MW_After Competition Groups_17 | Refiner Plate Improvements | 0.8006% | 0 | 0.57699 | Industrial_2021_SC B_MW_After Competition Groups_Refiner Plate Improvements
Industrial | Ind ¦ Ventilation Optimization | 2021 | SC B | MW | After Competition Groups | 0.54661 | 0 | 0 | 72.0699 | 0.0075844 | 18 | Industrial_2021_SC B_MW_After Competition Groups_18 | Ventilation Optimization | 0.7584% | 0 | 0.54661 | Industrial_2021_SC B_MW_After Competition Groups_Ventilation Optimization
Industrial | Ind ¦ HE Lighting | 2021 | SC B | MW | After Competition Groups | 0.53355 | 0 | 0 | 72.0699 | 0.0074033 | 19 | Industrial_2021_SC B_MW_After Competition Groups_19 | HE Lighting | 0.7403% | 0 | 0.53355 | Industrial_2021_SC B_MW_After Competition Groups_HE Lighting
Industrial | Ind ¦ VAV Conversion Project | 2021 | SC B | MW | After Competition Groups | 0.50901 | 0 | 0 | 72.0699 | 0.0070627 | 20 | Industrial_2021_SC B_MW_After Competition Groups_20 | VAV Conversion Project | 0.7063% | 0 | 0.50901 | Industrial_2021_SC B_MW_After Competition Groups_VAV Conversion Project
Industrial | Ind ¦ Process Heat Recovery | 2021 | SC B | MW | After Competition Groups | 0.41719 | 0 | 0 | 72.0699 | 0.0057887 | 21 | Industrial_2021_SC B_MW_After Competition Groups_21 | Process Heat Recovery | 0.5789% | 0 | 0.41719 | Industrial_2021_SC B_MW_After Competition Groups_Process Heat Recovery
Industrial | Ind ¦ High Efficiency Battery Charger | 2021 | SC B | MW | After Competition Groups | 0.34105 | 0 | 0 | 72.0699 | 0.0047322 | 22 | Industrial_2021_SC B_MW_After Competition Groups_22 | High Efficiency Battery Charger | 0.4732% | 0 | 0.34105 | Industrial_2021_SC B_MW_After Competition Groups_High Efficiency Battery Charger
Industrial | Ind ¦ Process Improvements | 2021 | SC B | MW | After Competition Groups | 0.32642 | 0 | 0 | 72.0699 | 0.0045292 | 23 | Industrial_2021_SC B_MW_After Competition Groups_23 | Process Improvements | 0.4529% | 0 | 0.32642 | Industrial_2021_SC B_MW_After Competition Groups_Process Improvements
Industrial | Ind ¦ Improved Controls - Process Heating | 2021 | SC B | MW | After Competition Groups | 0.20142 | 0 | 0 | 72.0699 | 0.0027948 | 24 | Industrial_2021_SC B_MW_After Competition Groups_24 | Improved Controls - Process Heating | 0.2795% | 0 | 0.20142 | Industrial_2021_SC B_MW_After Competition Groups_Improved Controls - Process Heating
Industrial | Ind ¦ Refrigeration Compressor VFD | 2021 | SC B | MW | After Competition Groups | 0.18182 | 0 | 0 | 72.0699 | 0.0025229 | 25 | Industrial_2021_SC B_MW_After Competition Groups_25 | Refrigeration Compressor VFD | 0.2523% | 0 | 0.18182 | Industrial_2021_SC B_MW_After Competition Groups_Refrigeration Compressor VFD
Industrial | Ind ¦ Engine Block Heater Timer | 2021 | SC B | MW | After Competition Groups | 0.12298 | 0 | 0 | 72.0699 | 0.0017064 | 26 | Industrial_2021_SC B_MW_After Competition Groups_26 | Engine Block Heater Timer | 0.1706% | 0 | 0.12298 | Industrial_2021_SC B_MW_After Competition Groups_Engine Block Heater Timer
Industrial | Ind ¦ Air Compressor Heat Recovery | 2021 | SC B | MW | After Competition Groups | 0.056113 | 0 | 0 | 72.0699 | 0.0007786 | 27 | Industrial_2021_SC B_MW_After Competition Groups_27 | Air Compressor Heat Recovery | 0.07786% | 0 | 0.056113 | Industrial_2021_SC B_MW_After Competition Groups_Air Compressor Heat Recovery
Industrial | Ind ¦ Dairy Pre-Cooler | 2021 | SC B | MW | After Competition Groups | 0.044853 | 0 | 0 | 72.0699 | 0.00062236 | 28 | Industrial_2021_SC B_MW_After Competition Groups_28 | Dairy Pre-Cooler | 0.06224% | 0 | 0.044853 | Industrial_2021_SC B_MW_After Competition Groups_Dairy Pre-Cooler
Industrial | Ind ¦ Efficient Refrigeration Compressor | 2021 | SC B | MW | After Competition Groups | 0.033528 | 0 | 0 | 72.0699 | 0.00046522 | 29 | Industrial_2021_SC B_MW_After Competition Groups_29 | Efficient Refrigeration Compressor | 0.04652% | 0 | 0.033528 | Industrial_2021_SC B_MW_After Competition Groups_Efficient Refrigeration Compressor
Industrial | Ind ¦ Efficient Irrigation | 2021 | SC B | MW | After Competition Groups | 0.015793 | 0 | 0 | 72.0699 | 0.00021913 | 30 | Industrial_2021_SC B_MW_After Competition Groups_30 | Efficient Irrigation | 0.02191% | 0 | 0.015793 | Industrial_2021_SC B_MW_After Competition Groups_Efficient Irrigation
Industrial | Ind ¦ Heat Lamps/Heat Pad | 2021 | SC B | MW | After Competition Groups | 0 | 0 | 0 | 72.0699 | 0 | 31 | Industrial_2021_SC B_MW_After Competition Groups_31 | Heat Lamps/Heat Pad | 0% | 0 | 0 | Industrial_2021_SC B_MW_After Competition Groups_Heat Lamps/Heat Pad
Industrial | Ind ¦ Air Compressor Optimization | 2021 | SC C | MW | After Competition Groups | 8.4385 | 0 | 0 | 44.8708 | 0.18806 | 1 | Industrial_2021_SC C_MW_After Competition Groups_1 | Air Compressor Optimization | 18.81% | 0 | 8.4385 | Industrial_2021_SC C_MW_After Competition Groups_Air Compressor Optimization
Industrial | Ind ¦ Pump System Optimization | 2021 | SC C | MW | After Competition Groups | 7.7384 | 0 | 0 | 44.8708 | 0.17246 | 2 | Industrial_2021_SC C_MW_After Competition Groups_2 | Pump System Optimization | 17.25% | 0 | 7.7384 | Industrial_2021_SC C_MW_After Competition Groups_Pump System Optimization
Industrial | Ind ¦ Air Leak Survey and Repair | 2021 | SC C | MW | After Competition Groups | 4.2936 | 0 | 0 | 44.8708 | 0.095689 | 3 | Industrial_2021_SC C_MW_After Competition Groups_3 | Air Leak Survey and Repair | 9.569% | 0 | 4.2936 | Industrial_2021_SC C_MW_After Competition Groups_Air Leak Survey and Repair
Industrial | Ind ¦ Pump Equipment Upgrade | 2021 | SC C | MW | After Competition Groups | 3.8766 | 0 | 0 | 44.8708 | 0.086394 | 4 | Industrial_2021_SC C_MW_After Competition Groups_4 | Pump Equipment Upgrade | 8.639% | 0 | 3.8766 | Industrial_2021_SC C_MW_After Competition Groups_Pump Equipment Upgrade
Industrial | Ind ¦ Recommissioning | 2021 | SC C | MW | After Competition Groups | 3.0386 | 0 | 0 | 44.8708 | 0.067718 | 5 | Industrial_2021_SC C_MW_After Competition Groups_5 | Recommissioning | 6.772% | 0 | 3.0386 | Industrial_2021_SC C_MW_After Competition Groups_Recommissioning
Industrial | Ind ¦ SEM | 2021 | SC C | MW | After Competition Groups | 3.0386 | 0 | 0 | 44.8708 | 0.067718 | 6 | Industrial_2021_SC C_MW_After Competition Groups_6 | SEM | 6.772% | 0 | 3.0386 | Industrial_2021_SC C_MW_After Competition Groups_SEM
Industrial | Ind ¦ Fan System Optimization | 2021 | SC C | MW | After Competition Groups | 3.0119 | 0 | 0 | 44.8708 | 0.067124 | 7 | Industrial_2021_SC C_MW_After Competition Groups_7 | Fan System Optimization | 6.712% | 0 | 3.0119 | Industrial_2021_SC C_MW_After Competition Groups_Fan System Optimization
Industrial | Ind ¦ High Efficiency HVAC Fans | 2021 | SC C | MW | After Competition Groups | 2.213 | 0 | 0 | 44.8708 | 0.049319 | 8 | Industrial_2021_SC C_MW_After Competition Groups_8 | High Efficiency HVAC Fans | 4.932% | 0 | 2.213 | Industrial_2021_SC C_MW_After Competition Groups_High Efficiency HVAC Fans
Industrial | Ind ¦ Greenhouse Grow Lights | 2021 | SC C | MW | After Competition Groups | 1.871 | 0 | 0 | 44.8708 | 0.041697 | 9 | Industrial_2021_SC C_MW_After Competition Groups_9 | Greenhouse Grow Lights | 4.17% | 0 | 1.871 | Industrial_2021_SC C_MW_After Competition Groups_Greenhouse Grow Lights
Industrial | Ind ¦ Efficient Compressed Air Nozzles | 2021 | SC C | MW | After Competition Groups | 1.8234 | 0 | 0 | 44.8708 | 0.040636 | 10 | Industrial_2021_SC C_MW_After Competition Groups_10 | Efficient Compressed Air Nozzles | 4.064% | 0 | 1.8234 | Industrial_2021_SC C_MW_After Competition Groups_Efficient Compressed Air Nozzles
Industrial | Ind ¦ Material Handling Improvements | 2021 | SC C | MW | After Competition Groups | 0.84914 | 0 | 0 | 44.8708 | 0.018924 | 11 | Industrial_2021_SC C_MW_After Competition Groups_11 | Material Handling Improvements | 1.892% | 0 | 0.84914 | Industrial_2021_SC C_MW_After Competition Groups_Material Handling Improvements
Industrial | Ind ¦ Improved Controls - Process Cooling | 2021 | SC C | MW | After Competition Groups | 0.81639 | 0 | 0 | 44.8708 | 0.018194 | 12 | Industrial_2021_SC C_MW_After Competition Groups_12 | Improved Controls - Process Cooling | 1.819% | 0 | 0.81639 | Industrial_2021_SC C_MW_After Competition Groups_Improved Controls - Process Cooling
Industrial | Ind ¦ Cooling Tower Optimization | 2021 | SC C | MW | After Competition Groups | 0.6531 | 0 | 0 | 44.8708 | 0.014555 | 13 | Industrial_2021_SC C_MW_After Competition Groups_13 | Cooling Tower Optimization | 1.456% | 0 | 0.6531 | Industrial_2021_SC C_MW_After Competition Groups_Cooling Tower Optimization
Industrial | Ind ¦ Process Optimization (Elec) | 2021 | SC C | MW | After Competition Groups | 0.58111 | 0 | 0 | 44.8708 | 0.012951 | 14 | Industrial_2021_SC C_MW_After Competition Groups_14 | Process Optimization (Elec) | 1.295% | 0 | 0.58111 | Industrial_2021_SC C_MW_After Competition Groups_Process Optimization (Elec)
Industrial | Ind ¦ Ventilation Optimization | 2021 | SC C | MW | After Competition Groups | 0.54661 | 0 | 0 | 44.8708 | 0.012182 | 15 | Industrial_2021_SC C_MW_After Competition Groups_15 | Ventilation Optimization | 1.218% | 0 | 0.54661 | Industrial_2021_SC C_MW_After Competition Groups_Ventilation Optimization
Industrial | Ind ¦ Pulp and Paper Process Improvements | 2021 | SC C | MW | After Competition Groups | 0.42627 | 0 | 0 | 44.8708 | 0.0094999 | 16 | Industrial_2021_SC C_MW_After Competition Groups_16 | Pulp and Paper Process Improvements | 0.95% | 0 | 0.42627 | Industrial_2021_SC C_MW_After Competition Groups_Pulp and Paper Process Improvements
Industrial | Ind ¦ Free Cooling | 2021 | SC C | MW | After Competition Groups | 0.21959 | 0 | 0 | 44.8708 | 0.0048939 | 17 | Industrial_2021_SC C_MW_After Competition Groups_17 | Free Cooling | 0.4894% | 0 | 0.21959 | Industrial_2021_SC C_MW_After Competition Groups_Free Cooling
Industrial | Ind ¦ Refiner Plate Improvements | 2021 | SC C | MW | After Competition Groups | 0.21588 | 0 | 0 | 44.8708 | 0.0048111 | 18 | Industrial_2021_SC C_MW_After Competition Groups_18 | Refiner Plate Improvements | 0.4811% | 0 | 0.21588 | Industrial_2021_SC C_MW_After Competition Groups_Refiner Plate Improvements
Industrial | Ind ¦ HE Lighting | 2021 | SC C | MW | After Competition Groups | 0.20185 | 0 | 0 | 44.8708 | 0.0044985 | 19 | Industrial_2021_SC C_MW_After Competition Groups_19 | HE Lighting | 0.4498% | 0 | 0.20185 | Industrial_2021_SC C_MW_After Competition Groups_HE Lighting
Industrial | Ind ¦ VAV Conversion Project | 2021 | SC C | MW | After Competition Groups | 0.19024 | 0 | 0 | 44.8708 | 0.0042398 | 20 | Industrial_2021_SC C_MW_After Competition Groups_20 | VAV Conversion Project | 0.424% | 0 | 0.19024 | Industrial_2021_SC C_MW_After Competition Groups_VAV Conversion Project
Industrial | Ind ¦ High Efficiency Battery Charger | 2021 | SC C | MW | After Competition Groups | 0.1783 | 0 | 0 | 44.8708 | 0.0039736 | 21 | Industrial_2021_SC C_MW_After Competition Groups_21 | High Efficiency Battery Charger | 0.3974% | 0 | 0.1783 | Industrial_2021_SC C_MW_After Competition Groups_High Efficiency Battery Charger
Industrial | Ind ¦ Process Heat Recovery | 2021 | SC C | MW | After Competition Groups | 0.15595 | 0 | 0 | 44.8708 | 0.0034755 | 22 | Industrial_2021_SC C_MW_After Competition Groups_22 | Process Heat Recovery | 0.3476% | 0 | 0.15595 | Industrial_2021_SC C_MW_After Competition Groups_Process Heat Recovery
Industrial | Ind ¦ Refrigeration Compressor VFD | 2021 | SC C | MW | After Competition Groups | 0.15496 | 0 | 0 | 44.8708 | 0.0034536 | 23 | Industrial_2021_SC C_MW_After Competition Groups_23 | Refrigeration Compressor VFD | 0.3454% | 0 | 0.15496 | Industrial_2021_SC C_MW_After Competition Groups_Refrigeration Compressor VFD
Industrial | Ind ¦ Process Improvements | 2021 | SC C | MW | After Competition Groups | 0.12199 | 0 | 0 | 44.8708 | 0.0027188 | 24 | Industrial_2021_SC C_MW_After Competition Groups_24 | Process Improvements | 0.2719% | 0 | 0.12199 | Industrial_2021_SC C_MW_After Competition Groups_Process Improvements
Industrial | Ind ¦ Improved Controls - Process Heating | 2021 | SC C | MW | After Competition Groups | 0.07526 | 0 | 0 | 44.8708 | 0.0016773 | 25 | Industrial_2021_SC C_MW_After Competition Groups_25 | Improved Controls - Process Heating | 0.1677% | 0 | 0.07526 | Industrial_2021_SC C_MW_After Competition Groups_Improved Controls - Process Heating
Industrial | Ind ¦ Engine Block Heater Timer | 2021 | SC C | MW | After Competition Groups | 0.045965 | 0 | 0 | 44.8708 | 0.0010244 | 26 | Industrial_2021_SC C_MW_After Competition Groups_26 | Engine Block Heater Timer | 0.1024% | 0 | 0.045965 | Industrial_2021_SC C_MW_After Competition Groups_Engine Block Heater Timer
Industrial | Ind ¦ Dairy Pre-Cooler | 2021 | SC C | MW | After Competition Groups | 0.041006 | 0 | 0 | 44.8708 | 0.00091387 | 27 | Industrial_2021_SC C_MW_After Competition Groups_27 | Dairy Pre-Cooler | 0.09139% | 0 | 0.041006 | Industrial_2021_SC C_MW_After Competition Groups_Dairy Pre-Cooler
Industrial | Ind ¦ Efficient Refrigeration Compressor | 2021 | SC C | MW | After Competition Groups | 0.026853 | 0 | 0 | 44.8708 | 0.00059846 | 28 | Industrial_2021_SC C_MW_After Competition Groups_28 | Efficient Refrigeration Compressor | 0.05985% | 0 | 0.026853 | Industrial_2021_SC C_MW_After Competition Groups_Efficient Refrigeration Compressor
Industrial | Ind ¦ Air Compressor Heat Recovery | 2021 | SC C | MW | After Competition Groups | 0.020971 | 0 | 0 | 44.8708 | 0.00046736 | 29 | Industrial_2021_SC C_MW_After Competition Groups_29 | Air Compressor Heat Recovery | 0.04674% | 0 | 0.020971 | Industrial_2021_SC C_MW_After Competition Groups_Air Compressor Heat Recovery
Industrial | Ind ¦ Efficient Irrigation | 2021 | SC C | MW | After Competition Groups | 0.0059738 | 0 | 0 | 44.8708 | 0.00013313 | 30 | Industrial_2021_SC C_MW_After Competition Groups_30 | Efficient Irrigation | 0.01331% | 0 | 0.0059738 | Industrial_2021_SC C_MW_After Competition Groups_Efficient Irrigation
Industrial | Ind ¦ Heat Lamps/Heat Pad | 2021 | SC C | MW | After Competition Groups | 0 | 0 | 0 | 44.8708 | 0 | 31 | Industrial_2021_SC C_MW_After Competition Groups_31 | Heat Lamps/Heat Pad | 0% | 0 | 0 | Industrial_2021_SC C_MW_After Competition Groups_Heat Lamps/Heat Pad
Industrial | Ind ¦ Air Compressor Optimization | 2021 | SC D | MW | After Competition Groups | 8.4385 | 1239380.1966 | 1.2394 | 42.6156 | 0.19801 | 1 | Industrial_2021_SC D_MW_After Competition Groups_1 | Air Compressor Optimization | 19.8% | 1.2394 | 8.4385 | Industrial_2021_SC D_MW_After Competition Groups_Air Compressor Optimization
Industrial | Ind ¦ Pump System Optimization | 2021 | SC D | MW | After Competition Groups | 7.5657 | 2736056.808 | 2.7361 | 42.6156 | 0.17753 | 2 | Industrial_2021_SC D_MW_After Competition Groups_2 | Pump System Optimization | 17.75% | 2.7361 | 7.5657 | Industrial_2021_SC D_MW_After Competition Groups_Pump System Optimization
Industrial | Ind ¦ Air Leak Survey and Repair | 2021 | SC D | MW | After Competition Groups | 4.2868 | 197018.2359 | 0.19702 | 42.6156 | 0.10059 | 3 | Industrial_2021_SC D_MW_After Competition Groups_3 | Air Leak Survey and Repair | 10.06% | 0.19702 | 4.2868 | Industrial_2021_SC D_MW_After Competition Groups_Air Leak Survey and Repair
Industrial | Ind ¦ Pump Equipment Upgrade | 2021 | SC D | MW | After Competition Groups | 3.6375 | 1388075.319 | 1.3881 | 42.6156 | 0.085355 | 4 | Industrial_2021_SC D_MW_After Competition Groups_4 | Pump Equipment Upgrade | 8.536% | 1.3881 | 3.6375 | Industrial_2021_SC D_MW_After Competition Groups_Pump Equipment Upgrade
Industrial | Ind ¦ SEM | 2021 | SC D | MW | After Competition Groups | 3.0386 | 949237.1969 | 0.94924 | 42.6156 | 0.071301 | 5 | Industrial_2021_SC D_MW_After Competition Groups_5 | SEM | 7.13% | 0.94924 | 3.0386 | Industrial_2021_SC D_MW_After Competition Groups_SEM
Industrial | Ind ¦ Fan System Optimization | 2021 | SC D | MW | After Competition Groups | 3.0119 | 1073139.2306 | 1.0731 | 42.6156 | 0.070676 | 6 | Industrial_2021_SC D_MW_After Competition Groups_6 | Fan System Optimization | 7.068% | 1.0731 | 3.0119 | Industrial_2021_SC D_MW_After Competition Groups_Fan System Optimization
Industrial | Ind ¦ Recommissioning | 2021 | SC D | MW | After Competition Groups | 2.9464 | 603496.0345 | 0.6035 | 42.6156 | 0.069139 | 7 | Industrial_2021_SC D_MW_After Competition Groups_7 | Recommissioning | 6.914% | 0.6035 | 2.9464 | Industrial_2021_SC D_MW_After Competition Groups_Recommissioning
Industrial | Ind ¦ High Efficiency HVAC Fans | 2021 | SC D | MW | After Competition Groups | 2.1318 | 784053.1068 | 0.78405 | 42.6156 | 0.050023 | 8 | Industrial_2021_SC D_MW_After Competition Groups_8 | High Efficiency HVAC Fans | 5.002% | 0.78405 | 2.1318 | Industrial_2021_SC D_MW_After Competition Groups_High Efficiency HVAC Fans
Industrial | Ind ¦ Efficient Compressed Air Nozzles | 2021 | SC D | MW | After Competition Groups | 1.8234 | 150252.8154 | 0.15025 | 42.6156 | 0.042786 | 9 | Industrial_2021_SC D_MW_After Competition Groups_9 | Efficient Compressed Air Nozzles | 4.279% | 0.15025 | 1.8234 | Industrial_2021_SC D_MW_After Competition Groups_Efficient Compressed Air Nozzles
Industrial | Ind ¦ Greenhouse Grow Lights | 2021 | SC D | MW | After Competition Groups | 1.3793 | 426471.2337 | 0.42647 | 42.6156 | 0.032366 | 10 | Industrial_2021_SC D_MW_After Competition Groups_10 | Greenhouse Grow Lights | 3.237% | 0.42647 | 1.3793 | Industrial_2021_SC D_MW_After Competition Groups_Greenhouse Grow Lights
Industrial | Ind ¦ Material Handling Improvements | 2021 | SC D | MW | After Competition Groups | 0.84914 | 104125.843 | 0.10413 | 42.6156 | 0.019926 | 11 | Industrial_2021_SC D_MW_After Competition Groups_11 | Material Handling Improvements | 1.993% | 0.10413 | 0.84914 | Industrial_2021_SC D_MW_After Competition Groups_Material Handling Improvements
Industrial | Ind ¦ Improved Controls - Process Cooling | 2021 | SC D | MW | After Competition Groups | 0.81639 | 92211.156 | 0.092211 | 42.6156 | 0.019157 | 12 | Industrial_2021_SC D_MW_After Competition Groups_12 | Improved Controls - Process Cooling | 1.916% | 0.092211 | 0.81639 | Industrial_2021_SC D_MW_After Competition Groups_Improved Controls - Process Cooling
Industrial | Ind ¦ Cooling Tower Optimization | 2021 | SC D | MW | After Competition Groups | 0.58591 | 212117.124 | 0.21212 | 42.6156 | 0.013749 | 13 | Industrial_2021_SC D_MW_After Competition Groups_13 | Cooling Tower Optimization | 1.375% | 0.21212 | 0.58591 | Industrial_2021_SC D_MW_After Competition Groups_Cooling Tower Optimization
Industrial | Ind ¦ Process Optimization (Elec) | 2021 | SC D | MW | After Competition Groups | 0.58111 | 116317.3479 | 0.11632 | 42.6156 | 0.013636 | 14 | Industrial_2021_SC D_MW_After Competition Groups_14 | Process Optimization (Elec) | 1.364% | 0.11632 | 0.58111 | Industrial_2021_SC D_MW_After Competition Groups_Process Optimization (Elec)
Industrial | Ind ¦ Ventilation Optimization | 2021 | SC D | MW | After Competition Groups | 0.46631 | 228509.987 | 0.22851 | 42.6156 | 0.010942 | 15 | Industrial_2021_SC D_MW_After Competition Groups_15 | Ventilation Optimization | 1.094% | 0.22851 | 0.46631 | Industrial_2021_SC D_MW_After Competition Groups_Ventilation Optimization
Industrial | Ind ¦ Refiner Plate Improvements | 2021 | SC D | MW | After Competition Groups | 0.21588 | 60119.7679 | 0.06012 | 42.6156 | 0.0050657 | 16 | Industrial_2021_SC D_MW_After Competition Groups_16 | Refiner Plate Improvements | 0.5066% | 0.06012 | 0.21588 | Industrial_2021_SC D_MW_After Competition Groups_Refiner Plate Improvements
Industrial | Ind ¦ VAV Conversion Project | 2021 | SC D | MW | After Competition Groups | 0.13118 | 72053.6944 | 0.072054 | 42.6156 | 0.0030781 | 17 | Industrial_2021_SC D_MW_After Competition Groups_17 | VAV Conversion Project | 0.3078% | 0.072054 | 0.13118 | Industrial_2021_SC D_MW_After Competition Groups_VAV Conversion Project
Industrial | Ind ¦ Process Heat Recovery | 2021 | SC D | MW | After Competition Groups | 0.1182 | 55195.2228 | 0.055195 | 42.6156 | 0.0027736 | 18 | Industrial_2021_SC D_MW_After Competition Groups_18 | Process Heat Recovery | 0.2774% | 0.055195 | 0.1182 | Industrial_2021_SC D_MW_After Competition Groups_Process Heat Recovery
Industrial | Ind ¦ Process Improvements | 2021 | SC D | MW | After Competition Groups | 0.10832 | 22101.226 | 0.022101 | 42.6156 | 0.0025418 | 19 | Industrial_2021_SC D_MW_After Competition Groups_19 | Process Improvements | 0.2542% | 0.022101 | 0.10832 | Industrial_2021_SC D_MW_After Competition Groups_Process Improvements
Industrial | Ind ¦ Refrigeration Compressor VFD | 2021 | SC D | MW | After Competition Groups | 0.10129 | 40667.8232 | 0.040668 | 42.6156 | 0.0023767 | 20 | Industrial_2021_SC D_MW_After Competition Groups_20 | Refrigeration Compressor VFD | 0.2377% | 0.040668 | 0.10129 | Industrial_2021_SC D_MW_After Competition Groups_Refrigeration Compressor VFD
Industrial | Ind ¦ High Efficiency Battery Charger | 2021 | SC D | MW | After Competition Groups | 0.090209 | 50008.4403 | 0.050008 | 42.6156 | 0.0021168 | 21 | Industrial_2021_SC D_MW_After Competition Groups_21 | High Efficiency Battery Charger | 0.2117% | 0.050008 | 0.090209 | Industrial_2021_SC D_MW_After Competition Groups_High Efficiency Battery Charger
Industrial | Ind ¦ Improved Controls - Process Heating | 2021 | SC D | MW | After Competition Groups | 0.068013 | 24320.4915 | 0.02432 | 42.6156 | 0.001596 | 22 | Industrial_2021_SC D_MW_After Competition Groups_22 | Improved Controls - Process Heating | 0.1596% | 0.02432 | 0.068013 | Industrial_2021_SC D_MW_After Competition Groups_Improved Controls - Process Heating
Industrial | Ind ¦ Pulp and Paper Process Improvements | 2021 | SC D | MW | After Competition Groups | 0.058084 | 25798.8859 | 0.025799 | 42.6156 | 0.001363 | 23 | Industrial_2021_SC D_MW_After Competition Groups_23 | Pulp and Paper Process Improvements | 0.1363% | 0.025799 | 0.058084 | Industrial_2021_SC D_MW_After Competition Groups_Pulp and Paper Process Improvements
Industrial | Ind ¦ Engine Block Heater Timer | 2021 | SC D | MW | After Competition Groups | 0.043765 | 8962.6504 | 0.0089627 | 42.6156 | 0.001027 | 24 | Industrial_2021_SC D_MW_After Competition Groups_24 | Engine Block Heater Timer | 0.1027% | 0.0089627 | 0.043765 | Industrial_2021_SC D_MW_After Competition Groups_Engine Block Heater Timer
Industrial | Ind ¦ Free Cooling | 2021 | SC D | MW | After Competition Groups | 0.03315 | 14834.0474 | 0.014834 | 42.6156 | 0.00077788 | 25 | Industrial_2021_SC D_MW_After Competition Groups_25 | Free Cooling | 0.07779% | 0.014834 | 0.03315 | Industrial_2021_SC D_MW_After Competition Groups_Free Cooling
Industrial | Ind ¦ Efficient Refrigeration Compressor | 2021 | SC D | MW | After Competition Groups | 0.026744 | 5237.4101 | 0.0052374 | 42.6156 | 0.00062757 | 26 | Industrial_2021_SC D_MW_After Competition Groups_26 | Efficient Refrigeration Compressor | 0.06276% | 0.0052374 | 0.026744 | Industrial_2021_SC D_MW_After Competition Groups_Efficient Refrigeration Compressor
Industrial | Ind ¦ HE Lighting | 2021 | SC D | MW | After Competition Groups | 0.02071 | 18740.3701 | 0.01874 | 42.6156 | 0.00048597 | 27 | Industrial_2021_SC D_MW_After Competition Groups_27 | HE Lighting | 0.0486% | 0.01874 | 0.02071 | Industrial_2021_SC D_MW_After Competition Groups_HE Lighting
Industrial | Ind ¦ Air Compressor Heat Recovery | 2021 | SC D | MW | After Competition Groups | 0.019223 | 9004.897 | 0.0090049 | 42.6156 | 0.00045107 | 28 | Industrial_2021_SC D_MW_After Competition Groups_28 | Air Compressor Heat Recovery | 0.04511% | 0.0090049 | 0.019223 | Industrial_2021_SC D_MW_After Competition Groups_Air Compressor Heat Recovery
Industrial | Ind ¦ Dairy Pre-Cooler | 2021 | SC D | MW | After Competition Groups | 0.018646 | 5291.6068 | 0.0052916 | 42.6156 | 0.00043753 | 29 | Industrial_2021_SC D_MW_After Competition Groups_29 | Dairy Pre-Cooler | 0.04375% | 0.0052916 | 0.018646 | Industrial_2021_SC D_MW_After Competition Groups_Dairy Pre-Cooler
Industrial | Ind ¦ Efficient Irrigation | 2021 | SC D | MW | After Competition Groups | 0.0036608 | 3295.3448 | 0.0032953 | 42.6156 | 8.5903e-05 | 30 | Industrial_2021_SC D_MW_After Competition Groups_30 | Efficient Irrigation | 0.00859% | 0.0032953 | 0.0036608 | Industrial_2021_SC D_MW_After Competition Groups_Efficient Irrigation
Industrial | Ind ¦ Heat Lamps/Heat Pad | 2021 | SC D | MW | After Competition Groups | 0 | 0 | 0 | 42.6156 | 0 | 31 | Industrial_2021_SC D_MW_After Competition Groups_31 | Heat Lamps/Heat Pad | 0% | 0 | 0 | Industrial_2021_SC D_MW_After Competition Groups_Heat Lamps/Heat Pad
Industrial | Ind ¦ Air Leak Survey and Repair | 2021 | Technical | MW | After Competition Groups | 75.8985 | 0 | 0 | 613.2742 | 0.12376 | 1 | Industrial_2021_Technical_MW_After Competition Groups_1 | Air Leak Survey and Repair | 12.38% | 0 | 75.8985 | Industrial_2021_Technical_MW_After Competition Groups_Air Leak Survey and Repair
Industrial | Ind ¦ HE Lighting | 2021 | Technical | MW | After Competition Groups | 64.7914 | 0 | 0 | 613.2742 | 0.10565 | 2 | Industrial_2021_Technical_MW_After Competition Groups_2 | HE Lighting | 10.56% | 0 | 64.7914 | Industrial_2021_Technical_MW_After Competition Groups_HE Lighting
Industrial | Ind ¦ Pump System Optimization | 2021 | Technical | MW | After Competition Groups | 63.0328 | 0 | 0 | 613.2742 | 0.10278 | 3 | Industrial_2021_Technical_MW_After Competition Groups_3 | Pump System Optimization | 10.28% | 0 | 63.0328 | Industrial_2021_Technical_MW_After Competition Groups_Pump System Optimization
Industrial | Ind ¦ Recommissioning | 2021 | Technical | MW | After Competition Groups | 54.6409 | 0 | 0 | 613.2742 | 0.089097 | 4 | Industrial_2021_Technical_MW_After Competition Groups_4 | Recommissioning | 8.91% | 0 | 54.6409 | Industrial_2021_Technical_MW_After Competition Groups_Recommissioning
Industrial | Ind ¦ SEM | 2021 | Technical | MW | After Competition Groups | 54.6409 | 0 | 0 | 613.2742 | 0.089097 | 5 | Industrial_2021_Technical_MW_After Competition Groups_5 | SEM | 8.91% | 0 | 54.6409 | Industrial_2021_Technical_MW_After Competition Groups_SEM
Industrial | Ind ¦ Air Compressor Optimization | 2021 | Technical | MW | After Competition Groups | 41.0749 | 0 | 0 | 613.2742 | 0.066976 | 6 | Industrial_2021_Technical_MW_After Competition Groups_6 | Air Compressor Optimization | 6.698% | 0 | 41.0749 | Industrial_2021_Technical_MW_After Competition Groups_Air Compressor Optimization
Industrial | Ind ¦ Efficient Compressed Air Nozzles | 2021 | Technical | MW | After Competition Groups | 38.3863 | 0 | 0 | 613.2742 | 0.062592 | 7 | Industrial_2021_Technical_MW_After Competition Groups_7 | Efficient Compressed Air Nozzles | 6.259% | 0 | 38.3863 | Industrial_2021_Technical_MW_After Competition Groups_Efficient Compressed Air Nozzles
Industrial | Ind ¦ Pump Equipment Upgrade | 2021 | Technical | MW | After Competition Groups | 30.4444 | 0 | 0 | 613.2742 | 0.049642 | 8 | Industrial_2021_Technical_MW_After Competition Groups_8 | Pump Equipment Upgrade | 4.964% | 0 | 30.4444 | Industrial_2021_Technical_MW_After Competition Groups_Pump Equipment Upgrade
Industrial | Ind ¦ Process Optimization (Elec) | 2021 | Technical | MW | After Competition Groups | 22.3223 | 0 | 0 | 613.2742 | 0.036399 | 9 | Industrial_2021_Technical_MW_After Competition Groups_9 | Process Optimization (Elec) | 3.64% | 0 | 22.3223 | Industrial_2021_Technical_MW_After Competition Groups_Process Optimization (Elec)
Industrial | Ind ¦ High Efficiency HVAC Fans | 2021 | Technical | MW | After Competition Groups | 21.1923 | 0 | 0 | 613.2742 | 0.034556 | 10 | Industrial_2021_Technical_MW_After Competition Groups_10 | High Efficiency HVAC Fans | 3.456% | 0 | 21.1923 | Industrial_2021_Technical_MW_After Competition Groups_High Efficiency HVAC Fans
Industrial | Ind ¦ Premium Efficient Motors | 2021 | Technical | MW | After Competition Groups | 17.5588 | 0 | 0 | 613.2742 | 0.028631 | 11 | Industrial_2021_Technical_MW_After Competition Groups_11 | Premium Efficient Motors | 2.863% | 0 | 17.5588 | Industrial_2021_Technical_MW_After Competition Groups_Premium Efficient Motors
Industrial | Ind ¦ Greenhouse Grow Lights | 2021 | Technical | MW | After Competition Groups | 16.6947 | 0 | 0 | 613.2742 | 0.027222 | 12 | Industrial_2021_Technical_MW_After Competition Groups_12 | Greenhouse Grow Lights | 2.722% | 0 | 16.6947 | Industrial_2021_Technical_MW_After Competition Groups_Greenhouse Grow Lights
Industrial | Ind ¦ Fan System Optimization | 2021 | Technical | MW | After Competition Groups | 15.7542 | 0 | 0 | 613.2742 | 0.025689 | 13 | Industrial_2021_Technical_MW_After Competition Groups_13 | Fan System Optimization | 2.569% | 0 | 15.7542 | Industrial_2021_Technical_MW_After Competition Groups_Fan System Optimization
Industrial | Ind ¦ Improved Controls - Process Cooling | 2021 | Technical | MW | After Competition Groups | 14.5639 | 0 | 0 | 613.2742 | 0.023748 | 14 | Industrial_2021_Technical_MW_After Competition Groups_14 | Improved Controls - Process Cooling | 2.375% | 0 | 14.5639 | Industrial_2021_Technical_MW_After Competition Groups_Improved Controls - Process Cooling
Industrial | Ind ¦ HE HVAC Controls | 2021 | Technical | MW | After Competition Groups | 8.9719 | 0 | 0 | 613.2742 | 0.014629 | 15 | Industrial_2021_Technical_MW_After Competition Groups_15 | HE HVAC Controls | 1.463% | 0 | 8.9719 | Industrial_2021_Technical_MW_After Competition Groups_HE HVAC Controls
Industrial | Ind ¦ Pulp and Paper Process Improvements | 2021 | Technical | MW | After Competition Groups | 8.1304 | 0 | 0 | 613.2742 | 0.013257 | 16 | Industrial_2021_Technical_MW_After Competition Groups_16 | Pulp and Paper Process Improvements | 1.326% | 0 | 8.1304 | Industrial_2021_Technical_MW_After Competition Groups_Pulp and Paper Process Improvements
Industrial | Ind ¦ Ventilation Optimization | 2021 | Technical | MW | After Competition Groups | 7.3976 | 0 | 0 | 613.2742 | 0.012062 | 17 | Industrial_2021_Technical_MW_After Competition Groups_17 | Ventilation Optimization | 1.206% | 0 | 7.3976 | Industrial_2021_Technical_MW_After Competition Groups_Ventilation Optimization
Industrial | Ind ¦ Material Handling Improvements | 2021 | Technical | MW | After Competition Groups | 5.688 | 0 | 0 | 613.2742 | 0.0092749 | 18 | Industrial_2021_Technical_MW_After Competition Groups_18 | Material Handling Improvements | 0.9275% | 0 | 5.688 | Industrial_2021_Technical_MW_After Competition Groups_Material Handling Improvements
Industrial | Ind ¦ Chiller Optimization | 2021 | Technical | MW | After Competition Groups | 5.5669 | 0 | 0 | 613.2742 | 0.0090773 | 19 | Industrial_2021_Technical_MW_After Competition Groups_19 | Chiller Optimization | 0.9077% | 0 | 5.5669 | Industrial_2021_Technical_MW_After Competition Groups_Chiller Optimization
Industrial | Ind ¦ HE HVAC Units | 2021 | Technical | MW | After Competition Groups | 4.7788 | 0 | 0 | 613.2742 | 0.0077922 | 20 | Industrial_2021_Technical_MW_After Competition Groups_20 | HE HVAC Units | 0.7792% | 0 | 4.7788 | Industrial_2021_Technical_MW_After Competition Groups_HE HVAC Units
Industrial | Ind ¦ Refiner Plate Improvements | 2021 | Technical | MW | After Competition Groups | 4.7089 | 0 | 0 | 613.2742 | 0.0076784 | 21 | Industrial_2021_Technical_MW_After Competition Groups_21 | Refiner Plate Improvements | 0.7678% | 0 | 4.7089 | Industrial_2021_Technical_MW_After Competition Groups_Refiner Plate Improvements
Industrial | Ind ¦ HVLS Fans | 2021 | Technical | MW | After Competition Groups | 4.6569 | 0 | 0 | 613.2742 | 0.0075935 | 22 | Industrial_2021_Technical_MW_After Competition Groups_22 | HVLS Fans | 0.7594% | 0 | 4.6569 | Industrial_2021_Technical_MW_After Competition Groups_HVLS Fans
Industrial | Ind ¦ Cooling Tower Optimization | 2021 | Technical | MW | After Competition Groups | 4.3337 | 0 | 0 | 613.2742 | 0.0070665 | 23 | Industrial_2021_Technical_MW_After Competition Groups_23 | Cooling Tower Optimization | 0.7067% | 0 | 4.3337 | Industrial_2021_Technical_MW_After Competition Groups_Cooling Tower Optimization
Industrial | Ind ¦ Free Cooling | 2021 | Technical | MW | After Competition Groups | 3.6086 | 0 | 0 | 613.2742 | 0.0058842 | 24 | Industrial_2021_Technical_MW_After Competition Groups_24 | Free Cooling | 0.5884% | 0 | 3.6086 | Industrial_2021_Technical_MW_After Competition Groups_Free Cooling
Industrial | Ind ¦ VAV Conversion Project | 2021 | Technical | MW | After Competition Groups | 3.4298 | 0 | 0 | 613.2742 | 0.0055926 | 25 | Industrial_2021_Technical_MW_After Competition Groups_25 | VAV Conversion Project | 0.5593% | 0 | 3.4298 | Industrial_2021_Technical_MW_After Competition Groups_VAV Conversion Project
Industrial | Ind ¦ Cold Storage Retrofit | 2021 | Technical | MW | After Competition Groups | 2.9493 | 0 | 0 | 613.2742 | 0.0048092 | 26 | Industrial_2021_Technical_MW_After Competition Groups_26 | Cold Storage Retrofit | 0.4809% | 0 | 2.9493 | Industrial_2021_Technical_MW_After Competition Groups_Cold Storage Retrofit
Industrial | Ind ¦ Process Heat Recovery | 2021 | Technical | MW | After Competition Groups | 2.8736 | 0 | 0 | 613.2742 | 0.0046856 | 27 | Industrial_2021_Technical_MW_After Competition Groups_27 | Process Heat Recovery | 0.4686% | 0 | 2.8736 | Industrial_2021_Technical_MW_After Competition Groups_Process Heat Recovery
Industrial | Ind ¦ Synchronous Belts | 2021 | Technical | MW | After Competition Groups | 2.7428 | 0 | 0 | 613.2742 | 0.0044724 | 28 | Industrial_2021_Technical_MW_After Competition Groups_28 | Synchronous Belts | 0.4472% | 0 | 2.7428 | Industrial_2021_Technical_MW_After Competition Groups_Synchronous Belts
Industrial | Ind ¦ Process Improvements | 2021 | Technical | MW | After Competition Groups | 2.2051 | 0 | 0 | 613.2742 | 0.0035955 | 29 | Industrial_2021_Technical_MW_After Competition Groups_29 | Process Improvements | 0.3596% | 0 | 2.2051 | Industrial_2021_Technical_MW_After Competition Groups_Process Improvements
Industrial | Ind ¦ High Efficiency Battery Charger | 2021 | Technical | MW | After Competition Groups | 2.0404 | 0 | 0 | 613.2742 | 0.003327 | 30 | Industrial_2021_Technical_MW_After Competition Groups_30 | High Efficiency Battery Charger | 0.3327% | 0 | 2.0404 | Industrial_2021_Technical_MW_After Competition Groups_High Efficiency Battery Charger
Industrial | Ind ¦ Efficient Irrigation | 2021 | Technical | MW | After Competition Groups | 1.664 | 0 | 0 | 613.2742 | 0.0027133 | 31 | Industrial_2021_Technical_MW_After Competition Groups_31 | Efficient Irrigation | 0.2713% | 0 | 1.664 | Industrial_2021_Technical_MW_After Competition Groups_Efficient Irrigation
Industrial | Ind ¦ Improved Controls - Process Heating | 2021 | Technical | MW | After Competition Groups | 1.3193 | 0 | 0 | 613.2742 | 0.0021512 | 32 | Industrial_2021_Technical_MW_After Competition Groups_32 | Improved Controls - Process Heating | 0.2151% | 0 | 1.3193 | Industrial_2021_Technical_MW_After Competition Groups_Improved Controls - Process Heating
Industrial | Ind ¦ Refrigeration Compressor VFD | 2021 | Technical | MW | After Competition Groups | 1.1116 | 0 | 0 | 613.2742 | 0.0018126 | 33 | Industrial_2021_Technical_MW_After Competition Groups_33 | Refrigeration Compressor VFD | 0.1813% | 0 | 1.1116 | Industrial_2021_Technical_MW_After Competition Groups_Refrigeration Compressor VFD
Industrial | Ind ¦ Efficient Transformer | 2021 | Technical | MW | After Competition Groups | 1.0236 | 0 | 0 | 613.2742 | 0.0016691 | 34 | Industrial_2021_Technical_MW_After Competition Groups_34 | Efficient Transformer | 0.1669% | 0 | 1.0236 | Industrial_2021_Technical_MW_After Competition Groups_Efficient Transformer
Industrial | Ind ¦ High Efficiency Welders | 2021 | Technical | MW | After Competition Groups | 0.84019 | 0 | 0 | 613.2742 | 0.00137 | 35 | Industrial_2021_Technical_MW_After Competition Groups_35 | High Efficiency Welders | 0.137% | 0 | 0.84019 | Industrial_2021_Technical_MW_After Competition Groups_High Efficiency Welders
Industrial | Ind ¦ Engine Block Heater Timer | 2021 | Technical | MW | After Competition Groups | 0.84018 | 0 | 0 | 613.2742 | 0.00137 | 36 | Industrial_2021_Technical_MW_After Competition Groups_36 | Engine Block Heater Timer | 0.137% | 0 | 0.84018 | Industrial_2021_Technical_MW_After Competition Groups_Engine Block Heater Timer
Industrial | Ind ¦ Dairy Pre-Cooler | 2021 | Technical | MW | After Competition Groups | 0.44456 | 0 | 0 | 613.2742 | 0.00072489 | 37 | Industrial_2021_Technical_MW_After Competition Groups_37 | Dairy Pre-Cooler | 0.07249% | 0 | 0.44456 | Industrial_2021_Technical_MW_After Competition Groups_Dairy Pre-Cooler
Industrial | Ind ¦ Air Compressor Heat Recovery | 2021 | Technical | MW | After Competition Groups | 0.37384 | 0 | 0 | 613.2742 | 0.00060957 | 38 | Industrial_2021_Technical_MW_After Competition Groups_38 | Air Compressor Heat Recovery | 0.06096% | 0 | 0.37384 | Industrial_2021_Technical_MW_After Competition Groups_Air Compressor Heat Recovery
Industrial | Ind ¦ Optimize Compressed Air Dryer | 2021 | Technical | MW | After Competition Groups | 0.26655 | 0 | 0 | 613.2742 | 0.00043463 | 39 | Industrial_2021_Technical_MW_After Competition Groups_39 | Optimize Compressed Air Dryer | 0.04346% | 0 | 0.26655 | Industrial_2021_Technical_MW_After Competition Groups_Optimize Compressed Air Dryer
Industrial | Ind ¦ Heat Lamps/Heat Pad | 2021 | Technical | MW | After Competition Groups | 0.11154 | 0 | 0 | 613.2742 | 0.00018188 | 40 | Industrial_2021_Technical_MW_After Competition Groups_40 | Heat Lamps/Heat Pad | 0.01819% | 0 | 0.11154 | Industrial_2021_Technical_MW_After Competition Groups_Heat Lamps/Heat Pad
Industrial | Ind ¦ Creep Heat Controller | 2021 | Technical | MW | After Competition Groups | 0.10556 | 0 | 0 | 613.2742 | 0.00017212 | 41 | Industrial_2021_Technical_MW_After Competition Groups_41 | Creep Heat Controller | 0.01721% | 0 | 0.10556 | Industrial_2021_Technical_MW_After Competition Groups_Creep Heat Controller
Industrial | Ind ¦ Efficient Refrigeration Compressor | 2021 | Technical | MW | After Competition Groups | 0.09444 | 0 | 0 | 613.2742 | 0.00015399 | 42 | Industrial_2021_Technical_MW_After Competition Groups_42 | Efficient Refrigeration Compressor | 0.0154% | 0 | 0.09444 | Industrial_2021_Technical_MW_After Competition Groups_Efficient Refrigeration Compressor
Industrial | Ind ¦ Air Leak Survey and Repair | 2022 | Economic | MW | After Competition Groups | 75.1099 | 0 | 0 | 452.2176 | 0.16609 | 1 | Industrial_2022_Economic_MW_After Competition Groups_1 | Air Leak Survey and Repair | 16.61% | 0 | 75.1099 | Industrial_2022_Economic_MW_After Competition Groups_Air Leak Survey and Repair
Industrial | Ind ¦ Recommissioning | 2022 | Economic | MW | After Competition Groups | 54.4018 | 0 | 0 | 452.2176 | 0.1203 | 2 | Industrial_2022_Economic_MW_After Competition Groups_2 | Recommissioning | 12.03% | 0 | 54.4018 | Industrial_2022_Economic_MW_After Competition Groups_Recommissioning
Industrial | Ind ¦ SEM | 2022 | Economic | MW | After Competition Groups | 54.4018 | 0 | 0 | 452.2176 | 0.1203 | 3 | Industrial_2022_Economic_MW_After Competition Groups_3 | SEM | 12.03% | 0 | 54.4018 | Industrial_2022_Economic_MW_After Competition Groups_SEM
Industrial | Ind ¦ Air Compressor Optimization | 2022 | Economic | MW | After Competition Groups | 43.0749 | 0 | 0 | 452.2176 | 0.095253 | 4 | Industrial_2022_Economic_MW_After Competition Groups_4 | Air Compressor Optimization | 9.525% | 0 | 43.0749 | Industrial_2022_Economic_MW_After Competition Groups_Air Compressor Optimization
Industrial | Ind ¦ Efficient Compressed Air Nozzles | 2022 | Economic | MW | After Competition Groups | 40.6043 | 0 | 0 | 452.2176 | 0.089789 | 5 | Industrial_2022_Economic_MW_After Competition Groups_5 | Efficient Compressed Air Nozzles | 8.979% | 0 | 40.6043 | Industrial_2022_Economic_MW_After Competition Groups_Efficient Compressed Air Nozzles
Industrial | Ind ¦ Process Optimization (Elec) | 2022 | Economic | MW | After Competition Groups | 22.2198 | 0 | 0 | 452.2176 | 0.049135 | 6 | Industrial_2022_Economic_MW_After Competition Groups_6 | Process Optimization (Elec) | 4.914% | 0 | 22.2198 | Industrial_2022_Economic_MW_After Competition Groups_Process Optimization (Elec)
Industrial | Ind ¦ High Efficiency HVAC Fans | 2022 | Economic | MW | After Competition Groups | 22.1976 | 0 | 0 | 452.2176 | 0.049086 | 7 | Industrial_2022_Economic_MW_After Competition Groups_7 | High Efficiency HVAC Fans | 4.909% | 0 | 22.1976 | Industrial_2022_Economic_MW_After Competition Groups_High Efficiency HVAC Fans
Industrial | Ind ¦ Pump System Optimization | 2022 | Economic | MW | After Competition Groups | 22.1674 | 0 | 0 | 452.2176 | 0.049019 | 8 | Industrial_2022_Economic_MW_After Competition Groups_8 | Pump System Optimization | 4.902% | 0 | 22.1674 | Industrial_2022_Economic_MW_After Competition Groups_Pump System Optimization
Industrial | Ind ¦ Greenhouse Grow Lights | 2022 | Economic | MW | After Competition Groups | 17.5895 | 0 | 0 | 452.2176 | 0.038896 | 9 | Industrial_2022_Economic_MW_After Competition Groups_9 | Greenhouse Grow Lights | 3.89% | 0 | 17.5895 | Industrial_2022_Economic_MW_After Competition Groups_Greenhouse Grow Lights
Industrial | Ind ¦ HE Lighting | 2022 | Economic | MW | After Competition Groups | 17.418 | 0 | 0 | 452.2176 | 0.038517 | 10 | Industrial_2022_Economic_MW_After Competition Groups_10 | HE Lighting | 3.852% | 0 | 17.418 | Industrial_2022_Economic_MW_After Competition Groups_HE Lighting
Industrial | Ind ¦ Fan System Optimization | 2022 | Economic | MW | After Competition Groups | 16.3213 | 0 | 0 | 452.2176 | 0.036092 | 11 | Industrial_2022_Economic_MW_After Competition Groups_11 | Fan System Optimization | 3.609% | 0 | 16.3213 | Industrial_2022_Economic_MW_After Competition Groups_Fan System Optimization
Industrial | Ind ¦ Improved Controls - Process Cooling | 2022 | Economic | MW | After Competition Groups | 14.4917 | 0 | 0 | 452.2176 | 0.032046 | 12 | Industrial_2022_Economic_MW_After Competition Groups_12 | Improved Controls - Process Cooling | 3.205% | 0 | 14.4917 | Industrial_2022_Economic_MW_After Competition Groups_Improved Controls - Process Cooling
Industrial | Ind ¦ Pump Equipment Upgrade | 2022 | Economic | MW | After Competition Groups | 8.4411 | 0 | 0 | 452.2176 | 0.018666 | 13 | Industrial_2022_Economic_MW_After Competition Groups_13 | Pump Equipment Upgrade | 1.867% | 0 | 8.4411 | Industrial_2022_Economic_MW_After Competition Groups_Pump Equipment Upgrade
Industrial | Ind ¦ Pulp and Paper Process Improvements | 2022 | Economic | MW | After Competition Groups | 8.1121 | 0 | 0 | 452.2176 | 0.017939 | 14 | Industrial_2022_Economic_MW_After Competition Groups_14 | Pulp and Paper Process Improvements | 1.794% | 0 | 8.1121 | Industrial_2022_Economic_MW_After Competition Groups_Pulp and Paper Process Improvements
Industrial | Ind ¦ Material Handling Improvements | 2022 | Economic | MW | After Competition Groups | 6.0527 | 0 | 0 | 452.2176 | 0.013384 | 15 | Industrial_2022_Economic_MW_After Competition Groups_15 | Material Handling Improvements | 1.338% | 0 | 6.0527 | Industrial_2022_Economic_MW_After Competition Groups_Material Handling Improvements
Industrial | Ind ¦ Refiner Plate Improvements | 2022 | Economic | MW | After Competition Groups | 4.9317 | 0 | 0 | 452.2176 | 0.010906 | 16 | Industrial_2022_Economic_MW_After Competition Groups_16 | Refiner Plate Improvements | 1.091% | 0 | 4.9317 | Industrial_2022_Economic_MW_After Competition Groups_Refiner Plate Improvements
Industrial | Ind ¦ Cooling Tower Optimization | 2022 | Economic | MW | After Competition Groups | 4.3122 | 0 | 0 | 452.2176 | 0.0095356 | 17 | Industrial_2022_Economic_MW_After Competition Groups_17 | Cooling Tower Optimization | 0.9536% | 0 | 4.3122 | Industrial_2022_Economic_MW_After Competition Groups_Cooling Tower Optimization
Industrial | Ind ¦ Free Cooling | 2022 | Economic | MW | After Competition Groups | 3.5963 | 0 | 0 | 452.2176 | 0.0079526 | 18 | Industrial_2022_Economic_MW_After Competition Groups_18 | Free Cooling | 0.7953% | 0 | 3.5963 | Industrial_2022_Economic_MW_After Competition Groups_Free Cooling
Industrial | Ind ¦ VAV Conversion Project | 2022 | Economic | MW | After Competition Groups | 3.3919 | 0 | 0 | 452.2176 | 0.0075006 | 19 | Industrial_2022_Economic_MW_After Competition Groups_19 | VAV Conversion Project | 0.7501% | 0 | 3.3919 | Industrial_2022_Economic_MW_After Competition Groups_VAV Conversion Project
Industrial | Ind ¦ Process Heat Recovery | 2022 | Economic | MW | After Competition Groups | 2.8642 | 0 | 0 | 452.2176 | 0.0063337 | 20 | Industrial_2022_Economic_MW_After Competition Groups_20 | Process Heat Recovery | 0.6334% | 0 | 2.8642 | Industrial_2022_Economic_MW_After Competition Groups_Process Heat Recovery
Industrial | Ind ¦ Process Improvements | 2022 | Economic | MW | After Competition Groups | 2.2062 | 0 | 0 | 452.2176 | 0.0048785 | 21 | Industrial_2022_Economic_MW_After Competition Groups_21 | Process Improvements | 0.4879% | 0 | 2.2062 | Industrial_2022_Economic_MW_After Competition Groups_Process Improvements
Industrial | Ind ¦ High Efficiency Battery Charger | 2022 | Economic | MW | After Competition Groups | 2.1377 | 0 | 0 | 452.2176 | 0.0047271 | 22 | Industrial_2022_Economic_MW_After Competition Groups_22 | High Efficiency Battery Charger | 0.4727% | 0 | 2.1377 | Industrial_2022_Economic_MW_After Competition Groups_High Efficiency Battery Charger
Industrial | Ind ¦ Ventilation Optimization | 2022 | Economic | MW | After Competition Groups | 1.6131 | 0 | 0 | 452.2176 | 0.003567 | 23 | Industrial_2022_Economic_MW_After Competition Groups_23 | Ventilation Optimization | 0.3567% | 0 | 1.6131 | Industrial_2022_Economic_MW_After Competition Groups_Ventilation Optimization
Industrial | Ind ¦ Improved Controls - Process Heating | 2022 | Economic | MW | After Competition Groups | 1.3179 | 0 | 0 | 452.2176 | 0.0029142 | 24 | Industrial_2022_Economic_MW_After Competition Groups_24 | Improved Controls - Process Heating | 0.2914% | 0 | 1.3179 | Industrial_2022_Economic_MW_After Competition Groups_Improved Controls - Process Heating
Industrial | Ind ¦ Refrigeration Compressor VFD | 2022 | Economic | MW | After Competition Groups | 1.1662 | 0 | 0 | 452.2176 | 0.0025789 | 25 | Industrial_2022_Economic_MW_After Competition Groups_25 | Refrigeration Compressor VFD | 0.2579% | 0 | 1.1662 | Industrial_2022_Economic_MW_After Competition Groups_Refrigeration Compressor VFD
Industrial | Ind ¦ Engine Block Heater Timer | 2022 | Economic | MW | After Competition Groups | 0.84077 | 0 | 0 | 452.2176 | 0.0018592 | 26 | Industrial_2022_Economic_MW_After Competition Groups_26 | Engine Block Heater Timer | 0.1859% | 0 | 0.84077 | Industrial_2022_Economic_MW_After Competition Groups_Engine Block Heater Timer
Industrial | Ind ¦ Efficient Irrigation | 2022 | Economic | MW | After Competition Groups | 0.58581 | 0 | 0 | 452.2176 | 0.0012954 | 27 | Industrial_2022_Economic_MW_After Competition Groups_27 | Efficient Irrigation | 0.1295% | 0 | 0.58581 | Industrial_2022_Economic_MW_After Competition Groups_Efficient Irrigation
Industrial | Ind ¦ Air Compressor Heat Recovery | 2022 | Economic | MW | After Competition Groups | 0.37111 | 0 | 0 | 452.2176 | 0.00082065 | 28 | Industrial_2022_Economic_MW_After Competition Groups_28 | Air Compressor Heat Recovery | 0.08207% | 0 | 0.37111 | Industrial_2022_Economic_MW_After Competition Groups_Air Compressor Heat Recovery
Industrial | Ind ¦ Dairy Pre-Cooler | 2022 | Economic | MW | After Competition Groups | 0.17927 | 0 | 0 | 452.2176 | 0.00039641 | 29 | Industrial_2022_Economic_MW_After Competition Groups_29 | Dairy Pre-Cooler | 0.03964% | 0 | 0.17927 | Industrial_2022_Economic_MW_After Competition Groups_Dairy Pre-Cooler
Industrial | Ind ¦ Efficient Refrigeration Compressor | 2022 | Economic | MW | After Competition Groups | 0.099316 | 0 | 0 | 452.2176 | 0.00021962 | 30 | Industrial_2022_Economic_MW_After Competition Groups_30 | Efficient Refrigeration Compressor | 0.02196% | 0 | 0.099316 | Industrial_2022_Economic_MW_After Competition Groups_Efficient Refrigeration Compressor
Industrial | Ind ¦ Heat Lamps/Heat Pad | 2022 | Economic | MW | After Competition Groups | 0 | 0 | 0 | 452.2176 | 0 | 31 | Industrial_2022_Economic_MW_After Competition Groups_31 | Heat Lamps/Heat Pad | 0% | 0 | 0 | Industrial_2022_Economic_MW_After Competition Groups_Heat Lamps/Heat Pad
Industrial | Ind ¦ Air Compressor Optimization | 2022 | SC A | MW | After Competition Groups | 11.7549 | 0 | 0 | 58.5563 | 0.20075 | 1 | Industrial_2022_SC A_MW_After Competition Groups_1 | Air Compressor Optimization | 20.07% | 0 | 11.7549 | Industrial_2022_SC A_MW_After Competition Groups_Air Compressor Optimization
Industrial | Ind ¦ Pump System Optimization | 2022 | SC A | MW | After Competition Groups | 10.1072 | 0 | 0 | 58.5563 | 0.17261 | 2 | Industrial_2022_SC A_MW_After Competition Groups_2 | Pump System Optimization | 17.26% | 0 | 10.1072 | Industrial_2022_SC A_MW_After Competition Groups_Pump System Optimization
Industrial | Ind ¦ Air Leak Survey and Repair | 2022 | SC A | MW | After Competition Groups | 6.0497 | 0 | 0 | 58.5563 | 0.10331 | 3 | Industrial_2022_SC A_MW_After Competition Groups_3 | Air Leak Survey and Repair | 10.33% | 0 | 6.0497 | Industrial_2022_SC A_MW_After Competition Groups_Air Leak Survey and Repair
Industrial | Ind ¦ Pump Equipment Upgrade | 2022 | SC A | MW | After Competition Groups | 5.0591 | 0 | 0 | 58.5563 | 0.086397 | 4 | Industrial_2022_SC A_MW_After Competition Groups_4 | Pump Equipment Upgrade | 8.64% | 0 | 5.0591 | Industrial_2022_SC A_MW_After Competition Groups_Pump Equipment Upgrade
Industrial | Ind ¦ Recommissioning | 2022 | SC A | MW | After Competition Groups | 4.2812 | 0 | 0 | 58.5563 | 0.073112 | 5 | Industrial_2022_SC A_MW_After Competition Groups_5 | Recommissioning | 7.311% | 0 | 4.2812 | Industrial_2022_SC A_MW_After Competition Groups_Recommissioning
Industrial | Ind ¦ SEM | 2022 | SC A | MW | After Competition Groups | 4.2812 | 0 | 0 | 58.5563 | 0.073112 | 6 | Industrial_2022_SC A_MW_After Competition Groups_6 | SEM | 7.311% | 0 | 4.2812 | Industrial_2022_SC A_MW_After Competition Groups_SEM
Industrial | Ind ¦ Fan System Optimization | 2022 | SC A | MW | After Competition Groups | 3.8893 | 0 | 0 | 58.5563 | 0.06642 | 7 | Industrial_2022_SC A_MW_After Competition Groups_7 | Fan System Optimization | 6.642% | 0 | 3.8893 | Industrial_2022_SC A_MW_After Competition Groups_Fan System Optimization
Industrial | Ind ¦ High Efficiency HVAC Fans | 2022 | SC A | MW | After Competition Groups | 2.9902 | 0 | 0 | 58.5563 | 0.051065 | 8 | Industrial_2022_SC A_MW_After Competition Groups_8 | High Efficiency HVAC Fans | 5.106% | 0 | 2.9902 | Industrial_2022_SC A_MW_After Competition Groups_High Efficiency HVAC Fans
Industrial | Ind ¦ Efficient Compressed Air Nozzles | 2022 | SC A | MW | After Competition Groups | 2.6746 | 0 | 0 | 58.5563 | 0.045676 | 9 | Industrial_2022_SC A_MW_After Competition Groups_9 | Efficient Compressed Air Nozzles | 4.568% | 0 | 2.6746 | Industrial_2022_SC A_MW_After Competition Groups_Efficient Compressed Air Nozzles
Industrial | Ind ¦ Greenhouse Grow Lights | 2022 | SC A | MW | After Competition Groups | 2.0738 | 0 | 0 | 58.5563 | 0.035415 | 10 | Industrial_2022_SC A_MW_After Competition Groups_10 | Greenhouse Grow Lights | 3.542% | 0 | 2.0738 | Industrial_2022_SC A_MW_After Competition Groups_Greenhouse Grow Lights
Industrial | Ind ¦ Improved Controls - Process Cooling | 2022 | SC A | MW | After Competition Groups | 1.1487 | 0 | 0 | 58.5563 | 0.019616 | 11 | Industrial_2022_SC A_MW_After Competition Groups_11 | Improved Controls - Process Cooling | 1.962% | 0 | 1.1487 | Industrial_2022_SC A_MW_After Competition Groups_Improved Controls - Process Cooling
Industrial | Ind ¦ Material Handling Improvements | 2022 | SC A | MW | After Competition Groups | 1.1454 | 0 | 0 | 58.5563 | 0.019561 | 12 | Industrial_2022_SC A_MW_After Competition Groups_12 | Material Handling Improvements | 1.956% | 0 | 1.1454 | Industrial_2022_SC A_MW_After Competition Groups_Material Handling Improvements
Industrial | Ind ¦ Process Optimization (Elec) | 2022 | SC A | MW | After Competition Groups | 0.80754 | 0 | 0 | 58.5563 | 0.013791 | 13 | Industrial_2022_SC A_MW_After Competition Groups_13 | Process Optimization (Elec) | 1.379% | 0 | 0.80754 | Industrial_2022_SC A_MW_After Competition Groups_Process Optimization (Elec)
Industrial | Ind ¦ Refiner Plate Improvements | 2022 | SC A | MW | After Competition Groups | 0.31262 | 0 | 0 | 58.5563 | 0.0053388 | 14 | Industrial_2022_SC A_MW_After Competition Groups_14 | Refiner Plate Improvements | 0.5339% | 0 | 0.31262 | Industrial_2022_SC A_MW_After Competition Groups_Refiner Plate Improvements
Industrial | Ind ¦ Ventilation Optimization | 2022 | SC A | MW | After Competition Groups | 0.27521 | 0 | 0 | 58.5563 | 0.0047 | 15 | Industrial_2022_SC A_MW_After Competition Groups_15 | Ventilation Optimization | 0.47% | 0 | 0.27521 | Industrial_2022_SC A_MW_After Competition Groups_Ventilation Optimization
Industrial | Ind ¦ VAV Conversion Project | 2022 | SC A | MW | After Competition Groups | 0.26232 | 0 | 0 | 58.5563 | 0.0044798 | 16 | Industrial_2022_SC A_MW_After Competition Groups_16 | VAV Conversion Project | 0.448% | 0 | 0.26232 | Industrial_2022_SC A_MW_After Competition Groups_VAV Conversion Project
Industrial | Ind ¦ Pulp and Paper Process Improvements | 2022 | SC A | MW | After Competition Groups | 0.24524 | 0 | 0 | 58.5563 | 0.0041881 | 17 | Industrial_2022_SC A_MW_After Competition Groups_17 | Pulp and Paper Process Improvements | 0.4188% | 0 | 0.24524 | Industrial_2022_SC A_MW_After Competition Groups_Pulp and Paper Process Improvements
Industrial | Ind ¦ Process Heat Recovery | 2022 | SC A | MW | After Competition Groups | 0.21929 | 0 | 0 | 58.5563 | 0.003745 | 18 | Industrial_2022_SC A_MW_After Competition Groups_18 | Process Heat Recovery | 0.3745% | 0 | 0.21929 | Industrial_2022_SC A_MW_After Competition Groups_Process Heat Recovery
Industrial | Ind ¦ Refrigeration Compressor VFD | 2022 | SC A | MW | After Competition Groups | 0.17954 | 0 | 0 | 58.5563 | 0.0030662 | 19 | Industrial_2022_SC A_MW_After Competition Groups_19 | Refrigeration Compressor VFD | 0.3066% | 0 | 0.17954 | Industrial_2022_SC A_MW_After Competition Groups_Refrigeration Compressor VFD
Industrial | Ind ¦ High Efficiency Battery Charger | 2022 | SC A | MW | After Competition Groups | 0.17088 | 0 | 0 | 58.5563 | 0.0029182 | 20 | Industrial_2022_SC A_MW_After Competition Groups_20 | High Efficiency Battery Charger | 0.2918% | 0 | 0.17088 | Industrial_2022_SC A_MW_After Competition Groups_High Efficiency Battery Charger
Industrial | Ind ¦ Process Improvements | 2022 | SC A | MW | After Competition Groups | 0.16441 | 0 | 0 | 58.5563 | 0.0028077 | 21 | Industrial_2022_SC A_MW_After Competition Groups_21 | Process Improvements | 0.2808% | 0 | 0.16441 | Industrial_2022_SC A_MW_After Competition Groups_Process Improvements
Industrial | Ind ¦ Improved Controls - Process Heating | 2022 | SC A | MW | After Competition Groups | 0.10629 | 0 | 0 | 58.5563 | 0.0018152 | 22 | Industrial_2022_SC A_MW_After Competition Groups_22 | Improved Controls - Process Heating | 0.1815% | 0 | 0.10629 | Industrial_2022_SC A_MW_After Competition Groups_Improved Controls - Process Heating
Industrial | Ind ¦ Cooling Tower Optimization | 2022 | SC A | MW | After Competition Groups | 0.096799 | 0 | 0 | 58.5563 | 0.0016531 | 23 | Industrial_2022_SC A_MW_After Competition Groups_23 | Cooling Tower Optimization | 0.1653% | 0 | 0.096799 | Industrial_2022_SC A_MW_After Competition Groups_Cooling Tower Optimization
Industrial | Ind ¦ HE Lighting | 2022 | SC A | MW | After Competition Groups | 0.077111 | 0 | 0 | 58.5563 | 0.0013169 | 24 | Industrial_2022_SC A_MW_After Competition Groups_24 | HE Lighting | 0.1317% | 0 | 0.077111 | Industrial_2022_SC A_MW_After Competition Groups_HE Lighting
Industrial | Ind ¦ Engine Block Heater Timer | 2022 | SC A | MW | After Competition Groups | 0.064553 | 0 | 0 | 58.5563 | 0.0011024 | 25 | Industrial_2022_SC A_MW_After Competition Groups_25 | Engine Block Heater Timer | 0.1102% | 0 | 0.064553 | Industrial_2022_SC A_MW_After Competition Groups_Engine Block Heater Timer
Industrial | Ind ¦ Dairy Pre-Cooler | 2022 | SC A | MW | After Competition Groups | 0.043185 | 0 | 0 | 58.5563 | 0.0007375 | 26 | Industrial_2022_SC A_MW_After Competition Groups_26 | Dairy Pre-Cooler | 0.07375% | 0 | 0.043185 | Industrial_2022_SC A_MW_After Competition Groups_Dairy Pre-Cooler
Industrial | Ind ¦ Efficient Refrigeration Compressor | 2022 | SC A | MW | After Competition Groups | 0.032477 | 0 | 0 | 58.5563 | 0.00055462 | 27 | Industrial_2022_SC A_MW_After Competition Groups_27 | Efficient Refrigeration Compressor | 0.05546% | 0 | 0.032477 | Industrial_2022_SC A_MW_After Competition Groups_Efficient Refrigeration Compressor
Industrial | Ind ¦ Air Compressor Heat Recovery | 2022 | SC A | MW | After Competition Groups | 0.029534 | 0 | 0 | 58.5563 | 0.00050436 | 28 | Industrial_2022_SC A_MW_After Competition Groups_28 | Air Compressor Heat Recovery | 0.05044% | 0 | 0.029534 | Industrial_2022_SC A_MW_After Competition Groups_Air Compressor Heat Recovery
Industrial | Ind ¦ Efficient Irrigation | 2022 | SC A | MW | After Competition Groups | 0.011816 | 0 | 0 | 58.5563 | 0.00020178 | 29 | Industrial_2022_SC A_MW_After Competition Groups_29 | Efficient Irrigation | 0.02018% | 0 | 0.011816 | Industrial_2022_SC A_MW_After Competition Groups_Efficient Irrigation
Industrial | Ind ¦ Free Cooling | 2022 | SC A | MW | After Competition Groups | 0.0021962 | 0 | 0 | 58.5563 | 3.7506e-05 | 30 | Industrial_2022_SC A_MW_After Competition Groups_30 | Free Cooling | 0.003751% | 0 | 0.0021962 | Industrial_2022_SC A_MW_After Competition Groups_Free Cooling
Industrial | Ind ¦ Heat Lamps/Heat Pad | 2022 | SC A | MW | After Competition Groups | 0 | 0 | 0 | 58.5563 | 0 | 31 | Industrial_2022_SC A_MW_After Competition Groups_31 | Heat Lamps/Heat Pad | 0% | 0 | 0 | Industrial_2022_SC A_MW_After Competition Groups_Heat Lamps/Heat Pad
Industrial | Ind ¦ Air Leak Survey and Repair | 2022 | SC B | MW | After Competition Groups | 16.2442 | 0 | 0 | 101.1379 | 0.16061 | 1 | Industrial_2022_SC B_MW_After Competition Groups_1 | Air Leak Survey and Repair | 16.06% | 0 | 16.2442 | Industrial_2022_SC B_MW_After Competition Groups_Air Leak Survey and Repair
Industrial | Ind ¦ Air Compressor Optimization | 2022 | SC B | MW | After Competition Groups | 11.7549 | 0 | 0 | 101.1379 | 0.11623 | 2 | Industrial_2022_SC B_MW_After Competition Groups_2 | Air Compressor Optimization | 11.62% | 0 | 11.7549 | Industrial_2022_SC B_MW_After Competition Groups_Air Compressor Optimization
Industrial | Ind ¦ Recommissioning | 2022 | SC B | MW | After Competition Groups | 11.4955 | 0 | 0 | 101.1379 | 0.11366 | 3 | Industrial_2022_SC B_MW_After Competition Groups_3 | Recommissioning | 11.37% | 0 | 11.4955 | Industrial_2022_SC B_MW_After Competition Groups_Recommissioning
Industrial | Ind ¦ SEM | 2022 | SC B | MW | After Competition Groups | 11.4955 | 0 | 0 | 101.1379 | 0.11366 | 4 | Industrial_2022_SC B_MW_After Competition Groups_4 | SEM | 11.37% | 0 | 11.4955 | Industrial_2022_SC B_MW_After Competition Groups_SEM
Industrial | Ind ¦ Pump System Optimization | 2022 | SC B | MW | After Competition Groups | 10.1072 | 0 | 0 | 101.1379 | 0.099935 | 5 | Industrial_2022_SC B_MW_After Competition Groups_5 | Pump System Optimization | 9.994% | 0 | 10.1072 | Industrial_2022_SC B_MW_After Competition Groups_Pump System Optimization
Industrial | Ind ¦ Efficient Compressed Air Nozzles | 2022 | SC B | MW | After Competition Groups | 7.1553 | 0 | 0 | 101.1379 | 0.070748 | 6 | Industrial_2022_SC B_MW_After Competition Groups_6 | Efficient Compressed Air Nozzles | 7.075% | 0 | 7.1553 | Industrial_2022_SC B_MW_After Competition Groups_Efficient Compressed Air Nozzles
Industrial | Ind ¦ High Efficiency HVAC Fans | 2022 | SC B | MW | After Competition Groups | 5.2962 | 0 | 0 | 101.1379 | 0.052366 | 7 | Industrial_2022_SC B_MW_After Competition Groups_7 | High Efficiency HVAC Fans | 5.237% | 0 | 5.2962 | Industrial_2022_SC B_MW_After Competition Groups_High Efficiency HVAC Fans
Industrial | Ind ¦ Pump Equipment Upgrade | 2022 | SC B | MW | After Competition Groups | 5.0591 | 0 | 0 | 101.1379 | 0.050022 | 8 | Industrial_2022_SC B_MW_After Competition Groups_8 | Pump Equipment Upgrade | 5.002% | 0 | 5.0591 | Industrial_2022_SC B_MW_After Competition Groups_Pump Equipment Upgrade
Industrial | Ind ¦ Fan System Optimization | 2022 | SC B | MW | After Competition Groups | 4.2465 | 0 | 0 | 101.1379 | 0.041987 | 9 | Industrial_2022_SC B_MW_After Competition Groups_9 | Fan System Optimization | 4.199% | 0 | 4.2465 | Industrial_2022_SC B_MW_After Competition Groups_Fan System Optimization
Industrial | Ind ¦ Greenhouse Grow Lights | 2022 | SC B | MW | After Competition Groups | 3.3337 | 0 | 0 | 101.1379 | 0.032962 | 10 | Industrial_2022_SC B_MW_After Competition Groups_10 | Greenhouse Grow Lights | 3.296% | 0 | 3.3337 | Industrial_2022_SC B_MW_After Competition Groups_Greenhouse Grow Lights
Industrial | Ind ¦ Improved Controls - Process Cooling | 2022 | SC B | MW | After Competition Groups | 3.0893 | 0 | 0 | 101.1379 | 0.030546 | 11 | Industrial_2022_SC B_MW_After Competition Groups_11 | Improved Controls - Process Cooling | 3.055% | 0 | 3.0893 | Industrial_2022_SC B_MW_After Competition Groups_Improved Controls - Process Cooling
Industrial | Ind ¦ Material Handling Improvements | 2022 | SC B | MW | After Competition Groups | 1.7634 | 0 | 0 | 101.1379 | 0.017436 | 12 | Industrial_2022_SC B_MW_After Competition Groups_12 | Material Handling Improvements | 1.744% | 0 | 1.7634 | Industrial_2022_SC B_MW_After Competition Groups_Material Handling Improvements
Industrial | Ind ¦ Pulp and Paper Process Improvements | 2022 | SC B | MW | After Competition Groups | 1.6097 | 0 | 0 | 101.1379 | 0.015916 | 13 | Industrial_2022_SC B_MW_After Competition Groups_13 | Pulp and Paper Process Improvements | 1.592% | 0 | 1.6097 | Industrial_2022_SC B_MW_After Competition Groups_Pulp and Paper Process Improvements
Industrial | Ind ¦ HE Lighting | 2022 | SC B | MW | After Competition Groups | 1.1201 | 0 | 0 | 101.1379 | 0.011075 | 14 | Industrial_2022_SC B_MW_After Competition Groups_14 | HE Lighting | 1.107% | 0 | 1.1201 | Industrial_2022_SC B_MW_After Competition Groups_HE Lighting
Industrial | Ind ¦ Cooling Tower Optimization | 2022 | SC B | MW | After Competition Groups | 0.92359 | 0 | 0 | 101.1379 | 0.009132 | 15 | Industrial_2022_SC B_MW_After Competition Groups_15 | Cooling Tower Optimization | 0.9132% | 0 | 0.92359 | Industrial_2022_SC B_MW_After Competition Groups_Cooling Tower Optimization
Industrial | Ind ¦ Refiner Plate Improvements | 2022 | SC B | MW | After Competition Groups | 0.83892 | 0 | 0 | 101.1379 | 0.0082949 | 16 | Industrial_2022_SC B_MW_After Competition Groups_16 | Refiner Plate Improvements | 0.8295% | 0 | 0.83892 | Industrial_2022_SC B_MW_After Competition Groups_Refiner Plate Improvements
Industrial | Ind ¦ Free Cooling | 2022 | SC B | MW | After Competition Groups | 0.83493 | 0 | 0 | 101.1379 | 0.0082554 | 17 | Industrial_2022_SC B_MW_After Competition Groups_17 | Free Cooling | 0.8255% | 0 | 0.83493 | Industrial_2022_SC B_MW_After Competition Groups_Free Cooling
Industrial | Ind ¦ Process Optimization (Elec) | 2022 | SC B | MW | After Competition Groups | 0.80754 | 0 | 0 | 101.1379 | 0.0079845 | 18 | Industrial_2022_SC B_MW_After Competition Groups_18 | Process Optimization (Elec) | 0.7985% | 0 | 0.80754 | Industrial_2022_SC B_MW_After Competition Groups_Process Optimization (Elec)
Industrial | Ind ¦ Ventilation Optimization | 2022 | SC B | MW | After Competition Groups | 0.76528 | 0 | 0 | 101.1379 | 0.0075667 | 19 | Industrial_2022_SC B_MW_After Competition Groups_19 | Ventilation Optimization | 0.7567% | 0 | 0.76528 | Industrial_2022_SC B_MW_After Competition Groups_Ventilation Optimization
Industrial | Ind ¦ VAV Conversion Project | 2022 | SC B | MW | After Competition Groups | 0.71893 | 0 | 0 | 101.1379 | 0.0071084 | 20 | Industrial_2022_SC B_MW_After Competition Groups_20 | VAV Conversion Project | 0.7108% | 0 | 0.71893 | Industrial_2022_SC B_MW_After Competition Groups_VAV Conversion Project
Industrial | Ind ¦ Process Heat Recovery | 2022 | SC B | MW | After Competition Groups | 0.58886 | 0 | 0 | 101.1379 | 0.0058224 | 21 | Industrial_2022_SC B_MW_After Competition Groups_21 | Process Heat Recovery | 0.5822% | 0 | 0.58886 | Industrial_2022_SC B_MW_After Competition Groups_Process Heat Recovery
Industrial | Ind ¦ High Efficiency Battery Charger | 2022 | SC B | MW | After Competition Groups | 0.48353 | 0 | 0 | 101.1379 | 0.0047809 | 22 | Industrial_2022_SC B_MW_After Competition Groups_22 | High Efficiency Battery Charger | 0.4781% | 0 | 0.48353 | Industrial_2022_SC B_MW_After Competition Groups_High Efficiency Battery Charger
Industrial | Ind ¦ Process Improvements | 2022 | SC B | MW | After Competition Groups | 0.4612 | 0 | 0 | 101.1379 | 0.0045601 | 23 | Industrial_2022_SC B_MW_After Competition Groups_23 | Process Improvements | 0.456% | 0 | 0.4612 | Industrial_2022_SC B_MW_After Competition Groups_Process Improvements
Industrial | Ind ¦ Improved Controls - Process Heating | 2022 | SC B | MW | After Competition Groups | 0.28585 | 0 | 0 | 101.1379 | 0.0028264 | 24 | Industrial_2022_SC B_MW_After Competition Groups_24 | Improved Controls - Process Heating | 0.2826% | 0 | 0.28585 | Industrial_2022_SC B_MW_After Competition Groups_Improved Controls - Process Heating
Industrial | Ind ¦ Refrigeration Compressor VFD | 2022 | SC B | MW | After Competition Groups | 0.26918 | 0 | 0 | 101.1379 | 0.0026615 | 25 | Industrial_2022_SC B_MW_After Competition Groups_25 | Refrigeration Compressor VFD | 0.2662% | 0 | 0.26918 | Industrial_2022_SC B_MW_After Competition Groups_Refrigeration Compressor VFD
Industrial | Ind ¦ Engine Block Heater Timer | 2022 | SC B | MW | After Competition Groups | 0.17367 | 0 | 0 | 101.1379 | 0.0017171 | 26 | Industrial_2022_SC B_MW_After Competition Groups_26 | Engine Block Heater Timer | 0.1717% | 0 | 0.17367 | Industrial_2022_SC B_MW_After Competition Groups_Engine Block Heater Timer
Industrial | Ind ¦ Air Compressor Heat Recovery | 2022 | SC B | MW | After Competition Groups | 0.079299 | 0 | 0 | 101.1379 | 0.00078407 | 27 | Industrial_2022_SC B_MW_After Competition Groups_27 | Air Compressor Heat Recovery | 0.07841% | 0 | 0.079299 | Industrial_2022_SC B_MW_After Competition Groups_Air Compressor Heat Recovery
Industrial | Ind ¦ Dairy Pre-Cooler | 2022 | SC B | MW | After Competition Groups | 0.060572 | 0 | 0 | 101.1379 | 0.0005989 | 28 | Industrial_2022_SC B_MW_After Competition Groups_28 | Dairy Pre-Cooler | 0.05989% | 0 | 0.060572 | Industrial_2022_SC B_MW_After Competition Groups_Dairy Pre-Cooler
Industrial | Ind ¦ Efficient Refrigeration Compressor | 2022 | SC B | MW | After Competition Groups | 0.04208 | 0 | 0 | 101.1379 | 0.00041607 | 29 | Industrial_2022_SC B_MW_After Competition Groups_29 | Efficient Refrigeration Compressor | 0.04161% | 0 | 0.04208 | Industrial_2022_SC B_MW_After Competition Groups_Efficient Refrigeration Compressor
Industrial | Ind ¦ Efficient Irrigation | 2022 | SC B | MW | After Competition Groups | 0.033687 | 0 | 0 | 101.1379 | 0.00033308 | 30 | Industrial_2022_SC B_MW_After Competition Groups_30 | Efficient Irrigation | 0.03331% | 0 | 0.033687 | Industrial_2022_SC B_MW_After Competition Groups_Efficient Irrigation
Industrial | Ind ¦ Heat Lamps/Heat Pad | 2022 | SC B | MW | After Competition Groups | 0 | 0 | 0 | 101.1379 | 0 | 31 | Industrial_2022_SC B_MW_After Competition Groups_31 | Heat Lamps/Heat Pad | 0% | 0 | 0 | Industrial_2022_SC B_MW_After Competition Groups_Heat Lamps/Heat Pad
Industrial | Ind ¦ Air Compressor Optimization | 2022 | SC C | MW | After Competition Groups | 11.7549 | 0 | 0 | 61.7701 | 0.1903 | 1 | Industrial_2022_SC C_MW_After Competition Groups_1 | Air Compressor Optimization | 19.03% | 0 | 11.7549 | Industrial_2022_SC C_MW_After Competition Groups_Air Compressor Optimization
Industrial | Ind ¦ Pump System Optimization | 2022 | SC C | MW | After Competition Groups | 10.1072 | 0 | 0 | 61.7701 | 0.16363 | 2 | Industrial_2022_SC C_MW_After Competition Groups_2 | Pump System Optimization | 16.36% | 0 | 10.1072 | Industrial_2022_SC C_MW_After Competition Groups_Pump System Optimization
Industrial | Ind ¦ Air Leak Survey and Repair | 2022 | SC C | MW | After Competition Groups | 6.0497 | 0 | 0 | 61.7701 | 0.097939 | 3 | Industrial_2022_SC C_MW_After Competition Groups_3 | Air Leak Survey and Repair | 9.794% | 0 | 6.0497 | Industrial_2022_SC C_MW_After Competition Groups_Air Leak Survey and Repair
Industrial | Ind ¦ Pump Equipment Upgrade | 2022 | SC C | MW | After Competition Groups | 5.0591 | 0 | 0 | 61.7701 | 0.081902 | 4 | Industrial_2022_SC C_MW_After Competition Groups_4 | Pump Equipment Upgrade | 8.19% | 0 | 5.0591 | Industrial_2022_SC C_MW_After Competition Groups_Pump Equipment Upgrade
Industrial | Ind ¦ Recommissioning | 2022 | SC C | MW | After Competition Groups | 4.2812 | 0 | 0 | 61.7701 | 0.069308 | 5 | Industrial_2022_SC C_MW_After Competition Groups_5 | Recommissioning | 6.931% | 0 | 4.2812 | Industrial_2022_SC C_MW_After Competition Groups_Recommissioning
Industrial | Ind ¦ SEM | 2022 | SC C | MW | After Competition Groups | 4.2812 | 0 | 0 | 61.7701 | 0.069308 | 6 | Industrial_2022_SC C_MW_After Competition Groups_6 | SEM | 6.931% | 0 | 4.2812 | Industrial_2022_SC C_MW_After Competition Groups_SEM
Industrial | Ind ¦ Fan System Optimization | 2022 | SC C | MW | After Competition Groups | 4.2465 | 0 | 0 | 61.7701 | 0.068747 | 7 | Industrial_2022_SC C_MW_After Competition Groups_7 | Fan System Optimization | 6.875% | 0 | 4.2465 | Industrial_2022_SC C_MW_After Competition Groups_Fan System Optimization
Industrial | Ind ¦ High Efficiency HVAC Fans | 2022 | SC C | MW | After Competition Groups | 2.9902 | 0 | 0 | 61.7701 | 0.048408 | 8 | Industrial_2022_SC C_MW_After Competition Groups_8 | High Efficiency HVAC Fans | 4.841% | 0 | 2.9902 | Industrial_2022_SC C_MW_After Competition Groups_High Efficiency HVAC Fans
Industrial | Ind ¦ Efficient Compressed Air Nozzles | 2022 | SC C | MW | After Competition Groups | 2.6746 | 0 | 0 | 61.7701 | 0.043299 | 9 | Industrial_2022_SC C_MW_After Competition Groups_9 | Efficient Compressed Air Nozzles | 4.33% | 0 | 2.6746 | Industrial_2022_SC C_MW_After Competition Groups_Efficient Compressed Air Nozzles
Industrial | Ind ¦ Greenhouse Grow Lights | 2022 | SC C | MW | After Competition Groups | 2.4713 | 0 | 0 | 61.7701 | 0.040007 | 10 | Industrial_2022_SC C_MW_After Competition Groups_10 | Greenhouse Grow Lights | 4.001% | 0 | 2.4713 | Industrial_2022_SC C_MW_After Competition Groups_Greenhouse Grow Lights
Industrial | Ind ¦ Improved Controls - Process Cooling | 2022 | SC C | MW | After Competition Groups | 1.1505 | 0 | 0 | 61.7701 | 0.018625 | 11 | Industrial_2022_SC C_MW_After Competition Groups_11 | Improved Controls - Process Cooling | 1.863% | 0 | 1.1505 | Industrial_2022_SC C_MW_After Competition Groups_Improved Controls - Process Cooling
Industrial | Ind ¦ Material Handling Improvements | 2022 | SC C | MW | After Competition Groups | 1.1454 | 0 | 0 | 61.7701 | 0.018544 | 12 | Industrial_2022_SC C_MW_After Competition Groups_12 | Material Handling Improvements | 1.854% | 0 | 1.1454 | Industrial_2022_SC C_MW_After Competition Groups_Material Handling Improvements
Industrial | Ind ¦ Cooling Tower Optimization | 2022 | SC C | MW | After Competition Groups | 0.92359 | 0 | 0 | 61.7701 | 0.014952 | 13 | Industrial_2022_SC C_MW_After Competition Groups_13 | Cooling Tower Optimization | 1.495% | 0 | 0.92359 | Industrial_2022_SC C_MW_After Competition Groups_Cooling Tower Optimization
Industrial | Ind ¦ Process Optimization (Elec) | 2022 | SC C | MW | After Competition Groups | 0.80754 | 0 | 0 | 61.7701 | 0.013073 | 14 | Industrial_2022_SC C_MW_After Competition Groups_14 | Process Optimization (Elec) | 1.307% | 0 | 0.80754 | Industrial_2022_SC C_MW_After Competition Groups_Process Optimization (Elec)
Industrial | Ind ¦ Ventilation Optimization | 2022 | SC C | MW | After Competition Groups | 0.76528 | 0 | 0 | 61.7701 | 0.012389 | 15 | Industrial_2022_SC C_MW_After Competition Groups_15 | Ventilation Optimization | 1.239% | 0 | 0.76528 | Industrial_2022_SC C_MW_After Competition Groups_Ventilation Optimization
Industrial | Ind ¦ Pulp and Paper Process Improvements | 2022 | SC C | MW | After Competition Groups | 0.59946 | 0 | 0 | 61.7701 | 0.0097047 | 16 | Industrial_2022_SC C_MW_After Competition Groups_16 | Pulp and Paper Process Improvements | 0.9705% | 0 | 0.59946 | Industrial_2022_SC C_MW_After Competition Groups_Pulp and Paper Process Improvements
Industrial | Ind ¦ HE Lighting | 2022 | SC C | MW | After Competition Groups | 0.42097 | 0 | 0 | 61.7701 | 0.0068151 | 17 | Industrial_2022_SC C_MW_After Competition Groups_17 | HE Lighting | 0.6815% | 0 | 0.42097 | Industrial_2022_SC C_MW_After Competition Groups_HE Lighting
Industrial | Ind ¦ Refiner Plate Improvements | 2022 | SC C | MW | After Competition Groups | 0.31262 | 0 | 0 | 61.7701 | 0.0050611 | 18 | Industrial_2022_SC C_MW_After Competition Groups_18 | Refiner Plate Improvements | 0.5061% | 0 | 0.31262 | Industrial_2022_SC C_MW_After Competition Groups_Refiner Plate Improvements
Industrial | Ind ¦ Free Cooling | 2022 | SC C | MW | After Competition Groups | 0.311 | 0 | 0 | 61.7701 | 0.0050348 | 19 | Industrial_2022_SC C_MW_After Competition Groups_19 | Free Cooling | 0.5035% | 0 | 0.311 | Industrial_2022_SC C_MW_After Competition Groups_Free Cooling
Industrial | Ind ¦ VAV Conversion Project | 2022 | SC C | MW | After Competition Groups | 0.26775 | 0 | 0 | 61.7701 | 0.0043346 | 20 | Industrial_2022_SC C_MW_After Competition Groups_20 | VAV Conversion Project | 0.4335% | 0 | 0.26775 | Industrial_2022_SC C_MW_After Competition Groups_VAV Conversion Project
Industrial | Ind ¦ High Efficiency Battery Charger | 2022 | SC C | MW | After Competition Groups | 0.24783 | 0 | 0 | 61.7701 | 0.0040121 | 21 | Industrial_2022_SC C_MW_After Competition Groups_21 | High Efficiency Battery Charger | 0.4012% | 0 | 0.24783 | Industrial_2022_SC C_MW_After Competition Groups_High Efficiency Battery Charger
Industrial | Ind ¦ Process Heat Recovery | 2022 | SC C | MW | After Competition Groups | 0.21929 | 0 | 0 | 61.7701 | 0.0035502 | 22 | Industrial_2022_SC C_MW_After Competition Groups_22 | Process Heat Recovery | 0.355% | 0 | 0.21929 | Industrial_2022_SC C_MW_After Competition Groups_Process Heat Recovery
Industrial | Ind ¦ Refrigeration Compressor VFD | 2022 | SC C | MW | After Competition Groups | 0.21239 | 0 | 0 | 61.7701 | 0.0034384 | 23 | Industrial_2022_SC C_MW_After Competition Groups_23 | Refrigeration Compressor VFD | 0.3438% | 0 | 0.21239 | Industrial_2022_SC C_MW_After Competition Groups_Refrigeration Compressor VFD
Industrial | Ind ¦ Process Improvements | 2022 | SC C | MW | After Competition Groups | 0.17176 | 0 | 0 | 61.7701 | 0.0027806 | 24 | Industrial_2022_SC C_MW_After Competition Groups_24 | Process Improvements | 0.2781% | 0 | 0.17176 | Industrial_2022_SC C_MW_After Competition Groups_Process Improvements
Industrial | Ind ¦ Improved Controls - Process Heating | 2022 | SC C | MW | After Competition Groups | 0.10646 | 0 | 0 | 61.7701 | 0.0017235 | 25 | Industrial_2022_SC C_MW_After Competition Groups_25 | Improved Controls - Process Heating | 0.1724% | 0 | 0.10646 | Industrial_2022_SC C_MW_After Competition Groups_Improved Controls - Process Heating
Industrial | Ind ¦ Engine Block Heater Timer | 2022 | SC C | MW | After Competition Groups | 0.064675 | 0 | 0 | 61.7701 | 0.001047 | 26 | Industrial_2022_SC C_MW_After Competition Groups_26 | Engine Block Heater Timer | 0.1047% | 0 | 0.064675 | Industrial_2022_SC C_MW_After Competition Groups_Engine Block Heater Timer
Industrial | Ind ¦ Dairy Pre-Cooler | 2022 | SC C | MW | After Competition Groups | 0.053023 | 0 | 0 | 61.7701 | 0.00085838 | 27 | Industrial_2022_SC C_MW_After Competition Groups_27 | Dairy Pre-Cooler | 0.08584% | 0 | 0.053023 | Industrial_2022_SC C_MW_After Competition Groups_Dairy Pre-Cooler
Industrial | Ind ¦ Efficient Refrigeration Compressor | 2022 | SC C | MW | After Competition Groups | 0.032477 | 0 | 0 | 61.7701 | 0.00052577 | 28 | Industrial_2022_SC C_MW_After Competition Groups_28 | Efficient Refrigeration Compressor | 0.05258% | 0 | 0.032477 | Industrial_2022_SC C_MW_After Competition Groups_Efficient Refrigeration Compressor
Industrial | Ind ¦ Air Compressor Heat Recovery | 2022 | SC C | MW | After Competition Groups | 0.029534 | 0 | 0 | 61.7701 | 0.00047812 | 29 | Industrial_2022_SC C_MW_After Competition Groups_29 | Air Compressor Heat Recovery | 0.04781% | 0 | 0.029534 | Industrial_2022_SC C_MW_After Competition Groups_Air Compressor Heat Recovery
Industrial | Ind ¦ Efficient Irrigation | 2022 | SC C | MW | After Competition Groups | 0.01266 | 0 | 0 | 61.7701 | 0.00020495 | 30 | Industrial_2022_SC C_MW_After Competition Groups_30 | Efficient Irrigation | 0.0205% | 0 | 0.01266 | Industrial_2022_SC C_MW_After Competition Groups_Efficient Irrigation
Industrial | Ind ¦ Heat Lamps/Heat Pad | 2022 | SC C | MW | After Competition Groups | 0 | 0 | 0 | 61.7701 | 0 | 31 | Industrial_2022_SC C_MW_After Competition Groups_31 | Heat Lamps/Heat Pad | 0% | 0 | 0 | Industrial_2022_SC C_MW_After Competition Groups_Heat Lamps/Heat Pad
Industrial | Ind ¦ Air Compressor Optimization | 2022 | SC D | MW | After Competition Groups | 11.7549 | 1369696.1615 | 1.3697 | 58.4743 | 0.20103 | 1 | Industrial_2022_SC D_MW_After Competition Groups_1 | Air Compressor Optimization | 20.1% | 1.3697 | 11.7549 | Industrial_2022_SC D_MW_After Competition Groups_Air Compressor Optimization
Industrial | Ind ¦ Pump System Optimization | 2022 | SC D | MW | After Competition Groups | 9.8926 | 2539424.9961 | 2.5394 | 58.4743 | 0.16918 | 2 | Industrial_2022_SC D_MW_After Competition Groups_2 | Pump System Optimization | 16.92% | 2.5394 | 9.8926 | Industrial_2022_SC D_MW_After Competition Groups_Pump System Optimization
Industrial | Ind ¦ Air Leak Survey and Repair | 2022 | SC D | MW | After Competition Groups | 6.0397 | 222150.9573 | 0.22215 | 58.4743 | 0.10329 | 3 | Industrial_2022_SC D_MW_After Competition Groups_3 | Air Leak Survey and Repair | 10.33% | 0.22215 | 6.0397 | Industrial_2022_SC D_MW_After Competition Groups_Air Leak Survey and Repair
Industrial | Ind ¦ Pump Equipment Upgrade | 2022 | SC D | MW | After Competition Groups | 4.7597 | 1457650.6947 | 1.4577 | 58.4743 | 0.081398 | 4 | Industrial_2022_SC D_MW_After Competition Groups_4 | Pump Equipment Upgrade | 8.14% | 1.4577 | 4.7597 | Industrial_2022_SC D_MW_After Competition Groups_Pump Equipment Upgrade
Industrial | Ind ¦ SEM | 2022 | SC D | MW | After Competition Groups | 4.2812 | 1068625.111 | 1.0686 | 58.4743 | 0.073215 | 5 | Industrial_2022_SC D_MW_After Competition Groups_5 | SEM | 7.322% | 1.0686 | 4.2812 | Industrial_2022_SC D_MW_After Competition Groups_SEM
Industrial | Ind ¦ Fan System Optimization | 2022 | SC D | MW | After Competition Groups | 4.2465 | 1217005.3388 | 1.217 | 58.4743 | 0.072622 | 6 | Industrial_2022_SC D_MW_After Competition Groups_6 | Fan System Optimization | 7.262% | 1.217 | 4.2465 | Industrial_2022_SC D_MW_After Competition Groups_Fan System Optimization
Industrial | Ind ¦ Recommissioning | 2022 | SC D | MW | After Competition Groups | 4.1466 | 678173.3747 | 0.67817 | 58.4743 | 0.070913 | 7 | Industrial_2022_SC D_MW_After Competition Groups_7 | Recommissioning | 7.091% | 0.67817 | 4.1466 | Industrial_2022_SC D_MW_After Competition Groups_Recommissioning
Industrial | Ind ¦ High Efficiency HVAC Fans | 2022 | SC D | MW | After Competition Groups | 2.8723 | 835616.9398 | 0.83562 | 58.4743 | 0.049121 | 8 | Industrial_2022_SC D_MW_After Competition Groups_8 | High Efficiency HVAC Fans | 4.912% | 0.83562 | 2.8723 | Industrial_2022_SC D_MW_After Competition Groups_High Efficiency HVAC Fans
Industrial | Ind ¦ Efficient Compressed Air Nozzles | 2022 | SC D | MW | After Competition Groups | 2.6746 | 175403.0116 | 0.1754 | 58.4743 | 0.04574 | 9 | Industrial_2022_SC D_MW_After Competition Groups_9 | Efficient Compressed Air Nozzles | 4.574% | 0.1754 | 2.6746 | Industrial_2022_SC D_MW_After Competition Groups_Efficient Compressed Air Nozzles
Industrial | Ind ¦ Greenhouse Grow Lights | 2022 | SC D | MW | After Competition Groups | 1.7275 | 452303.196 | 0.4523 | 58.4743 | 0.029543 | 10 | Industrial_2022_SC D_MW_After Competition Groups_10 | Greenhouse Grow Lights | 2.954% | 0.4523 | 1.7275 | Industrial_2022_SC D_MW_After Competition Groups_Greenhouse Grow Lights
Industrial | Ind ¦ Improved Controls - Process Cooling | 2022 | SC D | MW | After Competition Groups | 1.1505 | 103778.2123 | 0.10378 | 58.4743 | 0.019675 | 11 | Industrial_2022_SC D_MW_After Competition Groups_11 | Improved Controls - Process Cooling | 1.968% | 0.10378 | 1.1505 | Industrial_2022_SC D_MW_After Competition Groups_Improved Controls - Process Cooling
Industrial | Ind ¦ Material Handling Improvements | 2022 | SC D | MW | After Competition Groups | 1.1454 | 109343.6603 | 0.10934 | 58.4743 | 0.019589 | 12 | Industrial_2022_SC D_MW_After Competition Groups_12 | Material Handling Improvements | 1.959% | 0.10934 | 1.1454 | Industrial_2022_SC D_MW_After Competition Groups_Material Handling Improvements
Industrial | Ind ¦ Cooling Tower Optimization | 2022 | SC D | MW | After Competition Groups | 0.82805 | 238681.3596 | 0.23868 | 58.4743 | 0.014161 | 13 | Industrial_2022_SC D_MW_After Competition Groups_13 | Cooling Tower Optimization | 1.416% | 0.23868 | 0.82805 | Industrial_2022_SC D_MW_After Competition Groups_Cooling Tower Optimization
Industrial | Ind ¦ Process Optimization (Elec) | 2022 | SC D | MW | After Competition Groups | 0.80754 | 127948.2318 | 0.12795 | 58.4743 | 0.01381 | 14 | Industrial_2022_SC D_MW_After Competition Groups_14 | Process Optimization (Elec) | 1.381% | 0.12795 | 0.80754 | Industrial_2022_SC D_MW_After Competition Groups_Process Optimization (Elec)
Industrial | Ind ¦ Ventilation Optimization | 2022 | SC D | MW | After Competition Groups | 0.65802 | 249012.9876 | 0.24901 | 58.4743 | 0.011253 | 15 | Industrial_2022_SC D_MW_After Competition Groups_15 | Ventilation Optimization | 1.125% | 0.24901 | 0.65802 | Industrial_2022_SC D_MW_After Competition Groups_Ventilation Optimization
Industrial | Ind ¦ Refiner Plate Improvements | 2022 | SC D | MW | After Competition Groups | 0.31262 | 69533.0635 | 0.069533 | 58.4743 | 0.0053463 | 16 | Industrial_2022_SC D_MW_After Competition Groups_16 | Refiner Plate Improvements | 0.5346% | 0.069533 | 0.31262 | Industrial_2022_SC D_MW_After Competition Groups_Refiner Plate Improvements
Industrial | Ind ¦ VAV Conversion Project | 2022 | SC D | MW | After Competition Groups | 0.18358 | 80282.6896 | 0.080283 | 58.4743 | 0.0031395 | 17 | Industrial_2022_SC D_MW_After Competition Groups_17 | VAV Conversion Project | 0.3139% | 0.080283 | 0.18358 | Industrial_2022_SC D_MW_After Competition Groups_VAV Conversion Project
Industrial | Ind ¦ Process Heat Recovery | 2022 | SC D | MW | After Competition Groups | 0.16562 | 61596.5062 | 0.061597 | 58.4743 | 0.0028324 | 18 | Industrial_2022_SC D_MW_After Competition Groups_18 | Process Heat Recovery | 0.2832% | 0.061597 | 0.16562 | Industrial_2022_SC D_MW_After Competition Groups_Process Heat Recovery
Industrial | Ind ¦ Process Improvements | 2022 | SC D | MW | After Competition Groups | 0.15191 | 24633.2251 | 0.024633 | 58.4743 | 0.002598 | 19 | Industrial_2022_SC D_MW_After Competition Groups_19 | Process Improvements | 0.2598% | 0.024633 | 0.15191 | Industrial_2022_SC D_MW_After Competition Groups_Process Improvements
Industrial | Ind ¦ Refrigeration Compressor VFD | 2022 | SC D | MW | After Competition Groups | 0.13297 | 41157.4007 | 0.041157 | 58.4743 | 0.002274 | 20 | Industrial_2022_SC D_MW_After Competition Groups_20 | Refrigeration Compressor VFD | 0.2274% | 0.041157 | 0.13297 | Industrial_2022_SC D_MW_After Competition Groups_Refrigeration Compressor VFD
Industrial | Ind ¦ High Efficiency Battery Charger | 2022 | SC D | MW | After Competition Groups | 0.12394 | 51680.7399 | 0.051681 | 58.4743 | 0.0021196 | 21 | Industrial_2022_SC D_MW_After Competition Groups_21 | High Efficiency Battery Charger | 0.212% | 0.051681 | 0.12394 | Industrial_2022_SC D_MW_After Competition Groups_High Efficiency Battery Charger
Industrial | Ind ¦ Improved Controls - Process Heating | 2022 | SC D | MW | After Competition Groups | 0.095876 | 27466.3718 | 0.027466 | 58.4743 | 0.0016396 | 22 | Industrial_2022_SC D_MW_After Competition Groups_22 | Improved Controls - Process Heating | 0.164% | 0.027466 | 0.095876 | Industrial_2022_SC D_MW_After Competition Groups_Improved Controls - Process Heating
Industrial | Ind ¦ Pulp and Paper Process Improvements | 2022 | SC D | MW | After Competition Groups | 0.079578 | 27918.8894 | 0.027919 | 58.4743 | 0.0013609 | 23 | Industrial_2022_SC D_MW_After Competition Groups_23 | Pulp and Paper Process Improvements | 0.1361% | 0.027919 | 0.079578 | Industrial_2022_SC D_MW_After Competition Groups_Pulp and Paper Process Improvements
Industrial | Ind ¦ Engine Block Heater Timer | 2022 | SC D | MW | After Competition Groups | 0.061487 | 10013.7751 | 0.010014 | 58.4743 | 0.0010515 | 24 | Industrial_2022_SC D_MW_After Competition Groups_24 | Engine Block Heater Timer | 0.1052% | 0.010014 | 0.061487 | Industrial_2022_SC D_MW_After Competition Groups_Engine Block Heater Timer
Industrial | Ind ¦ Free Cooling | 2022 | SC D | MW | After Competition Groups | 0.045515 | 16061.7714 | 0.016062 | 58.4743 | 0.00077838 | 25 | Industrial_2022_SC D_MW_After Competition Groups_25 | Free Cooling | 0.07784% | 0.016062 | 0.045515 | Industrial_2022_SC D_MW_After Competition Groups_Free Cooling
Industrial | Ind ¦ HE Lighting | 2022 | SC D | MW | After Competition Groups | 0.044056 | 30324.6948 | 0.030325 | 58.4743 | 0.00075343 | 26 | Industrial_2022_SC D_MW_After Competition Groups_26 | HE Lighting | 0.07534% | 0.030325 | 0.044056 | Industrial_2022_SC D_MW_After Competition Groups_HE Lighting
Industrial | Ind ¦ Efficient Refrigeration Compressor | 2022 | SC D | MW | After Competition Groups | 0.032315 | 5188.9942 | 0.005189 | 58.4743 | 0.00055264 | 27 | Industrial_2022_SC D_MW_After Competition Groups_27 | Efficient Refrigeration Compressor | 0.05526% | 0.005189 | 0.032315 | Industrial_2022_SC D_MW_After Competition Groups_Efficient Refrigeration Compressor
Industrial | Ind ¦ Air Compressor Heat Recovery | 2022 | SC D | MW | After Competition Groups | 0.026994 | 10094.1558 | 0.010094 | 58.4743 | 0.00046164 | 28 | Industrial_2022_SC D_MW_After Competition Groups_28 | Air Compressor Heat Recovery | 0.04616% | 0.010094 | 0.026994 | Industrial_2022_SC D_MW_After Competition Groups_Air Compressor Heat Recovery
Industrial | Ind ¦ Dairy Pre-Cooler | 2022 | SC D | MW | After Competition Groups | 0.024695 | 5963.2718 | 0.0059633 | 58.4743 | 0.00042233 | 29 | Industrial_2022_SC D_MW_After Competition Groups_29 | Dairy Pre-Cooler | 0.04223% | 0.0059633 | 0.024695 | Industrial_2022_SC D_MW_After Competition Groups_Dairy Pre-Cooler
Industrial | Ind ¦ Efficient Irrigation | 2022 | SC D | MW | After Competition Groups | 0.0078776 | 5477.2183 | 0.0054772 | 58.4743 | 0.00013472 | 30 | Industrial_2022_SC D_MW_After Competition Groups_30 | Efficient Irrigation | 0.01347% | 0.0054772 | 0.0078776 | Industrial_2022_SC D_MW_After Competition Groups_Efficient Irrigation
Industrial | Ind ¦ Heat Lamps/Heat Pad | 2022 | SC D | MW | After Competition Groups | 0 | 0 | 0 | 58.4743 | 0 | 31 | Industrial_2022_SC D_MW_After Competition Groups_31 | Heat Lamps/Heat Pad | 0% | 0 | 0 | Industrial_2022_SC D_MW_After Competition Groups_Heat Lamps/Heat Pad
Industrial | Ind ¦ Air Leak Survey and Repair | 2022 | Technical | MW | After Competition Groups | 75.1099 | 0 | 0 | 629.6642 | 0.11929 | 1 | Industrial_2022_Technical_MW_After Competition Groups_1 | Air Leak Survey and Repair | 11.93% | 0 | 75.1099 | Industrial_2022_Technical_MW_After Competition Groups_Air Leak Survey and Repair
Industrial | Ind ¦ HE Lighting | 2022 | Technical | MW | After Competition Groups | 68.0507 | 0 | 0 | 629.6642 | 0.10807 | 2 | Industrial_2022_Technical_MW_After Competition Groups_2 | HE Lighting | 10.81% | 0 | 68.0507 | Industrial_2022_Technical_MW_After Competition Groups_HE Lighting
Industrial | Ind ¦ Pump System Optimization | 2022 | Technical | MW | After Competition Groups | 67.3243 | 0 | 0 | 629.6642 | 0.10692 | 3 | Industrial_2022_Technical_MW_After Competition Groups_3 | Pump System Optimization | 10.69% | 0 | 67.3243 | Industrial_2022_Technical_MW_After Competition Groups_Pump System Optimization
Industrial | Ind ¦ Recommissioning | 2022 | Technical | MW | After Competition Groups | 54.4018 | 0 | 0 | 629.6642 | 0.086398 | 4 | Industrial_2022_Technical_MW_After Competition Groups_4 | Recommissioning | 8.64% | 0 | 54.4018 | Industrial_2022_Technical_MW_After Competition Groups_Recommissioning
Industrial | Ind ¦ SEM | 2022 | Technical | MW | After Competition Groups | 54.4018 | 0 | 0 | 629.6642 | 0.086398 | 5 | Industrial_2022_Technical_MW_After Competition Groups_5 | SEM | 8.64% | 0 | 54.4018 | Industrial_2022_Technical_MW_After Competition Groups_SEM
Industrial | Ind ¦ Air Compressor Optimization | 2022 | Technical | MW | After Competition Groups | 43.0749 | 0 | 0 | 629.6642 | 0.068409 | 6 | Industrial_2022_Technical_MW_After Competition Groups_6 | Air Compressor Optimization | 6.841% | 0 | 43.0749 | Industrial_2022_Technical_MW_After Competition Groups_Air Compressor Optimization
Industrial | Ind ¦ Efficient Compressed Air Nozzles | 2022 | Technical | MW | After Competition Groups | 40.6043 | 0 | 0 | 629.6642 | 0.064486 | 7 | Industrial_2022_Technical_MW_After Competition Groups_7 | Efficient Compressed Air Nozzles | 6.449% | 0 | 40.6043 | Industrial_2022_Technical_MW_After Competition Groups_Efficient Compressed Air Nozzles
Industrial | Ind ¦ Pump Equipment Upgrade | 2022 | Technical | MW | After Competition Groups | 32.0375 | 0 | 0 | 629.6642 | 0.05088 | 8 | Industrial_2022_Technical_MW_After Competition Groups_8 | Pump Equipment Upgrade | 5.088% | 0 | 32.0375 | Industrial_2022_Technical_MW_After Competition Groups_Pump Equipment Upgrade
Industrial | Ind ¦ Process Optimization (Elec) | 2022 | Technical | MW | After Competition Groups | 22.2198 | 0 | 0 | 629.6642 | 0.035288 | 9 | Industrial_2022_Technical_MW_After Competition Groups_9 | Process Optimization (Elec) | 3.529% | 0 | 22.2198 | Industrial_2022_Technical_MW_After Competition Groups_Process Optimization (Elec)
Industrial | Ind ¦ High Efficiency HVAC Fans | 2022 | Technical | MW | After Competition Groups | 22.1976 | 0 | 0 | 629.6642 | 0.035253 | 10 | Industrial_2022_Technical_MW_After Competition Groups_10 | High Efficiency HVAC Fans | 3.525% | 0 | 22.1976 | Industrial_2022_Technical_MW_After Competition Groups_High Efficiency HVAC Fans
Industrial | Ind ¦ Premium Efficient Motors | 2022 | Technical | MW | After Competition Groups | 18.0662 | 0 | 0 | 629.6642 | 0.028692 | 11 | Industrial_2022_Technical_MW_After Competition Groups_11 | Premium Efficient Motors | 2.869% | 0 | 18.0662 | Industrial_2022_Technical_MW_After Competition Groups_Premium Efficient Motors
Industrial | Ind ¦ Greenhouse Grow Lights | 2022 | Technical | MW | After Competition Groups | 17.5895 | 0 | 0 | 629.6642 | 0.027935 | 12 | Industrial_2022_Technical_MW_After Competition Groups_12 | Greenhouse Grow Lights | 2.793% | 0 | 17.5895 | Industrial_2022_Technical_MW_After Competition Groups_Greenhouse Grow Lights
Industrial | Ind ¦ Fan System Optimization | 2022 | Technical | MW | After Competition Groups | 16.3213 | 0 | 0 | 629.6642 | 0.025921 | 13 | Industrial_2022_Technical_MW_After Competition Groups_13 | Fan System Optimization | 2.592% | 0 | 16.3213 | Industrial_2022_Technical_MW_After Competition Groups_Fan System Optimization
Industrial | Ind ¦ Improved Controls - Process Cooling | 2022 | Technical | MW | After Competition Groups | 14.4917 | 0 | 0 | 629.6642 | 0.023015 | 14 | Industrial_2022_Technical_MW_After Competition Groups_14 | Improved Controls - Process Cooling | 2.301% | 0 | 14.4917 | Industrial_2022_Technical_MW_After Competition Groups_Improved Controls - Process Cooling
Industrial | Ind ¦ HE HVAC Controls | 2022 | Technical | MW | After Competition Groups | 8.9366 | 0 | 0 | 629.6642 | 0.014193 | 15 | Industrial_2022_Technical_MW_After Competition Groups_15 | HE HVAC Controls | 1.419% | 0 | 8.9366 | Industrial_2022_Technical_MW_After Competition Groups_HE HVAC Controls
Industrial | Ind ¦ Pulp and Paper Process Improvements | 2022 | Technical | MW | After Competition Groups | 8.1121 | 0 | 0 | 629.6642 | 0.012883 | 16 | Industrial_2022_Technical_MW_After Competition Groups_16 | Pulp and Paper Process Improvements | 1.288% | 0 | 8.1121 | Industrial_2022_Technical_MW_After Competition Groups_Pulp and Paper Process Improvements
Industrial | Ind ¦ Ventilation Optimization | 2022 | Technical | MW | After Competition Groups | 7.7391 | 0 | 0 | 629.6642 | 0.012291 | 17 | Industrial_2022_Technical_MW_After Competition Groups_17 | Ventilation Optimization | 1.229% | 0 | 7.7391 | Industrial_2022_Technical_MW_After Competition Groups_Ventilation Optimization
Industrial | Ind ¦ Material Handling Improvements | 2022 | Technical | MW | After Competition Groups | 6.0527 | 0 | 0 | 629.6642 | 0.0096126 | 18 | Industrial_2022_Technical_MW_After Competition Groups_18 | Material Handling Improvements | 0.9613% | 0 | 6.0527 | Industrial_2022_Technical_MW_After Competition Groups_Material Handling Improvements
Industrial | Ind ¦ Chiller Optimization | 2022 | Technical | MW | After Competition Groups | 5.5358 | 0 | 0 | 629.6642 | 0.0087916 | 19 | Industrial_2022_Technical_MW_After Competition Groups_19 | Chiller Optimization | 0.8792% | 0 | 5.5358 | Industrial_2022_Technical_MW_After Competition Groups_Chiller Optimization
Industrial | Ind ¦ HVLS Fans | 2022 | Technical | MW | After Competition Groups | 4.9317 | 0 | 0 | 629.6642 | 0.0078323 | 20 | Industrial_2022_Technical_MW_After Competition Groups_20 | HVLS Fans | 0.7832% | 0 | 4.9317 | Industrial_2022_Technical_MW_After Competition Groups_HVLS Fans
Industrial | Ind ¦ Refiner Plate Improvements | 2022 | Technical | MW | After Competition Groups | 4.9317 | 0 | 0 | 629.6642 | 0.0078323 | 21 | Industrial_2022_Technical_MW_After Competition Groups_21 | Refiner Plate Improvements | 0.7832% | 0 | 4.9317 | Industrial_2022_Technical_MW_After Competition Groups_Refiner Plate Improvements
Industrial | Ind ¦ HE HVAC Units | 2022 | Technical | MW | After Competition Groups | 4.9056 | 0 | 0 | 629.6642 | 0.0077908 | 22 | Industrial_2022_Technical_MW_After Competition Groups_22 | HE HVAC Units | 0.7791% | 0 | 4.9056 | Industrial_2022_Technical_MW_After Competition Groups_HE HVAC Units
Industrial | Ind ¦ Cooling Tower Optimization | 2022 | Technical | MW | After Competition Groups | 4.3122 | 0 | 0 | 629.6642 | 0.0068484 | 23 | Industrial_2022_Technical_MW_After Competition Groups_23 | Cooling Tower Optimization | 0.6848% | 0 | 4.3122 | Industrial_2022_Technical_MW_After Competition Groups_Cooling Tower Optimization
Industrial | Ind ¦ Free Cooling | 2022 | Technical | MW | After Competition Groups | 3.5963 | 0 | 0 | 629.6642 | 0.0057115 | 24 | Industrial_2022_Technical_MW_After Competition Groups_24 | Free Cooling | 0.5711% | 0 | 3.5963 | Industrial_2022_Technical_MW_After Competition Groups_Free Cooling
Industrial | Ind ¦ VAV Conversion Project | 2022 | Technical | MW | After Competition Groups | 3.3919 | 0 | 0 | 629.6642 | 0.0053869 | 25 | Industrial_2022_Technical_MW_After Competition Groups_25 | VAV Conversion Project | 0.5387% | 0 | 3.3919 | Industrial_2022_Technical_MW_After Competition Groups_VAV Conversion Project
Industrial | Ind ¦ Cold Storage Retrofit | 2022 | Technical | MW | After Competition Groups | 2.9427 | 0 | 0 | 629.6642 | 0.0046734 | 26 | Industrial_2022_Technical_MW_After Competition Groups_26 | Cold Storage Retrofit | 0.4673% | 0 | 2.9427 | Industrial_2022_Technical_MW_After Competition Groups_Cold Storage Retrofit
Industrial | Ind ¦ Process Heat Recovery | 2022 | Technical | MW | After Competition Groups | 2.8642 | 0 | 0 | 629.6642 | 0.0045488 | 27 | Industrial_2022_Technical_MW_After Competition Groups_27 | Process Heat Recovery | 0.4549% | 0 | 2.8642 | Industrial_2022_Technical_MW_After Competition Groups_Process Heat Recovery
Industrial | Ind ¦ Synchronous Belts | 2022 | Technical | MW | After Competition Groups | 2.7282 | 0 | 0 | 629.6642 | 0.0043328 | 28 | Industrial_2022_Technical_MW_After Competition Groups_28 | Synchronous Belts | 0.4333% | 0 | 2.7282 | Industrial_2022_Technical_MW_After Competition Groups_Synchronous Belts
Industrial | Ind ¦ Process Improvements | 2022 | Technical | MW | After Competition Groups | 2.2062 | 0 | 0 | 629.6642 | 0.0035037 | 29 | Industrial_2022_Technical_MW_After Competition Groups_29 | Process Improvements | 0.3504% | 0 | 2.2062 | Industrial_2022_Technical_MW_After Competition Groups_Process Improvements
Industrial | Ind ¦ High Efficiency Battery Charger | 2022 | Technical | MW | After Competition Groups | 2.1377 | 0 | 0 | 629.6642 | 0.003395 | 30 | Industrial_2022_Technical_MW_After Competition Groups_30 | High Efficiency Battery Charger | 0.3395% | 0 | 2.1377 | Industrial_2022_Technical_MW_After Competition Groups_High Efficiency Battery Charger
Industrial | Ind ¦ Efficient Irrigation | 2022 | Technical | MW | After Competition Groups | 1.7458 | 0 | 0 | 629.6642 | 0.0027727 | 31 | Industrial_2022_Technical_MW_After Competition Groups_31 | Efficient Irrigation | 0.2773% | 0 | 1.7458 | Industrial_2022_Technical_MW_After Competition Groups_Efficient Irrigation
Industrial | Ind ¦ Improved Controls - Process Heating | 2022 | Technical | MW | After Competition Groups | 1.3179 | 0 | 0 | 629.6642 | 0.002093 | 32 | Industrial_2022_Technical_MW_After Competition Groups_32 | Improved Controls - Process Heating | 0.2093% | 0 | 1.3179 | Industrial_2022_Technical_MW_After Competition Groups_Improved Controls - Process Heating
Industrial | Ind ¦ Refrigeration Compressor VFD | 2022 | Technical | MW | After Competition Groups | 1.1662 | 0 | 0 | 629.6642 | 0.0018522 | 33 | Industrial_2022_Technical_MW_After Competition Groups_33 | Refrigeration Compressor VFD | 0.1852% | 0 | 1.1662 | Industrial_2022_Technical_MW_After Competition Groups_Refrigeration Compressor VFD
Industrial | Ind ¦ Efficient Transformer | 2022 | Technical | MW | After Competition Groups | 1.0724 | 0 | 0 | 629.6642 | 0.0017032 | 34 | Industrial_2022_Technical_MW_After Competition Groups_34 | Efficient Transformer | 0.1703% | 0 | 1.0724 | Industrial_2022_Technical_MW_After Competition Groups_Efficient Transformer
Industrial | Ind ¦ High Efficiency Welders | 2022 | Technical | MW | After Competition Groups | 0.87344 | 0 | 0 | 629.6642 | 0.0013872 | 35 | Industrial_2022_Technical_MW_After Competition Groups_35 | High Efficiency Welders | 0.1387% | 0 | 0.87344 | Industrial_2022_Technical_MW_After Competition Groups_High Efficiency Welders
Industrial | Ind ¦ Engine Block Heater Timer | 2022 | Technical | MW | After Competition Groups | 0.84077 | 0 | 0 | 629.6642 | 0.0013353 | 36 | Industrial_2022_Technical_MW_After Competition Groups_36 | Engine Block Heater Timer | 0.1335% | 0 | 0.84077 | Industrial_2022_Technical_MW_After Competition Groups_Engine Block Heater Timer
Industrial | Ind ¦ Dairy Pre-Cooler | 2022 | Technical | MW | After Competition Groups | 0.47096 | 0 | 0 | 629.6642 | 0.00074795 | 37 | Industrial_2022_Technical_MW_After Competition Groups_37 | Dairy Pre-Cooler | 0.0748% | 0 | 0.47096 | Industrial_2022_Technical_MW_After Competition Groups_Dairy Pre-Cooler
Industrial | Ind ¦ Air Compressor Heat Recovery | 2022 | Technical | MW | After Competition Groups | 0.37111 | 0 | 0 | 629.6642 | 0.00058938 | 38 | Industrial_2022_Technical_MW_After Competition Groups_38 | Air Compressor Heat Recovery | 0.05894% | 0 | 0.37111 | Industrial_2022_Technical_MW_After Competition Groups_Air Compressor Heat Recovery
Industrial | Ind ¦ Optimize Compressed Air Dryer | 2022 | Technical | MW | After Competition Groups | 0.26543 | 0 | 0 | 629.6642 | 0.00042154 | 39 | Industrial_2022_Technical_MW_After Competition Groups_39 | Optimize Compressed Air Dryer | 0.04215% | 0 | 0.26543 | Industrial_2022_Technical_MW_After Competition Groups_Optimize Compressed Air Dryer
Industrial | Ind ¦ Heat Lamps/Heat Pad | 2022 | Technical | MW | After Competition Groups | 0.11941 | 0 | 0 | 629.6642 | 0.00018964 | 40 | Industrial_2022_Technical_MW_After Competition Groups_40 | Heat Lamps/Heat Pad | 0.01896% | 0 | 0.11941 | Industrial_2022_Technical_MW_After Competition Groups_Heat Lamps/Heat Pad
Industrial | Ind ¦ Creep Heat Controller | 2022 | Technical | MW | After Competition Groups | 0.10541 | 0 | 0 | 629.6642 | 0.00016741 | 41 | Industrial_2022_Technical_MW_After Competition Groups_41 | Creep Heat Controller | 0.01674% | 0 | 0.10541 | Industrial_2022_Technical_MW_After Competition Groups_Creep Heat Controller
Industrial | Ind ¦ Efficient Refrigeration Compressor | 2022 | Technical | MW | After Competition Groups | 0.099316 | 0 | 0 | 629.6642 | 0.00015773 | 42 | Industrial_2022_Technical_MW_After Competition Groups_42 | Efficient Refrigeration Compressor | 0.01577% | 0 | 0.099316 | Industrial_2022_Technical_MW_After Competition Groups_Efficient Refrigeration Compressor
Industrial | Ind ¦ Air Leak Survey and Repair | 2023 | Economic | MW | After Competition Groups | 74.5433 | 0 | 0 | 463.5399 | 0.16081 | 1 | Industrial_2023_Economic_MW_After Competition Groups_1 | Air Leak Survey and Repair | 16.08% | 0 | 74.5433 | Industrial_2023_Economic_MW_After Competition Groups_Air Leak Survey and Repair
Industrial | Ind ¦ Recommissioning | 2023 | Economic | MW | After Competition Groups | 53.9096 | 0 | 0 | 463.5399 | 0.1163 | 2 | Industrial_2023_Economic_MW_After Competition Groups_2 | Recommissioning | 11.63% | 0 | 53.9096 | Industrial_2023_Economic_MW_After Competition Groups_Recommissioning
Industrial | Ind ¦ SEM | 2023 | Economic | MW | After Competition Groups | 53.9096 | 0 | 0 | 463.5399 | 0.1163 | 3 | Industrial_2023_Economic_MW_After Competition Groups_3 | SEM | 11.63% | 0 | 53.9096 | Industrial_2023_Economic_MW_After Competition Groups_SEM
Industrial | Ind ¦ Air Compressor Optimization | 2023 | Economic | MW | After Competition Groups | 44.6261 | 0 | 0 | 463.5399 | 0.096272 | 4 | Industrial_2023_Economic_MW_After Competition Groups_4 | Air Compressor Optimization | 9.627% | 0 | 44.6261 | Industrial_2023_Economic_MW_After Competition Groups_Air Compressor Optimization
Industrial | Ind ¦ Efficient Compressed Air Nozzles | 2023 | Economic | MW | After Competition Groups | 42.488 | 0 | 0 | 463.5399 | 0.09166 | 5 | Industrial_2023_Economic_MW_After Competition Groups_5 | Efficient Compressed Air Nozzles | 9.166% | 0 | 42.488 | Industrial_2023_Economic_MW_After Competition Groups_Efficient Compressed Air Nozzles
Industrial | Ind ¦ Pump System Optimization | 2023 | Economic | MW | After Competition Groups | 25.4337 | 0 | 0 | 463.5399 | 0.054869 | 6 | Industrial_2023_Economic_MW_After Competition Groups_6 | Pump System Optimization | 5.487% | 0 | 25.4337 | Industrial_2023_Economic_MW_After Competition Groups_Pump System Optimization
Industrial | Ind ¦ High Efficiency HVAC Fans | 2023 | Economic | MW | After Competition Groups | 22.7405 | 0 | 0 | 463.5399 | 0.049058 | 7 | Industrial_2023_Economic_MW_After Competition Groups_7 | High Efficiency HVAC Fans | 4.906% | 0 | 22.7405 | Industrial_2023_Economic_MW_After Competition Groups_High Efficiency HVAC Fans
Industrial | Ind ¦ Process Optimization (Elec) | 2023 | Economic | MW | After Competition Groups | 22.0016 | 0 | 0 | 463.5399 | 0.047464 | 8 | Industrial_2023_Economic_MW_After Competition Groups_8 | Process Optimization (Elec) | 4.746% | 0 | 22.0016 | Industrial_2023_Economic_MW_After Competition Groups_Process Optimization (Elec)
Industrial | Ind ¦ HE Lighting | 2023 | Economic | MW | After Competition Groups | 20.3024 | 0 | 0 | 463.5399 | 0.043799 | 9 | Industrial_2023_Economic_MW_After Competition Groups_9 | HE Lighting | 4.38% | 0 | 20.3024 | Industrial_2023_Economic_MW_After Competition Groups_HE Lighting
Industrial | Ind ¦ Greenhouse Grow Lights | 2023 | Economic | MW | After Competition Groups | 18.1357 | 0 | 0 | 463.5399 | 0.039124 | 10 | Industrial_2023_Economic_MW_After Competition Groups_10 | Greenhouse Grow Lights | 3.912% | 0 | 18.1357 | Industrial_2023_Economic_MW_After Competition Groups_Greenhouse Grow Lights
Industrial | Ind ¦ Fan System Optimization | 2023 | Economic | MW | After Competition Groups | 16.7289 | 0 | 0 | 463.5399 | 0.036089 | 11 | Industrial_2023_Economic_MW_After Competition Groups_11 | Fan System Optimization | 3.609% | 0 | 16.7289 | Industrial_2023_Economic_MW_After Competition Groups_Fan System Optimization
Industrial | Ind ¦ Improved Controls - Process Cooling | 2023 | Economic | MW | After Competition Groups | 14.302 | 0 | 0 | 463.5399 | 0.030854 | 12 | Industrial_2023_Economic_MW_After Competition Groups_12 | Improved Controls - Process Cooling | 3.085% | 0 | 14.302 | Industrial_2023_Economic_MW_After Competition Groups_Improved Controls - Process Cooling
Industrial | Ind ¦ Pump Equipment Upgrade | 2023 | Economic | MW | After Competition Groups | 9.8279 | 0 | 0 | 463.5399 | 0.021202 | 13 | Industrial_2023_Economic_MW_After Competition Groups_13 | Pump Equipment Upgrade | 2.12% | 0 | 9.8279 | Industrial_2023_Economic_MW_After Competition Groups_Pump Equipment Upgrade
Industrial | Ind ¦ Pulp and Paper Process Improvements | 2023 | Economic | MW | After Competition Groups | 8.1204 | 0 | 0 | 463.5399 | 0.017518 | 14 | Industrial_2023_Economic_MW_After Competition Groups_14 | Pulp and Paper Process Improvements | 1.752% | 0 | 8.1204 | Industrial_2023_Economic_MW_After Competition Groups_Pulp and Paper Process Improvements
Industrial | Ind ¦ Material Handling Improvements | 2023 | Economic | MW | After Competition Groups | 6.3269 | 0 | 0 | 463.5399 | 0.013649 | 15 | Industrial_2023_Economic_MW_After Competition Groups_15 | Material Handling Improvements | 1.365% | 0 | 6.3269 | Industrial_2023_Economic_MW_After Competition Groups_Material Handling Improvements
Industrial | Ind ¦ Refiner Plate Improvements | 2023 | Economic | MW | After Competition Groups | 5.1521 | 0 | 0 | 463.5399 | 0.011115 | 16 | Industrial_2023_Economic_MW_After Competition Groups_16 | Refiner Plate Improvements | 1.111% | 0 | 5.1521 | Industrial_2023_Economic_MW_After Competition Groups_Refiner Plate Improvements
Industrial | Ind ¦ Cooling Tower Optimization | 2023 | Economic | MW | After Competition Groups | 4.2713 | 0 | 0 | 463.5399 | 0.0092145 | 17 | Industrial_2023_Economic_MW_After Competition Groups_17 | Cooling Tower Optimization | 0.9215% | 0 | 4.2713 | Industrial_2023_Economic_MW_After Competition Groups_Cooling Tower Optimization
Industrial | Ind ¦ Free Cooling | 2023 | Economic | MW | After Competition Groups | 3.577 | 0 | 0 | 463.5399 | 0.0077167 | 18 | Industrial_2023_Economic_MW_After Competition Groups_18 | Free Cooling | 0.7717% | 0 | 3.577 | Industrial_2023_Economic_MW_After Competition Groups_Free Cooling
Industrial | Ind ¦ VAV Conversion Project | 2023 | Economic | MW | After Competition Groups | 3.3109 | 0 | 0 | 463.5399 | 0.0071427 | 19 | Industrial_2023_Economic_MW_After Competition Groups_19 | VAV Conversion Project | 0.7143% | 0 | 3.3109 | Industrial_2023_Economic_MW_After Competition Groups_VAV Conversion Project
Industrial | Ind ¦ Process Heat Recovery | 2023 | Economic | MW | After Competition Groups | 2.8272 | 0 | 0 | 463.5399 | 0.0060991 | 20 | Industrial_2023_Economic_MW_After Competition Groups_20 | Process Heat Recovery | 0.6099% | 0 | 2.8272 | Industrial_2023_Economic_MW_After Competition Groups_Process Heat Recovery
Industrial | Ind ¦ High Efficiency Battery Charger | 2023 | Economic | MW | After Competition Groups | 2.1998 | 0 | 0 | 463.5399 | 0.0047458 | 21 | Industrial_2023_Economic_MW_After Competition Groups_21 | High Efficiency Battery Charger | 0.4746% | 0 | 2.1998 | Industrial_2023_Economic_MW_After Competition Groups_High Efficiency Battery Charger
Industrial | Ind ¦ Process Improvements | 2023 | Economic | MW | After Competition Groups | 2.1834 | 0 | 0 | 463.5399 | 0.0047104 | 22 | Industrial_2023_Economic_MW_After Competition Groups_22 | Process Improvements | 0.471% | 0 | 2.1834 | Industrial_2023_Economic_MW_After Competition Groups_Process Improvements
Industrial | Ind ¦ Ventilation Optimization | 2023 | Economic | MW | After Competition Groups | 1.9469 | 0 | 0 | 463.5399 | 0.0042 | 23 | Industrial_2023_Economic_MW_After Competition Groups_23 | Ventilation Optimization | 0.42% | 0 | 1.9469 | Industrial_2023_Economic_MW_After Competition Groups_Ventilation Optimization
Industrial | Ind ¦ Improved Controls - Process Heating | 2023 | Economic | MW | After Competition Groups | 1.3145 | 0 | 0 | 463.5399 | 0.0028357 | 24 | Industrial_2023_Economic_MW_After Competition Groups_24 | Improved Controls - Process Heating | 0.2836% | 0 | 1.3145 | Industrial_2023_Economic_MW_After Competition Groups_Improved Controls - Process Heating
Industrial | Ind ¦ Refrigeration Compressor VFD | 2023 | Economic | MW | After Competition Groups | 1.2038 | 0 | 0 | 463.5399 | 0.0025969 | 25 | Industrial_2023_Economic_MW_After Competition Groups_25 | Refrigeration Compressor VFD | 0.2597% | 0 | 1.2038 | Industrial_2023_Economic_MW_After Competition Groups_Refrigeration Compressor VFD
Industrial | Ind ¦ Engine Block Heater Timer | 2023 | Economic | MW | After Competition Groups | 0.83215 | 0 | 0 | 463.5399 | 0.0017952 | 26 | Industrial_2023_Economic_MW_After Competition Groups_26 | Engine Block Heater Timer | 0.1795% | 0 | 0.83215 | Industrial_2023_Economic_MW_After Competition Groups_Engine Block Heater Timer
Industrial | Ind ¦ Efficient Irrigation | 2023 | Economic | MW | After Competition Groups | 0.65313 | 0 | 0 | 463.5399 | 0.001409 | 27 | Industrial_2023_Economic_MW_After Competition Groups_27 | Efficient Irrigation | 0.1409% | 0 | 0.65313 | Industrial_2023_Economic_MW_After Competition Groups_Efficient Irrigation
Industrial | Ind ¦ Air Compressor Heat Recovery | 2023 | Economic | MW | After Competition Groups | 0.36759 | 0 | 0 | 463.5399 | 0.00079301 | 28 | Industrial_2023_Economic_MW_After Competition Groups_28 | Air Compressor Heat Recovery | 0.0793% | 0 | 0.36759 | Industrial_2023_Economic_MW_After Competition Groups_Air Compressor Heat Recovery
Industrial | Ind ¦ Dairy Pre-Cooler | 2023 | Economic | MW | After Competition Groups | 0.20087 | 0 | 0 | 463.5399 | 0.00043333 | 29 | Industrial_2023_Economic_MW_After Competition Groups_29 | Dairy Pre-Cooler | 0.04333% | 0 | 0.20087 | Industrial_2023_Economic_MW_After Competition Groups_Dairy Pre-Cooler
Industrial | Ind ¦ Efficient Refrigeration Compressor | 2023 | Economic | MW | After Competition Groups | 0.10275 | 0 | 0 | 463.5399 | 0.00022166 | 30 | Industrial_2023_Economic_MW_After Competition Groups_30 | Efficient Refrigeration Compressor | 0.02217% | 0 | 0.10275 | Industrial_2023_Economic_MW_After Competition Groups_Efficient Refrigeration Compressor
Industrial | Ind ¦ Heat Lamps/Heat Pad | 2023 | Economic | MW | After Competition Groups | 0 | 0 | 0 | 463.5399 | 0 | 31 | Industrial_2023_Economic_MW_After Competition Groups_31 | Heat Lamps/Heat Pad | 0% | 0 | 0 | Industrial_2023_Economic_MW_After Competition Groups_Heat Lamps/Heat Pad
Industrial | Ind ¦ Air Compressor Optimization | 2023 | SC A | MW | After Competition Groups | 15.2099 | 0 | 0 | 74.9615 | 0.2029 | 1 | Industrial_2023_SC A_MW_After Competition Groups_1 | Air Compressor Optimization | 20.29% | 0 | 15.2099 | Industrial_2023_SC A_MW_After Competition Groups_Air Compressor Optimization
Industrial | Ind ¦ Pump System Optimization | 2023 | SC A | MW | After Competition Groups | 12.359 | 0 | 0 | 74.9615 | 0.16487 | 2 | Industrial_2023_SC A_MW_After Competition Groups_2 | Pump System Optimization | 16.49% | 0 | 12.359 | Industrial_2023_SC A_MW_After Competition Groups_Pump System Optimization
Industrial | Ind ¦ Air Leak Survey and Repair | 2023 | SC A | MW | After Competition Groups | 7.9889 | 0 | 0 | 74.9615 | 0.10657 | 3 | Industrial_2023_SC A_MW_After Competition Groups_3 | Air Leak Survey and Repair | 10.66% | 0 | 7.9889 | Industrial_2023_SC A_MW_After Competition Groups_Air Leak Survey and Repair
Industrial | Ind ¦ Pump Equipment Upgrade | 2023 | SC A | MW | After Competition Groups | 6.0969 | 0 | 0 | 74.9615 | 0.081333 | 4 | Industrial_2023_SC A_MW_After Competition Groups_4 | Pump Equipment Upgrade | 8.133% | 0 | 6.0969 | Industrial_2023_SC A_MW_After Competition Groups_Pump Equipment Upgrade
Industrial | Ind ¦ Recommissioning | 2023 | SC A | MW | After Competition Groups | 5.6546 | 0 | 0 | 74.9615 | 0.075434 | 5 | Industrial_2023_SC A_MW_After Competition Groups_5 | Recommissioning | 7.543% | 0 | 5.6546 | Industrial_2023_SC A_MW_After Competition Groups_Recommissioning
Industrial | Ind ¦ SEM | 2023 | SC A | MW | After Competition Groups | 5.6546 | 0 | 0 | 74.9615 | 0.075434 | 6 | Industrial_2023_SC A_MW_After Competition Groups_6 | SEM | 7.543% | 0 | 5.6546 | Industrial_2023_SC A_MW_After Competition Groups_SEM
Industrial | Ind ¦ Fan System Optimization | 2023 | SC A | MW | After Competition Groups | 5.0776 | 0 | 0 | 74.9615 | 0.067736 | 7 | Industrial_2023_SC A_MW_After Competition Groups_7 | Fan System Optimization | 6.774% | 0 | 5.0776 | Industrial_2023_SC A_MW_After Competition Groups_Fan System Optimization
Industrial | Ind ¦ High Efficiency HVAC Fans | 2023 | SC A | MW | After Competition Groups | 3.7796 | 0 | 0 | 74.9615 | 0.050421 | 8 | Industrial_2023_SC A_MW_After Competition Groups_8 | High Efficiency HVAC Fans | 5.042% | 0 | 3.7796 | Industrial_2023_SC A_MW_After Competition Groups_High Efficiency HVAC Fans
Industrial | Ind ¦ Efficient Compressed Air Nozzles | 2023 | SC A | MW | After Competition Groups | 3.6519 | 0 | 0 | 74.9615 | 0.048717 | 9 | Industrial_2023_SC A_MW_After Competition Groups_9 | Efficient Compressed Air Nozzles | 4.872% | 0 | 3.6519 | Industrial_2023_SC A_MW_After Competition Groups_Efficient Compressed Air Nozzles
Industrial | Ind ¦ Greenhouse Grow Lights | 2023 | SC A | MW | After Competition Groups | 2.4236 | 0 | 0 | 74.9615 | 0.032331 | 10 | Industrial_2023_SC A_MW_After Competition Groups_10 | Greenhouse Grow Lights | 3.233% | 0 | 2.4236 | Industrial_2023_SC A_MW_After Competition Groups_Greenhouse Grow Lights
Industrial | Ind ¦ Improved Controls - Process Cooling | 2023 | SC A | MW | After Competition Groups | 1.5174 | 0 | 0 | 74.9615 | 0.020243 | 11 | Industrial_2023_SC A_MW_After Competition Groups_11 | Improved Controls - Process Cooling | 2.024% | 0 | 1.5174 | Industrial_2023_SC A_MW_After Competition Groups_Improved Controls - Process Cooling
Industrial | Ind ¦ Material Handling Improvements | 2023 | SC A | MW | After Competition Groups | 1.437 | 0 | 0 | 74.9615 | 0.019169 | 12 | Industrial_2023_SC A_MW_After Competition Groups_12 | Material Handling Improvements | 1.917% | 0 | 1.437 | Industrial_2023_SC A_MW_After Competition Groups_Material Handling Improvements
Industrial | Ind ¦ Process Optimization (Elec) | 2023 | SC A | MW | After Competition Groups | 1.0531 | 0 | 0 | 74.9615 | 0.014049 | 13 | Industrial_2023_SC A_MW_After Competition Groups_13 | Process Optimization (Elec) | 1.405% | 0 | 1.0531 | Industrial_2023_SC A_MW_After Competition Groups_Process Optimization (Elec)
Industrial | Ind ¦ Refiner Plate Improvements | 2023 | SC A | MW | After Competition Groups | 0.42337 | 0 | 0 | 74.9615 | 0.0056479 | 14 | Industrial_2023_SC A_MW_After Competition Groups_14 | Refiner Plate Improvements | 0.5648% | 0 | 0.42337 | Industrial_2023_SC A_MW_After Competition Groups_Refiner Plate Improvements
Industrial | Ind ¦ Ventilation Optimization | 2023 | SC A | MW | After Competition Groups | 0.38046 | 0 | 0 | 74.9615 | 0.0050754 | 15 | Industrial_2023_SC A_MW_After Competition Groups_15 | Ventilation Optimization | 0.5075% | 0 | 0.38046 | Industrial_2023_SC A_MW_After Competition Groups_Ventilation Optimization
Industrial | Ind ¦ VAV Conversion Project | 2023 | SC A | MW | After Competition Groups | 0.34607 | 0 | 0 | 74.9615 | 0.0046166 | 16 | Industrial_2023_SC A_MW_After Competition Groups_16 | VAV Conversion Project | 0.4617% | 0 | 0.34607 | Industrial_2023_SC A_MW_After Competition Groups_VAV Conversion Project
Industrial | Ind ¦ Pulp and Paper Process Improvements | 2023 | SC A | MW | After Competition Groups | 0.32303 | 0 | 0 | 74.9615 | 0.0043093 | 17 | Industrial_2023_SC A_MW_After Competition Groups_17 | Pulp and Paper Process Improvements | 0.4309% | 0 | 0.32303 | Industrial_2023_SC A_MW_After Competition Groups_Pulp and Paper Process Improvements
Industrial | Ind ¦ Process Heat Recovery | 2023 | SC A | MW | After Competition Groups | 0.28924 | 0 | 0 | 74.9615 | 0.0038585 | 18 | Industrial_2023_SC A_MW_After Competition Groups_18 | Process Heat Recovery | 0.3859% | 0 | 0.28924 | Industrial_2023_SC A_MW_After Competition Groups_Process Heat Recovery
Industrial | Ind ¦ High Efficiency Battery Charger | 2023 | SC A | MW | After Competition Groups | 0.21918 | 0 | 0 | 74.9615 | 0.0029239 | 19 | Industrial_2023_SC A_MW_After Competition Groups_19 | High Efficiency Battery Charger | 0.2924% | 0 | 0.21918 | Industrial_2023_SC A_MW_After Competition Groups_High Efficiency Battery Charger
Industrial | Ind ¦ Process Improvements | 2023 | SC A | MW | After Competition Groups | 0.21694 | 0 | 0 | 74.9615 | 0.002894 | 20 | Industrial_2023_SC A_MW_After Competition Groups_20 | Process Improvements | 0.2894% | 0 | 0.21694 | Industrial_2023_SC A_MW_After Competition Groups_Process Improvements
Industrial | Ind ¦ Refrigeration Compressor VFD | 2023 | SC A | MW | After Competition Groups | 0.21629 | 0 | 0 | 74.9615 | 0.0028854 | 21 | Industrial_2023_SC A_MW_After Competition Groups_21 | Refrigeration Compressor VFD | 0.2885% | 0 | 0.21629 | Industrial_2023_SC A_MW_After Competition Groups_Refrigeration Compressor VFD
Industrial | Ind ¦ Improved Controls - Process Heating | 2023 | SC A | MW | After Competition Groups | 0.14083 | 0 | 0 | 74.9615 | 0.0018787 | 22 | Industrial_2023_SC A_MW_After Competition Groups_22 | Improved Controls - Process Heating | 0.1879% | 0 | 0.14083 | Industrial_2023_SC A_MW_After Competition Groups_Improved Controls - Process Heating
Industrial | Ind ¦ HE Lighting | 2023 | SC A | MW | After Competition Groups | 0.13561 | 0 | 0 | 74.9615 | 0.001809 | 23 | Industrial_2023_SC A_MW_After Competition Groups_23 | HE Lighting | 0.1809% | 0 | 0.13561 | Industrial_2023_SC A_MW_After Competition Groups_HE Lighting
Industrial | Ind ¦ Cooling Tower Optimization | 2023 | SC A | MW | After Competition Groups | 0.12862 | 0 | 0 | 74.9615 | 0.0017159 | 24 | Industrial_2023_SC A_MW_After Competition Groups_24 | Cooling Tower Optimization | 0.1716% | 0 | 0.12862 | Industrial_2023_SC A_MW_After Competition Groups_Cooling Tower Optimization
Industrial | Ind ¦ Engine Block Heater Timer | 2023 | SC A | MW | After Competition Groups | 0.085195 | 0 | 0 | 74.9615 | 0.0011365 | 25 | Industrial_2023_SC A_MW_After Competition Groups_25 | Engine Block Heater Timer | 0.1137% | 0 | 0.085195 | Industrial_2023_SC A_MW_After Competition Groups_Engine Block Heater Timer
Industrial | Ind ¦ Dairy Pre-Cooler | 2023 | SC A | MW | After Competition Groups | 0.053389 | 0 | 0 | 74.9615 | 0.00071222 | 26 | Industrial_2023_SC A_MW_After Competition Groups_26 | Dairy Pre-Cooler | 0.07122% | 0 | 0.053389 | Industrial_2023_SC A_MW_After Competition Groups_Dairy Pre-Cooler
Industrial | Ind ¦ Air Compressor Heat Recovery | 2023 | SC A | MW | After Competition Groups | 0.038995 | 0 | 0 | 74.9615 | 0.0005202 | 27 | Industrial_2023_SC A_MW_After Competition Groups_27 | Air Compressor Heat Recovery | 0.05202% | 0 | 0.038995 | Industrial_2023_SC A_MW_After Competition Groups_Air Compressor Heat Recovery
Industrial | Ind ¦ Efficient Refrigeration Compressor | 2023 | SC A | MW | After Competition Groups | 0.037243 | 0 | 0 | 74.9615 | 0.00049683 | 28 | Industrial_2023_SC A_MW_After Competition Groups_28 | Efficient Refrigeration Compressor | 0.04968% | 0 | 0.037243 | Industrial_2023_SC A_MW_After Competition Groups_Efficient Refrigeration Compressor
Industrial | Ind ¦ Efficient Irrigation | 2023 | SC A | MW | After Competition Groups | 0.019904 | 0 | 0 | 74.9615 | 0.00026552 | 29 | Industrial_2023_SC A_MW_After Competition Groups_29 | Efficient Irrigation | 0.02655% | 0 | 0.019904 | Industrial_2023_SC A_MW_After Competition Groups_Efficient Irrigation
Industrial | Ind ¦ Free Cooling | 2023 | SC A | MW | After Competition Groups | 0.002966 | 0 | 0 | 74.9615 | 3.9568e-05 | 30 | Industrial_2023_SC A_MW_After Competition Groups_30 | Free Cooling | 0.003957% | 0 | 0.002966 | Industrial_2023_SC A_MW_After Competition Groups_Free Cooling
Industrial | Ind ¦ Heat Lamps/Heat Pad | 2023 | SC A | MW | After Competition Groups | 0 | 0 | 0 | 74.9615 | 0 | 31 | Industrial_2023_SC A_MW_After Competition Groups_31 | Heat Lamps/Heat Pad | 0% | 0 | 0 | Industrial_2023_SC A_MW_After Competition Groups_Heat Lamps/Heat Pad
Industrial | Ind ¦ Air Leak Survey and Repair | 2023 | SC B | MW | After Competition Groups | 21.3979 | 0 | 0 | 131.962 | 0.16215 | 1 | Industrial_2023_SC B_MW_After Competition Groups_1 | Air Leak Survey and Repair | 16.22% | 0 | 21.3979 | Industrial_2023_SC B_MW_After Competition Groups_Air Leak Survey and Repair
Industrial | Ind ¦ Air Compressor Optimization | 2023 | SC B | MW | After Competition Groups | 15.2099 | 0 | 0 | 131.962 | 0.11526 | 2 | Industrial_2023_SC B_MW_After Competition Groups_2 | Air Compressor Optimization | 11.53% | 0 | 15.2099 | Industrial_2023_SC B_MW_After Competition Groups_Air Compressor Optimization
Industrial | Ind ¦ Recommissioning | 2023 | SC B | MW | After Competition Groups | 15.1454 | 0 | 0 | 131.962 | 0.11477 | 3 | Industrial_2023_SC B_MW_After Competition Groups_3 | Recommissioning | 11.48% | 0 | 15.1454 | Industrial_2023_SC B_MW_After Competition Groups_Recommissioning
Industrial | Ind ¦ SEM | 2023 | SC B | MW | After Competition Groups | 15.1454 | 0 | 0 | 131.962 | 0.11477 | 4 | Industrial_2023_SC B_MW_After Competition Groups_4 | SEM | 11.48% | 0 | 15.1454 | Industrial_2023_SC B_MW_After Competition Groups_SEM
Industrial | Ind ¦ Pump System Optimization | 2023 | SC B | MW | After Competition Groups | 12.359 | 0 | 0 | 131.962 | 0.093655 | 5 | Industrial_2023_SC B_MW_After Competition Groups_5 | Pump System Optimization | 9.366% | 0 | 12.359 | Industrial_2023_SC B_MW_After Competition Groups_Pump System Optimization
Industrial | Ind ¦ Efficient Compressed Air Nozzles | 2023 | SC B | MW | After Competition Groups | 9.7516 | 0 | 0 | 131.962 | 0.073897 | 6 | Industrial_2023_SC B_MW_After Competition Groups_6 | Efficient Compressed Air Nozzles | 7.39% | 0 | 9.7516 | Industrial_2023_SC B_MW_After Competition Groups_Efficient Compressed Air Nozzles
Industrial | Ind ¦ High Efficiency HVAC Fans | 2023 | SC B | MW | After Competition Groups | 6.8701 | 0 | 0 | 131.962 | 0.052061 | 7 | Industrial_2023_SC B_MW_After Competition Groups_7 | High Efficiency HVAC Fans | 5.206% | 0 | 6.8701 | Industrial_2023_SC B_MW_After Competition Groups_High Efficiency HVAC Fans
Industrial | Ind ¦ Pump Equipment Upgrade | 2023 | SC B | MW | After Competition Groups | 6.0969 | 0 | 0 | 131.962 | 0.046202 | 8 | Industrial_2023_SC B_MW_After Competition Groups_8 | Pump Equipment Upgrade | 4.62% | 0 | 6.0969 | Industrial_2023_SC B_MW_After Competition Groups_Pump Equipment Upgrade
Industrial | Ind ¦ Fan System Optimization | 2023 | SC B | MW | After Competition Groups | 5.5255 | 0 | 0 | 131.962 | 0.041872 | 9 | Industrial_2023_SC B_MW_After Competition Groups_9 | Fan System Optimization | 4.187% | 0 | 5.5255 | Industrial_2023_SC B_MW_After Competition Groups_Fan System Optimization
Industrial | Ind ¦ Greenhouse Grow Lights | 2023 | SC B | MW | After Competition Groups | 4.4029 | 0 | 0 | 131.962 | 0.033365 | 10 | Industrial_2023_SC B_MW_After Competition Groups_10 | Greenhouse Grow Lights | 3.336% | 0 | 4.4029 | Industrial_2023_SC B_MW_After Competition Groups_Greenhouse Grow Lights
Industrial | Ind ¦ Improved Controls - Process Cooling | 2023 | SC B | MW | After Competition Groups | 4.0714 | 0 | 0 | 131.962 | 0.030853 | 11 | Industrial_2023_SC B_MW_After Competition Groups_11 | Improved Controls - Process Cooling | 3.085% | 0 | 4.0714 | Industrial_2023_SC B_MW_After Competition Groups_Improved Controls - Process Cooling
Industrial | Ind ¦ Material Handling Improvements | 2023 | SC B | MW | After Competition Groups | 2.2586 | 0 | 0 | 131.962 | 0.017116 | 12 | Industrial_2023_SC B_MW_After Competition Groups_12 | Material Handling Improvements | 1.712% | 0 | 2.2586 | Industrial_2023_SC B_MW_After Competition Groups_Material Handling Improvements
Industrial | Ind ¦ Pulp and Paper Process Improvements | 2023 | SC B | MW | After Competition Groups | 2.1184 | 0 | 0 | 131.962 | 0.016053 | 13 | Industrial_2023_SC B_MW_After Competition Groups_13 | Pulp and Paper Process Improvements | 1.605% | 0 | 2.1184 | Industrial_2023_SC B_MW_After Competition Groups_Pulp and Paper Process Improvements
Industrial | Ind ¦ HE Lighting | 2023 | SC B | MW | After Competition Groups | 1.8978 | 0 | 0 | 131.962 | 0.014382 | 14 | Industrial_2023_SC B_MW_After Competition Groups_14 | HE Lighting | 1.438% | 0 | 1.8978 | Industrial_2023_SC B_MW_After Competition Groups_HE Lighting
Industrial | Ind ¦ Cooling Tower Optimization | 2023 | SC B | MW | After Competition Groups | 1.2172 | 0 | 0 | 131.962 | 0.009224 | 15 | Industrial_2023_SC B_MW_After Competition Groups_15 | Cooling Tower Optimization | 0.9224% | 0 | 1.2172 | Industrial_2023_SC B_MW_After Competition Groups_Cooling Tower Optimization
Industrial | Ind ¦ Refiner Plate Improvements | 2023 | SC B | MW | After Competition Groups | 1.1349 | 0 | 0 | 131.962 | 0.0085998 | 16 | Industrial_2023_SC B_MW_After Competition Groups_16 | Refiner Plate Improvements | 0.86% | 0 | 1.1349 | Industrial_2023_SC B_MW_After Competition Groups_Refiner Plate Improvements
Industrial | Ind ¦ Free Cooling | 2023 | SC B | MW | After Competition Groups | 1.1034 | 0 | 0 | 131.962 | 0.0083618 | 17 | Industrial_2023_SC B_MW_After Competition Groups_17 | Free Cooling | 0.8362% | 0 | 1.1034 | Industrial_2023_SC B_MW_After Competition Groups_Free Cooling
Industrial | Ind ¦ Process Optimization (Elec) | 2023 | SC B | MW | After Competition Groups | 1.0531 | 0 | 0 | 131.962 | 0.0079807 | 18 | Industrial_2023_SC B_MW_After Competition Groups_18 | Process Optimization (Elec) | 0.7981% | 0 | 1.0531 | Industrial_2023_SC B_MW_After Competition Groups_Process Optimization (Elec)
Industrial | Ind ¦ Ventilation Optimization | 2023 | SC B | MW | After Competition Groups | 0.98702 | 0 | 0 | 131.962 | 0.0074796 | 19 | Industrial_2023_SC B_MW_After Competition Groups_19 | Ventilation Optimization | 0.748% | 0 | 0.98702 | Industrial_2023_SC B_MW_After Competition Groups_Ventilation Optimization
Industrial | Ind ¦ VAV Conversion Project | 2023 | SC B | MW | After Competition Groups | 0.94671 | 0 | 0 | 131.962 | 0.0071741 | 20 | Industrial_2023_SC B_MW_After Competition Groups_20 | VAV Conversion Project | 0.7174% | 0 | 0.94671 | Industrial_2023_SC B_MW_After Competition Groups_VAV Conversion Project
Industrial | Ind ¦ Process Heat Recovery | 2023 | SC B | MW | After Competition Groups | 0.7752 | 0 | 0 | 131.962 | 0.0058744 | 21 | Industrial_2023_SC B_MW_After Competition Groups_21 | Process Heat Recovery | 0.5874% | 0 | 0.7752 | Industrial_2023_SC B_MW_After Competition Groups_Process Heat Recovery
Industrial | Ind ¦ High Efficiency Battery Charger | 2023 | SC B | MW | After Competition Groups | 0.63555 | 0 | 0 | 131.962 | 0.0048161 | 22 | Industrial_2023_SC B_MW_After Competition Groups_22 | High Efficiency Battery Charger | 0.4816% | 0 | 0.63555 | Industrial_2023_SC B_MW_After Competition Groups_High Efficiency Battery Charger
Industrial | Ind ¦ Process Improvements | 2023 | SC B | MW | After Competition Groups | 0.60751 | 0 | 0 | 131.962 | 0.0046036 | 23 | Industrial_2023_SC B_MW_After Competition Groups_23 | Process Improvements | 0.4604% | 0 | 0.60751 | Industrial_2023_SC B_MW_After Competition Groups_Process Improvements
Industrial | Ind ¦ Improved Controls - Process Heating | 2023 | SC B | MW | After Competition Groups | 0.37757 | 0 | 0 | 131.962 | 0.0028612 | 24 | Industrial_2023_SC B_MW_After Competition Groups_24 | Improved Controls - Process Heating | 0.2861% | 0 | 0.37757 | Industrial_2023_SC B_MW_After Competition Groups_Improved Controls - Process Heating
Industrial | Ind ¦ Refrigeration Compressor VFD | 2023 | SC B | MW | After Competition Groups | 0.35663 | 0 | 0 | 131.962 | 0.0027025 | 25 | Industrial_2023_SC B_MW_After Competition Groups_25 | Refrigeration Compressor VFD | 0.2703% | 0 | 0.35663 | Industrial_2023_SC B_MW_After Competition Groups_Refrigeration Compressor VFD
Industrial | Ind ¦ Engine Block Heater Timer | 2023 | SC B | MW | After Competition Groups | 0.2287 | 0 | 0 | 131.962 | 0.0017331 | 26 | Industrial_2023_SC B_MW_After Competition Groups_26 | Engine Block Heater Timer | 0.1733% | 0 | 0.2287 | Industrial_2023_SC B_MW_After Competition Groups_Engine Block Heater Timer
Industrial | Ind ¦ Air Compressor Heat Recovery | 2023 | SC B | MW | After Competition Groups | 0.10442 | 0 | 0 | 131.962 | 0.00079131 | 27 | Industrial_2023_SC B_MW_After Competition Groups_27 | Air Compressor Heat Recovery | 0.07913% | 0 | 0.10442 | Industrial_2023_SC B_MW_After Competition Groups_Air Compressor Heat Recovery
Industrial | Ind ¦ Dairy Pre-Cooler | 2023 | SC B | MW | After Competition Groups | 0.07644 | 0 | 0 | 131.962 | 0.00057926 | 28 | Industrial_2023_SC B_MW_After Competition Groups_28 | Dairy Pre-Cooler | 0.05793% | 0 | 0.07644 | Industrial_2023_SC B_MW_After Competition Groups_Dairy Pre-Cooler
Industrial | Ind ¦ Efficient Irrigation | 2023 | SC B | MW | After Competition Groups | 0.056749 | 0 | 0 | 131.962 | 0.00043004 | 29 | Industrial_2023_SC B_MW_After Competition Groups_29 | Efficient Irrigation | 0.043% | 0 | 0.056749 | Industrial_2023_SC B_MW_After Competition Groups_Efficient Irrigation
Industrial | Ind ¦ Efficient Refrigeration Compressor | 2023 | SC B | MW | After Competition Groups | 0.049929 | 0 | 0 | 131.962 | 0.00037836 | 30 | Industrial_2023_SC B_MW_After Competition Groups_30 | Efficient Refrigeration Compressor | 0.03784% | 0 | 0.049929 | Industrial_2023_SC B_MW_After Competition Groups_Efficient Refrigeration Compressor
Industrial | Ind ¦ Heat Lamps/Heat Pad | 2023 | SC B | MW | After Competition Groups | 0 | 0 | 0 | 131.962 | 0 | 31 | Industrial_2023_SC B_MW_After Competition Groups_31 | Heat Lamps/Heat Pad | 0% | 0 | 0 | Industrial_2023_SC B_MW_After Competition Groups_Heat Lamps/Heat Pad
Industrial | Ind ¦ Air Compressor Optimization | 2023 | SC C | MW | After Competition Groups | 15.2099 | 0 | 0 | 79.3488 | 0.19168 | 1 | Industrial_2023_SC C_MW_After Competition Groups_1 | Air Compressor Optimization | 19.17% | 0 | 15.2099 | Industrial_2023_SC C_MW_After Competition Groups_Air Compressor Optimization
Industrial | Ind ¦ Pump System Optimization | 2023 | SC C | MW | After Competition Groups | 12.359 | 0 | 0 | 79.3488 | 0.15575 | 2 | Industrial_2023_SC C_MW_After Competition Groups_2 | Pump System Optimization | 15.58% | 0 | 12.359 | Industrial_2023_SC C_MW_After Competition Groups_Pump System Optimization
Industrial | Ind ¦ Air Leak Survey and Repair | 2023 | SC C | MW | After Competition Groups | 7.9889 | 0 | 0 | 79.3488 | 0.10068 | 3 | Industrial_2023_SC C_MW_After Competition Groups_3 | Air Leak Survey and Repair | 10.07% | 0 | 7.9889 | Industrial_2023_SC C_MW_After Competition Groups_Air Leak Survey and Repair
Industrial | Ind ¦ Pump Equipment Upgrade | 2023 | SC C | MW | After Competition Groups | 6.0969 | 0 | 0 | 79.3488 | 0.076836 | 4 | Industrial_2023_SC C_MW_After Competition Groups_4 | Pump Equipment Upgrade | 7.684% | 0 | 6.0969 | Industrial_2023_SC C_MW_After Competition Groups_Pump Equipment Upgrade
Industrial | Ind ¦ Recommissioning | 2023 | SC C | MW | After Competition Groups | 5.6546 | 0 | 0 | 79.3488 | 0.071263 | 5 | Industrial_2023_SC C_MW_After Competition Groups_5 | Recommissioning | 7.126% | 0 | 5.6546 | Industrial_2023_SC C_MW_After Competition Groups_Recommissioning
Industrial | Ind ¦ SEM | 2023 | SC C | MW | After Competition Groups | 5.6546 | 0 | 0 | 79.3488 | 0.071263 | 6 | Industrial_2023_SC C_MW_After Competition Groups_6 | SEM | 7.126% | 0 | 5.6546 | Industrial_2023_SC C_MW_After Competition Groups_SEM
Industrial | Ind ¦ Fan System Optimization | 2023 | SC C | MW | After Competition Groups | 5.5255 | 0 | 0 | 79.3488 | 0.069636 | 7 | Industrial_2023_SC C_MW_After Competition Groups_7 | Fan System Optimization | 6.964% | 0 | 5.5255 | Industrial_2023_SC C_MW_After Competition Groups_Fan System Optimization
Industrial | Ind ¦ High Efficiency HVAC Fans | 2023 | SC C | MW | After Competition Groups | 3.7796 | 0 | 0 | 79.3488 | 0.047633 | 8 | Industrial_2023_SC C_MW_After Competition Groups_8 | High Efficiency HVAC Fans | 4.763% | 0 | 3.7796 | Industrial_2023_SC C_MW_After Competition Groups_High Efficiency HVAC Fans
Industrial | Ind ¦ Efficient Compressed Air Nozzles | 2023 | SC C | MW | After Competition Groups | 3.6519 | 0 | 0 | 79.3488 | 0.046024 | 9 | Industrial_2023_SC C_MW_After Competition Groups_9 | Efficient Compressed Air Nozzles | 4.602% | 0 | 3.6519 | Industrial_2023_SC C_MW_After Competition Groups_Efficient Compressed Air Nozzles
Industrial | Ind ¦ Greenhouse Grow Lights | 2023 | SC C | MW | After Competition Groups | 3.0308 | 0 | 0 | 79.3488 | 0.038196 | 10 | Industrial_2023_SC C_MW_After Competition Groups_10 | Greenhouse Grow Lights | 3.82% | 0 | 3.0308 | Industrial_2023_SC C_MW_After Competition Groups_Greenhouse Grow Lights
Industrial | Ind ¦ Improved Controls - Process Cooling | 2023 | SC C | MW | After Competition Groups | 1.5199 | 0 | 0 | 79.3488 | 0.019155 | 11 | Industrial_2023_SC C_MW_After Competition Groups_11 | Improved Controls - Process Cooling | 1.915% | 0 | 1.5199 | Industrial_2023_SC C_MW_After Competition Groups_Improved Controls - Process Cooling
Industrial | Ind ¦ Material Handling Improvements | 2023 | SC C | MW | After Competition Groups | 1.437 | 0 | 0 | 79.3488 | 0.018109 | 12 | Industrial_2023_SC C_MW_After Competition Groups_12 | Material Handling Improvements | 1.811% | 0 | 1.437 | Industrial_2023_SC C_MW_After Competition Groups_Material Handling Improvements
Industrial | Ind ¦ Cooling Tower Optimization | 2023 | SC C | MW | After Competition Groups | 1.2172 | 0 | 0 | 79.3488 | 0.01534 | 13 | Industrial_2023_SC C_MW_After Competition Groups_13 | Cooling Tower Optimization | 1.534% | 0 | 1.2172 | Industrial_2023_SC C_MW_After Competition Groups_Cooling Tower Optimization
Industrial | Ind ¦ Process Optimization (Elec) | 2023 | SC C | MW | After Competition Groups | 1.0531 | 0 | 0 | 79.3488 | 0.013272 | 14 | Industrial_2023_SC C_MW_After Competition Groups_14 | Process Optimization (Elec) | 1.327% | 0 | 1.0531 | Industrial_2023_SC C_MW_After Competition Groups_Process Optimization (Elec)
Industrial | Ind ¦ Ventilation Optimization | 2023 | SC C | MW | After Competition Groups | 0.98702 | 0 | 0 | 79.3488 | 0.012439 | 15 | Industrial_2023_SC C_MW_After Competition Groups_15 | Ventilation Optimization | 1.244% | 0 | 0.98702 | Industrial_2023_SC C_MW_After Competition Groups_Ventilation Optimization
Industrial | Ind ¦ Pulp and Paper Process Improvements | 2023 | SC C | MW | After Competition Groups | 0.78992 | 0 | 0 | 79.3488 | 0.009955 | 16 | Industrial_2023_SC C_MW_After Competition Groups_16 | Pulp and Paper Process Improvements | 0.9955% | 0 | 0.78992 | Industrial_2023_SC C_MW_After Competition Groups_Pulp and Paper Process Improvements
Industrial | Ind ¦ HE Lighting | 2023 | SC C | MW | After Competition Groups | 0.71172 | 0 | 0 | 79.3488 | 0.0089695 | 17 | Industrial_2023_SC C_MW_After Competition Groups_17 | HE Lighting | 0.897% | 0 | 0.71172 | Industrial_2023_SC C_MW_After Competition Groups_HE Lighting
Industrial | Ind ¦ Refiner Plate Improvements | 2023 | SC C | MW | After Competition Groups | 0.42337 | 0 | 0 | 79.3488 | 0.0053356 | 18 | Industrial_2023_SC C_MW_After Competition Groups_18 | Refiner Plate Improvements | 0.5336% | 0 | 0.42337 | Industrial_2023_SC C_MW_After Competition Groups_Refiner Plate Improvements
Industrial | Ind ¦ Free Cooling | 2023 | SC C | MW | After Competition Groups | 0.41259 | 0 | 0 | 79.3488 | 0.0051998 | 19 | Industrial_2023_SC C_MW_After Competition Groups_19 | Free Cooling | 0.52% | 0 | 0.41259 | Industrial_2023_SC C_MW_After Competition Groups_Free Cooling
Industrial | Ind ¦ VAV Conversion Project | 2023 | SC C | MW | After Competition Groups | 0.35343 | 0 | 0 | 79.3488 | 0.0044541 | 20 | Industrial_2023_SC C_MW_After Competition Groups_20 | VAV Conversion Project | 0.4454% | 0 | 0.35343 | Industrial_2023_SC C_MW_After Competition Groups_VAV Conversion Project
Industrial | Ind ¦ High Efficiency Battery Charger | 2023 | SC C | MW | After Competition Groups | 0.32079 | 0 | 0 | 79.3488 | 0.0040428 | 21 | Industrial_2023_SC C_MW_After Competition Groups_21 | High Efficiency Battery Charger | 0.4043% | 0 | 0.32079 | Industrial_2023_SC C_MW_After Competition Groups_High Efficiency Battery Charger
Industrial | Ind ¦ Process Heat Recovery | 2023 | SC C | MW | After Competition Groups | 0.28924 | 0 | 0 | 79.3488 | 0.0036452 | 22 | Industrial_2023_SC C_MW_After Competition Groups_22 | Process Heat Recovery | 0.3645% | 0 | 0.28924 | Industrial_2023_SC C_MW_After Competition Groups_Process Heat Recovery
Industrial | Ind ¦ Refrigeration Compressor VFD | 2023 | SC C | MW | After Competition Groups | 0.26626 | 0 | 0 | 79.3488 | 0.0033556 | 23 | Industrial_2023_SC C_MW_After Competition Groups_23 | Refrigeration Compressor VFD | 0.3356% | 0 | 0.26626 | Industrial_2023_SC C_MW_After Competition Groups_Refrigeration Compressor VFD
Industrial | Ind ¦ Process Improvements | 2023 | SC C | MW | After Competition Groups | 0.22681 | 0 | 0 | 79.3488 | 0.0028584 | 24 | Industrial_2023_SC C_MW_After Competition Groups_24 | Process Improvements | 0.2858% | 0 | 0.22681 | Industrial_2023_SC C_MW_After Competition Groups_Process Improvements
Industrial | Ind ¦ Improved Controls - Process Heating | 2023 | SC C | MW | After Competition Groups | 0.14106 | 0 | 0 | 79.3488 | 0.0017778 | 25 | Industrial_2023_SC C_MW_After Competition Groups_25 | Improved Controls - Process Heating | 0.1778% | 0 | 0.14106 | Industrial_2023_SC C_MW_After Competition Groups_Improved Controls - Process Heating
Industrial | Ind ¦ Engine Block Heater Timer | 2023 | SC C | MW | After Competition Groups | 0.085359 | 0 | 0 | 79.3488 | 0.0010757 | 26 | Industrial_2023_SC C_MW_After Competition Groups_26 | Engine Block Heater Timer | 0.1076% | 0 | 0.085359 | Industrial_2023_SC C_MW_After Competition Groups_Engine Block Heater Timer
Industrial | Ind ¦ Dairy Pre-Cooler | 2023 | SC C | MW | After Competition Groups | 0.06471 | 0 | 0 | 79.3488 | 0.00081552 | 27 | Industrial_2023_SC C_MW_After Competition Groups_27 | Dairy Pre-Cooler | 0.08155% | 0 | 0.06471 | Industrial_2023_SC C_MW_After Competition Groups_Dairy Pre-Cooler
Industrial | Ind ¦ Air Compressor Heat Recovery | 2023 | SC C | MW | After Competition Groups | 0.038995 | 0 | 0 | 79.3488 | 0.00049143 | 28 | Industrial_2023_SC C_MW_After Competition Groups_28 | Air Compressor Heat Recovery | 0.04914% | 0 | 0.038995 | Industrial_2023_SC C_MW_After Competition Groups_Air Compressor Heat Recovery
Industrial | Ind ¦ Efficient Refrigeration Compressor | 2023 | SC C | MW | After Competition Groups | 0.037243 | 0 | 0 | 79.3488 | 0.00046936 | 29 | Industrial_2023_SC C_MW_After Competition Groups_29 | Efficient Refrigeration Compressor | 0.04694% | 0 | 0.037243 | Industrial_2023_SC C_MW_After Competition Groups_Efficient Refrigeration Compressor
Industrial | Ind ¦ Efficient Irrigation | 2023 | SC C | MW | After Competition Groups | 0.021281 | 0 | 0 | 79.3488 | 0.00026819 | 30 | Industrial_2023_SC C_MW_After Competition Groups_30 | Efficient Irrigation | 0.02682% | 0 | 0.021281 | Industrial_2023_SC C_MW_After Competition Groups_Efficient Irrigation
Industrial | Ind ¦ Heat Lamps/Heat Pad | 2023 | SC C | MW | After Competition Groups | 0 | 0 | 0 | 79.3488 | 0 | 31 | Industrial_2023_SC C_MW_After Competition Groups_31 | Heat Lamps/Heat Pad | 0% | 0 | 0 | Industrial_2023_SC C_MW_After Competition Groups_Heat Lamps/Heat Pad
Industrial | Ind ¦ Air Compressor Optimization | 2023 | SC D | MW | After Competition Groups | 15.2099 | 1478426.5655 | 1.4784 | 74.9483 | 0.20294 | 1 | Industrial_2023_SC D_MW_After Competition Groups_1 | Air Compressor Optimization | 20.29% | 1.4784 | 15.2099 | Industrial_2023_SC D_MW_After Competition Groups_Air Compressor Optimization
Industrial | Ind ¦ Pump System Optimization | 2023 | SC D | MW | After Competition Groups | 12.1161 | 2472514.0733 | 2.4725 | 74.9483 | 0.16166 | 2 | Industrial_2023_SC D_MW_After Competition Groups_2 | Pump System Optimization | 16.17% | 2.4725 | 12.1161 | Industrial_2023_SC D_MW_After Competition Groups_Pump System Optimization
Industrial | Ind ¦ Air Leak Survey and Repair | 2023 | SC D | MW | After Competition Groups | 7.9754 | 250216.3582 | 0.25022 | 74.9483 | 0.10641 | 3 | Industrial_2023_SC D_MW_After Competition Groups_3 | Air Leak Survey and Repair | 10.64% | 0.25022 | 7.9754 | Industrial_2023_SC D_MW_After Competition Groups_Air Leak Survey and Repair
Industrial | Ind ¦ Pump Equipment Upgrade | 2023 | SC D | MW | After Competition Groups | 5.7584 | 1323138.5797 | 1.3231 | 74.9483 | 0.076831 | 4 | Industrial_2023_SC D_MW_After Competition Groups_4 | Pump Equipment Upgrade | 7.683% | 1.3231 | 5.7584 | Industrial_2023_SC D_MW_After Competition Groups_Pump Equipment Upgrade
Industrial | Ind ¦ SEM | 2023 | SC D | MW | After Competition Groups | 5.6546 | 1204711.6428 | 1.2047 | 74.9483 | 0.075447 | 5 | Industrial_2023_SC D_MW_After Competition Groups_5 | SEM | 7.545% | 1.2047 | 5.6546 | Industrial_2023_SC D_MW_After Competition Groups_SEM
Industrial | Ind ¦ Fan System Optimization | 2023 | SC D | MW | After Competition Groups | 5.5255 | 1285995.5065 | 1.286 | 74.9483 | 0.073725 | 6 | Industrial_2023_SC D_MW_After Competition Groups_6 | Fan System Optimization | 7.372% | 1.286 | 5.5255 | Industrial_2023_SC D_MW_After Competition Groups_Fan System Optimization
Industrial | Ind ¦ Recommissioning | 2023 | SC D | MW | After Competition Groups | 5.4719 | 763912.1231 | 0.76391 | 74.9483 | 0.073009 | 7 | Industrial_2023_SC D_MW_After Competition Groups_7 | Recommissioning | 7.301% | 0.76391 | 5.4719 | Industrial_2023_SC D_MW_After Competition Groups_Recommissioning
Industrial | Ind ¦ Efficient Compressed Air Nozzles | 2023 | SC D | MW | After Competition Groups | 3.6519 | 201934.3718 | 0.20193 | 74.9483 | 0.048726 | 8 | Industrial_2023_SC D_MW_After Competition Groups_8 | Efficient Compressed Air Nozzles | 4.873% | 0.20193 | 3.6519 | Industrial_2023_SC D_MW_After Competition Groups_Efficient Compressed Air Nozzles
Industrial | Ind ¦ High Efficiency HVAC Fans | 2023 | SC D | MW | After Competition Groups | 3.6209 | 870545.5832 | 0.87055 | 74.9483 | 0.048311 | 9 | Industrial_2023_SC D_MW_After Competition Groups_9 | High Efficiency HVAC Fans | 4.831% | 0.87055 | 3.6209 | Industrial_2023_SC D_MW_After Competition Groups_High Efficiency HVAC Fans
Industrial | Ind ¦ Greenhouse Grow Lights | 2023 | SC D | MW | After Competition Groups | 2.0332 | 405025.7179 | 0.40503 | 74.9483 | 0.027128 | 10 | Industrial_2023_SC D_MW_After Competition Groups_10 | Greenhouse Grow Lights | 2.713% | 0.40503 | 2.0332 | Industrial_2023_SC D_MW_After Competition Groups_Greenhouse Grow Lights
Industrial | Ind ¦ Improved Controls - Process Cooling | 2023 | SC D | MW | After Competition Groups | 1.5199 | 117044.1052 | 0.11704 | 74.9483 | 0.020279 | 11 | Industrial_2023_SC D_MW_After Competition Groups_11 | Improved Controls - Process Cooling | 2.028% | 0.11704 | 1.5199 | Industrial_2023_SC D_MW_After Competition Groups_Improved Controls - Process Cooling
Industrial | Ind ¦ Material Handling Improvements | 2023 | SC D | MW | After Competition Groups | 1.437 | 112991.5772 | 0.11299 | 74.9483 | 0.019173 | 12 | Industrial_2023_SC D_MW_After Competition Groups_12 | Material Handling Improvements | 1.917% | 0.11299 | 1.437 | Industrial_2023_SC D_MW_After Competition Groups_Material Handling Improvements
Industrial | Ind ¦ Cooling Tower Optimization | 2023 | SC D | MW | After Competition Groups | 1.0944 | 267798.264 | 0.2678 | 74.9483 | 0.014602 | 13 | Industrial_2023_SC D_MW_After Competition Groups_13 | Cooling Tower Optimization | 1.46% | 0.2678 | 1.0944 | Industrial_2023_SC D_MW_After Competition Groups_Cooling Tower Optimization
Industrial | Ind ¦ Process Optimization (Elec) | 2023 | SC D | MW | After Competition Groups | 1.0531 | 141560.8959 | 0.14156 | 74.9483 | 0.014052 | 14 | Industrial_2023_SC D_MW_After Competition Groups_14 | Process Optimization (Elec) | 1.405% | 0.14156 | 1.0531 | Industrial_2023_SC D_MW_After Competition Groups_Process Optimization (Elec)
Industrial | Ind ¦ Ventilation Optimization | 2023 | SC D | MW | After Competition Groups | 0.85614 | 262479.2515 | 0.26248 | 74.9483 | 0.011423 | 15 | Industrial_2023_SC D_MW_After Competition Groups_15 | Ventilation Optimization | 1.142% | 0.26248 | 0.85614 | Industrial_2023_SC D_MW_After Competition Groups_Ventilation Optimization
Industrial | Ind ¦ Refiner Plate Improvements | 2023 | SC D | MW | After Competition Groups | 0.42337 | 79720.8418 | 0.079721 | 74.9483 | 0.0056489 | 16 | Industrial_2023_SC D_MW_After Competition Groups_16 | Refiner Plate Improvements | 0.5649% | 0.079721 | 0.42337 | Industrial_2023_SC D_MW_After Competition Groups_Refiner Plate Improvements
Industrial | Ind ¦ VAV Conversion Project | 2023 | SC D | MW | After Competition Groups | 0.24252 | 92109.2019 | 0.092109 | 74.9483 | 0.0032359 | 17 | Industrial_2023_SC D_MW_After Competition Groups_17 | VAV Conversion Project | 0.3236% | 0.092109 | 0.24252 | Industrial_2023_SC D_MW_After Competition Groups_VAV Conversion Project
Industrial | Ind ¦ Process Heat Recovery | 2023 | SC D | MW | After Competition Groups | 0.21886 | 70537.0143 | 0.070537 | 74.9483 | 0.0029202 | 18 | Industrial_2023_SC D_MW_After Competition Groups_18 | Process Heat Recovery | 0.292% | 0.070537 | 0.21886 | Industrial_2023_SC D_MW_After Competition Groups_Process Heat Recovery
Industrial | Ind ¦ Process Improvements | 2023 | SC D | MW | After Competition Groups | 0.20006 | 27752.4376 | 0.027752 | 74.9483 | 0.0026694 | 19 | Industrial_2023_SC D_MW_After Competition Groups_19 | Process Improvements | 0.2669% | 0.027752 | 0.20006 | Industrial_2023_SC D_MW_After Competition Groups_Process Improvements
Industrial | Ind ¦ Refrigeration Compressor VFD | 2023 | SC D | MW | After Competition Groups | 0.16207 | 38553.6289 | 0.038554 | 74.9483 | 0.0021624 | 20 | Industrial_2023_SC D_MW_After Competition Groups_20 | Refrigeration Compressor VFD | 0.2162% | 0.038554 | 0.16207 | Industrial_2023_SC D_MW_After Competition Groups_Refrigeration Compressor VFD
Industrial | Ind ¦ High Efficiency Battery Charger | 2023 | SC D | MW | After Competition Groups | 0.15789 | 53050.6475 | 0.053051 | 74.9483 | 0.0021067 | 21 | Industrial_2023_SC D_MW_After Competition Groups_21 | High Efficiency Battery Charger | 0.2107% | 0.053051 | 0.15789 | Industrial_2023_SC D_MW_After Competition Groups_High Efficiency Battery Charger
Industrial | Ind ¦ Improved Controls - Process Heating | 2023 | SC D | MW | After Competition Groups | 0.12673 | 31025.5166 | 0.031026 | 74.9483 | 0.0016909 | 22 | Industrial_2023_SC D_MW_After Competition Groups_22 | Improved Controls - Process Heating | 0.1691% | 0.031026 | 0.12673 | Industrial_2023_SC D_MW_After Competition Groups_Improved Controls - Process Heating
Industrial | Ind ¦ Pulp and Paper Process Improvements | 2023 | SC D | MW | After Competition Groups | 0.10333 | 31465.1611 | 0.031465 | 74.9483 | 0.0013787 | 23 | Industrial_2023_SC D_MW_After Competition Groups_23 | Pulp and Paper Process Improvements | 0.1379% | 0.031465 | 0.10333 | Industrial_2023_SC D_MW_After Competition Groups_Pulp and Paper Process Improvements
Industrial | Ind ¦ Engine Block Heater Timer | 2023 | SC D | MW | After Competition Groups | 0.081078 | 11291.7898 | 0.011292 | 74.9483 | 0.0010818 | 24 | Industrial_2023_SC D_MW_After Competition Groups_24 | Engine Block Heater Timer | 0.1082% | 0.011292 | 0.081078 | Industrial_2023_SC D_MW_After Competition Groups_Engine Block Heater Timer
Industrial | Ind ¦ HE Lighting | 2023 | SC D | MW | After Competition Groups | 0.077335 | 44090.5239 | 0.044091 | 74.9483 | 0.0010318 | 25 | Industrial_2023_SC D_MW_After Competition Groups_25 | HE Lighting | 0.1032% | 0.044091 | 0.077335 | Industrial_2023_SC D_MW_After Competition Groups_HE Lighting
Industrial | Ind ¦ Free Cooling | 2023 | SC D | MW | After Competition Groups | 0.059185 | 18110.7854 | 0.018111 | 74.9483 | 0.00078968 | 26 | Industrial_2023_SC D_MW_After Competition Groups_26 | Free Cooling | 0.07897% | 0.018111 | 0.059185 | Industrial_2023_SC D_MW_After Competition Groups_Free Cooling
Industrial | Ind ¦ Efficient Refrigeration Compressor | 2023 | SC D | MW | After Competition Groups | 0.037023 | 4689.4905 | 0.0046895 | 74.9483 | 0.00049398 | 27 | Industrial_2023_SC D_MW_After Competition Groups_27 | Efficient Refrigeration Compressor | 0.0494% | 0.0046895 | 0.037023 | Industrial_2023_SC D_MW_After Competition Groups_Efficient Refrigeration Compressor
Industrial | Ind ¦ Air Compressor Heat Recovery | 2023 | SC D | MW | After Competition Groups | 0.035572 | 11365.4769 | 0.011365 | 74.9483 | 0.00047463 | 28 | Industrial_2023_SC D_MW_After Competition Groups_28 | Air Compressor Heat Recovery | 0.04746% | 0.011365 | 0.035572 | Industrial_2023_SC D_MW_After Competition Groups_Air Compressor Heat Recovery
Industrial | Ind ¦ Dairy Pre-Cooler | 2023 | SC D | MW | After Competition Groups | 0.031218 | 6558.7075 | 0.0065587 | 74.9483 | 0.00041653 | 29 | Industrial_2023_SC D_MW_After Competition Groups_29 | Dairy Pre-Cooler | 0.04165% | 0.0065587 | 0.031218 | Industrial_2023_SC D_MW_After Competition Groups_Dairy Pre-Cooler
Industrial | Ind ¦ Efficient Irrigation | 2023 | SC D | MW | After Competition Groups | 0.013638 | 7631.3954 | 0.0076314 | 74.9483 | 0.00018196 | 30 | Industrial_2023_SC D_MW_After Competition Groups_30 | Efficient Irrigation | 0.0182% | 0.0076314 | 0.013638 | Industrial_2023_SC D_MW_After Competition Groups_Efficient Irrigation
Industrial | Ind ¦ Heat Lamps/Heat Pad | 2023 | SC D | MW | After Competition Groups | 0 | 0 | 0 | 74.9483 | 0 | 31 | Industrial_2023_SC D_MW_After Competition Groups_31 | Heat Lamps/Heat Pad | 0% | 0 | 0 | Industrial_2023_SC D_MW_After Competition Groups_Heat Lamps/Heat Pad
Industrial | Ind ¦ Air Leak Survey and Repair | 2023 | Technical | MW | After Competition Groups | 74.5433 | 0 | 0 | 640.7378 | 0.11634 | 1 | Industrial_2023_Technical_MW_After Competition Groups_1 | Air Leak Survey and Repair | 11.63% | 0 | 74.5433 | Industrial_2023_Technical_MW_After Competition Groups_Air Leak Survey and Repair
Industrial | Ind ¦ Pump System Optimization | 2023 | Technical | MW | After Competition Groups | 70.6877 | 0 | 0 | 640.7378 | 0.11032 | 2 | Industrial_2023_Technical_MW_After Competition Groups_2 | Pump System Optimization | 11.03% | 0 | 70.6877 | Industrial_2023_Technical_MW_After Competition Groups_Pump System Optimization
Industrial | Ind ¦ HE Lighting | 2023 | Technical | MW | After Competition Groups | 70.3044 | 0 | 0 | 640.7378 | 0.10972 | 3 | Industrial_2023_Technical_MW_After Competition Groups_3 | HE Lighting | 10.97% | 0 | 70.3044 | Industrial_2023_Technical_MW_After Competition Groups_HE Lighting
Industrial | Ind ¦ Recommissioning | 2023 | Technical | MW | After Competition Groups | 53.9096 | 0 | 0 | 640.7378 | 0.084137 | 4 | Industrial_2023_Technical_MW_After Competition Groups_4 | Recommissioning | 8.414% | 0 | 53.9096 | Industrial_2023_Technical_MW_After Competition Groups_Recommissioning
Industrial | Ind ¦ SEM | 2023 | Technical | MW | After Competition Groups | 53.9096 | 0 | 0 | 640.7378 | 0.084137 | 5 | Industrial_2023_Technical_MW_After Competition Groups_5 | SEM | 8.414% | 0 | 53.9096 | Industrial_2023_Technical_MW_After Competition Groups_SEM
Industrial | Ind ¦ Air Compressor Optimization | 2023 | Technical | MW | After Competition Groups | 44.6261 | 0 | 0 | 640.7378 | 0.069648 | 6 | Industrial_2023_Technical_MW_After Competition Groups_6 | Air Compressor Optimization | 6.965% | 0 | 44.6261 | Industrial_2023_Technical_MW_After Competition Groups_Air Compressor Optimization
Industrial | Ind ¦ Efficient Compressed Air Nozzles | 2023 | Technical | MW | After Competition Groups | 42.488 | 0 | 0 | 640.7378 | 0.066311 | 7 | Industrial_2023_Technical_MW_After Competition Groups_7 | Efficient Compressed Air Nozzles | 6.631% | 0 | 42.488 | Industrial_2023_Technical_MW_After Competition Groups_Efficient Compressed Air Nozzles
Industrial | Ind ¦ Pump Equipment Upgrade | 2023 | Technical | MW | After Competition Groups | 33.3027 | 0 | 0 | 640.7378 | 0.051976 | 8 | Industrial_2023_Technical_MW_After Competition Groups_8 | Pump Equipment Upgrade | 5.198% | 0 | 33.3027 | Industrial_2023_Technical_MW_After Competition Groups_Pump Equipment Upgrade
Industrial | Ind ¦ High Efficiency HVAC Fans | 2023 | Technical | MW | After Competition Groups | 22.7405 | 0 | 0 | 640.7378 | 0.035491 | 9 | Industrial_2023_Technical_MW_After Competition Groups_9 | High Efficiency HVAC Fans | 3.549% | 0 | 22.7405 | Industrial_2023_Technical_MW_After Competition Groups_High Efficiency HVAC Fans
Industrial | Ind ¦ Process Optimization (Elec) | 2023 | Technical | MW | After Competition Groups | 22.0016 | 0 | 0 | 640.7378 | 0.034338 | 10 | Industrial_2023_Technical_MW_After Competition Groups_10 | Process Optimization (Elec) | 3.434% | 0 | 22.0016 | Industrial_2023_Technical_MW_After Competition Groups_Process Optimization (Elec)
Industrial | Ind ¦ Premium Efficient Motors | 2023 | Technical | MW | After Competition Groups | 18.2675 | 0 | 0 | 640.7378 | 0.02851 | 11 | Industrial_2023_Technical_MW_After Competition Groups_11 | Premium Efficient Motors | 2.851% | 0 | 18.2675 | Industrial_2023_Technical_MW_After Competition Groups_Premium Efficient Motors
Industrial | Ind ¦ Greenhouse Grow Lights | 2023 | Technical | MW | After Competition Groups | 18.1357 | 0 | 0 | 640.7378 | 0.028304 | 12 | Industrial_2023_Technical_MW_After Competition Groups_12 | Greenhouse Grow Lights | 2.83% | 0 | 18.1357 | Industrial_2023_Technical_MW_After Competition Groups_Greenhouse Grow Lights
Industrial | Ind ¦ Fan System Optimization | 2023 | Technical | MW | After Competition Groups | 16.7289 | 0 | 0 | 640.7378 | 0.026109 | 13 | Industrial_2023_Technical_MW_After Competition Groups_13 | Fan System Optimization | 2.611% | 0 | 16.7289 | Industrial_2023_Technical_MW_After Competition Groups_Fan System Optimization
Industrial | Ind ¦ Improved Controls - Process Cooling | 2023 | Technical | MW | After Competition Groups | 14.302 | 0 | 0 | 640.7378 | 0.022321 | 14 | Industrial_2023_Technical_MW_After Competition Groups_14 | Improved Controls - Process Cooling | 2.232% | 0 | 14.302 | Industrial_2023_Technical_MW_After Competition Groups_Improved Controls - Process Cooling
Industrial | Ind ¦ HE HVAC Controls | 2023 | Technical | MW | After Competition Groups | 8.8904 | 0 | 0 | 640.7378 | 0.013875 | 15 | Industrial_2023_Technical_MW_After Competition Groups_15 | HE HVAC Controls | 1.388% | 0 | 8.8904 | Industrial_2023_Technical_MW_After Competition Groups_HE HVAC Controls
Industrial | Ind ¦ Pulp and Paper Process Improvements | 2023 | Technical | MW | After Competition Groups | 8.1204 | 0 | 0 | 640.7378 | 0.012673 | 16 | Industrial_2023_Technical_MW_After Competition Groups_16 | Pulp and Paper Process Improvements | 1.267% | 0 | 8.1204 | Industrial_2023_Technical_MW_After Competition Groups_Pulp and Paper Process Improvements
Industrial | Ind ¦ Ventilation Optimization | 2023 | Technical | MW | After Competition Groups | 8.0206 | 0 | 0 | 640.7378 | 0.012518 | 17 | Industrial_2023_Technical_MW_After Competition Groups_17 | Ventilation Optimization | 1.252% | 0 | 8.0206 | Industrial_2023_Technical_MW_After Competition Groups_Ventilation Optimization
Industrial | Ind ¦ Material Handling Improvements | 2023 | Technical | MW | After Competition Groups | 6.3269 | 0 | 0 | 640.7378 | 0.0098744 | 18 | Industrial_2023_Technical_MW_After Competition Groups_18 | Material Handling Improvements | 0.9874% | 0 | 6.3269 | Industrial_2023_Technical_MW_After Competition Groups_Material Handling Improvements
Industrial | Ind ¦ Chiller Optimization | 2023 | Technical | MW | After Competition Groups | 5.484 | 0 | 0 | 640.7378 | 0.0085589 | 19 | Industrial_2023_Technical_MW_After Competition Groups_19 | Chiller Optimization | 0.8559% | 0 | 5.484 | Industrial_2023_Technical_MW_After Competition Groups_Chiller Optimization
Industrial | Ind ¦ HVLS Fans | 2023 | Technical | MW | After Competition Groups | 5.1602 | 0 | 0 | 640.7378 | 0.0080536 | 20 | Industrial_2023_Technical_MW_After Competition Groups_20 | HVLS Fans | 0.8054% | 0 | 5.1602 | Industrial_2023_Technical_MW_After Competition Groups_HVLS Fans
Industrial | Ind ¦ Refiner Plate Improvements | 2023 | Technical | MW | After Competition Groups | 5.1521 | 0 | 0 | 640.7378 | 0.0080409 | 21 | Industrial_2023_Technical_MW_After Competition Groups_21 | Refiner Plate Improvements | 0.8041% | 0 | 5.1521 | Industrial_2023_Technical_MW_After Competition Groups_Refiner Plate Improvements
Industrial | Ind ¦ HE HVAC Units | 2023 | Technical | MW | After Competition Groups | 5.008 | 0 | 0 | 640.7378 | 0.007816 | 22 | Industrial_2023_Technical_MW_After Competition Groups_22 | HE HVAC Units | 0.7816% | 0 | 5.008 | Industrial_2023_Technical_MW_After Competition Groups_HE HVAC Units
Industrial | Ind ¦ Cooling Tower Optimization | 2023 | Technical | MW | After Competition Groups | 4.2713 | 0 | 0 | 640.7378 | 0.0066662 | 23 | Industrial_2023_Technical_MW_After Competition Groups_23 | Cooling Tower Optimization | 0.6666% | 0 | 4.2713 | Industrial_2023_Technical_MW_After Competition Groups_Cooling Tower Optimization
Industrial | Ind ¦ Free Cooling | 2023 | Technical | MW | After Competition Groups | 3.577 | 0 | 0 | 640.7378 | 0.0055827 | 24 | Industrial_2023_Technical_MW_After Competition Groups_24 | Free Cooling | 0.5583% | 0 | 3.577 | Industrial_2023_Technical_MW_After Competition Groups_Free Cooling
Industrial | Ind ¦ VAV Conversion Project | 2023 | Technical | MW | After Competition Groups | 3.3109 | 0 | 0 | 640.7378 | 0.0051673 | 25 | Industrial_2023_Technical_MW_After Competition Groups_25 | VAV Conversion Project | 0.5167% | 0 | 3.3109 | Industrial_2023_Technical_MW_After Competition Groups_VAV Conversion Project
Industrial | Ind ¦ Cold Storage Retrofit | 2023 | Technical | MW | After Competition Groups | 2.9281 | 0 | 0 | 640.7378 | 0.0045698 | 26 | Industrial_2023_Technical_MW_After Competition Groups_26 | Cold Storage Retrofit | 0.457% | 0 | 2.9281 | Industrial_2023_Technical_MW_After Competition Groups_Cold Storage Retrofit
Industrial | Ind ¦ Process Heat Recovery | 2023 | Technical | MW | After Competition Groups | 2.8272 | 0 | 0 | 640.7378 | 0.0044124 | 27 | Industrial_2023_Technical_MW_After Competition Groups_27 | Process Heat Recovery | 0.4412% | 0 | 2.8272 | Industrial_2023_Technical_MW_After Competition Groups_Process Heat Recovery
Industrial | Ind ¦ Synchronous Belts | 2023 | Technical | MW | After Competition Groups | 2.7087 | 0 | 0 | 640.7378 | 0.0042274 | 28 | Industrial_2023_Technical_MW_After Competition Groups_28 | Synchronous Belts | 0.4227% | 0 | 2.7087 | Industrial_2023_Technical_MW_After Competition Groups_Synchronous Belts
Industrial | Ind ¦ High Efficiency Battery Charger | 2023 | Technical | MW | After Competition Groups | 2.1998 | 0 | 0 | 640.7378 | 0.0034333 | 29 | Industrial_2023_Technical_MW_After Competition Groups_29 | High Efficiency Battery Charger | 0.3433% | 0 | 2.1998 | Industrial_2023_Technical_MW_After Competition Groups_High Efficiency Battery Charger
Industrial | Ind ¦ Process Improvements | 2023 | Technical | MW | After Competition Groups | 2.1834 | 0 | 0 | 640.7378 | 0.0034077 | 30 | Industrial_2023_Technical_MW_After Competition Groups_30 | Process Improvements | 0.3408% | 0 | 2.1834 | Industrial_2023_Technical_MW_After Competition Groups_Process Improvements
Industrial | Ind ¦ Efficient Irrigation | 2023 | Technical | MW | After Competition Groups | 1.8138 | 0 | 0 | 640.7378 | 0.0028308 | 31 | Industrial_2023_Technical_MW_After Competition Groups_31 | Efficient Irrigation | 0.2831% | 0 | 1.8138 | Industrial_2023_Technical_MW_After Competition Groups_Efficient Irrigation
Industrial | Ind ¦ Improved Controls - Process Heating | 2023 | Technical | MW | After Competition Groups | 1.3145 | 0 | 0 | 640.7378 | 0.0020515 | 32 | Industrial_2023_Technical_MW_After Competition Groups_32 | Improved Controls - Process Heating | 0.2052% | 0 | 1.3145 | Industrial_2023_Technical_MW_After Competition Groups_Improved Controls - Process Heating
Industrial | Ind ¦ Refrigeration Compressor VFD | 2023 | Technical | MW | After Competition Groups | 1.2038 | 0 | 0 | 640.7378 | 0.0018787 | 33 | Industrial_2023_Technical_MW_After Competition Groups_33 | Refrigeration Compressor VFD | 0.1879% | 0 | 1.2038 | Industrial_2023_Technical_MW_After Competition Groups_Refrigeration Compressor VFD
Industrial | Ind ¦ Efficient Transformer | 2023 | Technical | MW | After Competition Groups | 1.1036 | 0 | 0 | 640.7378 | 0.0017224 | 34 | Industrial_2023_Technical_MW_After Competition Groups_34 | Efficient Transformer | 0.1722% | 0 | 1.1036 | Industrial_2023_Technical_MW_After Competition Groups_Efficient Transformer
Industrial | Ind ¦ High Efficiency Welders | 2023 | Technical | MW | After Competition Groups | 0.89829 | 0 | 0 | 640.7378 | 0.001402 | 35 | Industrial_2023_Technical_MW_After Competition Groups_35 | High Efficiency Welders | 0.1402% | 0 | 0.89829 | Industrial_2023_Technical_MW_After Competition Groups_High Efficiency Welders
Industrial | Ind ¦ Engine Block Heater Timer | 2023 | Technical | MW | After Competition Groups | 0.83215 | 0 | 0 | 640.7378 | 0.0012987 | 36 | Industrial_2023_Technical_MW_After Competition Groups_36 | Engine Block Heater Timer | 0.1299% | 0 | 0.83215 | Industrial_2023_Technical_MW_After Competition Groups_Engine Block Heater Timer
Industrial | Ind ¦ Dairy Pre-Cooler | 2023 | Technical | MW | After Competition Groups | 0.49272 | 0 | 0 | 640.7378 | 0.000769 | 37 | Industrial_2023_Technical_MW_After Competition Groups_37 | Dairy Pre-Cooler | 0.0769% | 0 | 0.49272 | Industrial_2023_Technical_MW_After Competition Groups_Dairy Pre-Cooler
Industrial | Ind ¦ Air Compressor Heat Recovery | 2023 | Technical | MW | After Competition Groups | 0.36759 | 0 | 0 | 640.7378 | 0.0005737 | 38 | Industrial_2023_Technical_MW_After Competition Groups_38 | Air Compressor Heat Recovery | 0.05737% | 0 | 0.36759 | Industrial_2023_Technical_MW_After Competition Groups_Air Compressor Heat Recovery
Industrial | Ind ¦ Optimize Compressed Air Dryer | 2023 | Technical | MW | After Competition Groups | 0.26342 | 0 | 0 | 640.7378 | 0.00041112 | 39 | Industrial_2023_Technical_MW_After Competition Groups_39 | Optimize Compressed Air Dryer | 0.04111% | 0 | 0.26342 | Industrial_2023_Technical_MW_After Competition Groups_Optimize Compressed Air Dryer
Industrial | Ind ¦ Heat Lamps/Heat Pad | 2023 | Technical | MW | After Competition Groups | 0.12323 | 0 | 0 | 640.7378 | 0.00019232 | 40 | Industrial_2023_Technical_MW_After Competition Groups_40 | Heat Lamps/Heat Pad | 0.01923% | 0 | 0.12323 | Industrial_2023_Technical_MW_After Competition Groups_Heat Lamps/Heat Pad
Industrial | Ind ¦ Creep Heat Controller | 2023 | Technical | MW | After Competition Groups | 0.10543 | 0 | 0 | 640.7378 | 0.00016454 | 41 | Industrial_2023_Technical_MW_After Competition Groups_41 | Creep Heat Controller | 0.01645% | 0 | 0.10543 | Industrial_2023_Technical_MW_After Competition Groups_Creep Heat Controller
Industrial | Ind ¦ Efficient Refrigeration Compressor | 2023 | Technical | MW | After Competition Groups | 0.10275 | 0 | 0 | 640.7378 | 0.00016036 | 42 | Industrial_2023_Technical_MW_After Competition Groups_42 | Efficient Refrigeration Compressor | 0.01604% | 0 | 0.10275 | Industrial_2023_Technical_MW_After Competition Groups_Efficient Refrigeration Compressor
Industrial | Ind ¦ Air Leak Survey and Repair | 2024 | Economic | MW | After Competition Groups | 74.5623 | 0 | 0 | 521.9905 | 0.14284 | 1 | Industrial_2024_Economic_MW_After Competition Groups_1 | Air Leak Survey and Repair | 14.28% | 0 | 74.5623 | Industrial_2024_Economic_MW_After Competition Groups_Air Leak Survey and Repair
Industrial | Ind ¦ Pump System Optimization | 2024 | Economic | MW | After Competition Groups | 72.4936 | 0 | 0 | 521.9905 | 0.13888 | 2 | Industrial_2024_Economic_MW_After Competition Groups_2 | Pump System Optimization | 13.89% | 0 | 72.4936 | Industrial_2024_Economic_MW_After Competition Groups_Pump System Optimization
Industrial | Ind ¦ Recommissioning | 2024 | Economic | MW | After Competition Groups | 53.8097 | 0 | 0 | 521.9905 | 0.10309 | 3 | Industrial_2024_Economic_MW_After Competition Groups_3 | Recommissioning | 10.31% | 0 | 53.8097 | Industrial_2024_Economic_MW_After Competition Groups_Recommissioning
Industrial | Ind ¦ SEM | 2024 | Economic | MW | After Competition Groups | 53.8097 | 0 | 0 | 521.9905 | 0.10309 | 4 | Industrial_2024_Economic_MW_After Competition Groups_4 | SEM | 10.31% | 0 | 53.8097 | Industrial_2024_Economic_MW_After Competition Groups_SEM
Industrial | Ind ¦ Air Compressor Optimization | 2024 | Economic | MW | After Competition Groups | 46.5454 | 0 | 0 | 521.9905 | 0.089169 | 5 | Industrial_2024_Economic_MW_After Competition Groups_5 | Air Compressor Optimization | 8.917% | 0 | 46.5454 | Industrial_2024_Economic_MW_After Competition Groups_Air Compressor Optimization
Industrial | Ind ¦ Efficient Compressed Air Nozzles | 2024 | Economic | MW | After Competition Groups | 44.5667 | 0 | 0 | 521.9905 | 0.085378 | 6 | Industrial_2024_Economic_MW_After Competition Groups_6 | Efficient Compressed Air Nozzles | 8.538% | 0 | 44.5667 | Industrial_2024_Economic_MW_After Competition Groups_Efficient Compressed Air Nozzles
Industrial | Ind ¦ High Efficiency HVAC Fans | 2024 | Economic | MW | After Competition Groups | 23.5907 | 0 | 0 | 521.9905 | 0.045194 | 7 | Industrial_2024_Economic_MW_After Competition Groups_7 | High Efficiency HVAC Fans | 4.519% | 0 | 23.5907 | Industrial_2024_Economic_MW_After Competition Groups_High Efficiency HVAC Fans
Industrial | Ind ¦ HE Lighting | 2024 | Economic | MW | After Competition Groups | 23.5558 | 0 | 0 | 521.9905 | 0.045127 | 8 | Industrial_2024_Economic_MW_After Competition Groups_8 | HE Lighting | 4.513% | 0 | 23.5558 | Industrial_2024_Economic_MW_After Competition Groups_HE Lighting
Industrial | Ind ¦ Process Optimization (Elec) | 2024 | Economic | MW | After Competition Groups | 21.9581 | 0 | 0 | 521.9905 | 0.042066 | 9 | Industrial_2024_Economic_MW_After Competition Groups_9 | Process Optimization (Elec) | 4.207% | 0 | 21.9581 | Industrial_2024_Economic_MW_After Competition Groups_Process Optimization (Elec)
Industrial | Ind ¦ Greenhouse Grow Lights | 2024 | Economic | MW | After Competition Groups | 18.7801 | 0 | 0 | 521.9905 | 0.035978 | 10 | Industrial_2024_Economic_MW_After Competition Groups_10 | Greenhouse Grow Lights | 3.598% | 0 | 18.7801 | Industrial_2024_Economic_MW_After Competition Groups_Greenhouse Grow Lights
Industrial | Ind ¦ Fan System Optimization | 2024 | Economic | MW | After Competition Groups | 17.1964 | 0 | 0 | 521.9905 | 0.032944 | 11 | Industrial_2024_Economic_MW_After Competition Groups_11 | Fan System Optimization | 3.294% | 0 | 17.1964 | Industrial_2024_Economic_MW_After Competition Groups_Fan System Optimization
Industrial | Ind ¦ Improved Controls - Process Cooling | 2024 | Economic | MW | After Competition Groups | 14.1928 | 0 | 0 | 521.9905 | 0.02719 | 12 | Industrial_2024_Economic_MW_After Competition Groups_12 | Improved Controls - Process Cooling | 2.719% | 0 | 14.1928 | Industrial_2024_Economic_MW_After Competition Groups_Improved Controls - Process Cooling
Industrial | Ind ¦ Pump Equipment Upgrade | 2024 | Economic | MW | After Competition Groups | 11.2634 | 0 | 0 | 521.9905 | 0.021578 | 13 | Industrial_2024_Economic_MW_After Competition Groups_13 | Pump Equipment Upgrade | 2.158% | 0 | 11.2634 | Industrial_2024_Economic_MW_After Competition Groups_Pump Equipment Upgrade
Industrial | Ind ¦ Pulp and Paper Process Improvements | 2024 | Economic | MW | After Competition Groups | 8.1193 | 0 | 0 | 521.9905 | 0.015555 | 14 | Industrial_2024_Economic_MW_After Competition Groups_14 | Pulp and Paper Process Improvements | 1.555% | 0 | 8.1193 | Industrial_2024_Economic_MW_After Competition Groups_Pulp and Paper Process Improvements
Industrial | Ind ¦ Material Handling Improvements | 2024 | Economic | MW | After Competition Groups | 6.6489 | 0 | 0 | 521.9905 | 0.012738 | 15 | Industrial_2024_Economic_MW_After Competition Groups_15 | Material Handling Improvements | 1.274% | 0 | 6.6489 | Industrial_2024_Economic_MW_After Competition Groups_Material Handling Improvements
Industrial | Ind ¦ Refiner Plate Improvements | 2024 | Economic | MW | After Competition Groups | 5.377 | 0 | 0 | 521.9905 | 0.010301 | 16 | Industrial_2024_Economic_MW_After Competition Groups_16 | Refiner Plate Improvements | 1.03% | 0 | 5.377 | Industrial_2024_Economic_MW_After Competition Groups_Refiner Plate Improvements
Industrial | Ind ¦ Cooling Tower Optimization | 2024 | Economic | MW | After Competition Groups | 4.2667 | 0 | 0 | 521.9905 | 0.0081739 | 17 | Industrial_2024_Economic_MW_After Competition Groups_17 | Cooling Tower Optimization | 0.8174% | 0 | 4.2667 | Industrial_2024_Economic_MW_After Competition Groups_Cooling Tower Optimization
Industrial | Ind ¦ Free Cooling | 2024 | Economic | MW | After Competition Groups | 3.5643 | 0 | 0 | 521.9905 | 0.0068282 | 18 | Industrial_2024_Economic_MW_After Competition Groups_18 | Free Cooling | 0.6828% | 0 | 3.5643 | Industrial_2024_Economic_MW_After Competition Groups_Free Cooling
Industrial | Ind ¦ VAV Conversion Project | 2024 | Economic | MW | After Competition Groups | 3.2679 | 0 | 0 | 521.9905 | 0.0062605 | 19 | Industrial_2024_Economic_MW_After Competition Groups_19 | VAV Conversion Project | 0.626% | 0 | 3.2679 | Industrial_2024_Economic_MW_After Competition Groups_VAV Conversion Project
Industrial | Ind ¦ Process Heat Recovery | 2024 | Economic | MW | After Competition Groups | 2.8245 | 0 | 0 | 521.9905 | 0.0054109 | 20 | Industrial_2024_Economic_MW_After Competition Groups_20 | Process Heat Recovery | 0.5411% | 0 | 2.8245 | Industrial_2024_Economic_MW_After Competition Groups_Process Heat Recovery
Industrial | Ind ¦ High Efficiency Battery Charger | 2024 | Economic | MW | After Competition Groups | 2.2978 | 0 | 0 | 521.9905 | 0.004402 | 21 | Industrial_2024_Economic_MW_After Competition Groups_21 | High Efficiency Battery Charger | 0.4402% | 0 | 2.2978 | Industrial_2024_Economic_MW_After Competition Groups_High Efficiency Battery Charger
Industrial | Ind ¦ Ventilation Optimization | 2024 | Economic | MW | After Competition Groups | 2.2957 | 0 | 0 | 521.9905 | 0.0043979 | 22 | Industrial_2024_Economic_MW_After Competition Groups_22 | Ventilation Optimization | 0.4398% | 0 | 2.2957 | Industrial_2024_Economic_MW_After Competition Groups_Ventilation Optimization
Industrial | Ind ¦ Process Improvements | 2024 | Economic | MW | After Competition Groups | 2.1869 | 0 | 0 | 521.9905 | 0.0041896 | 23 | Industrial_2024_Economic_MW_After Competition Groups_23 | Process Improvements | 0.419% | 0 | 2.1869 | Industrial_2024_Economic_MW_After Competition Groups_Process Improvements
Industrial | Ind ¦ Improved Controls - Process Heating | 2024 | Economic | MW | After Competition Groups | 1.3142 | 0 | 0 | 521.9905 | 0.0025177 | 24 | Industrial_2024_Economic_MW_After Competition Groups_24 | Improved Controls - Process Heating | 0.2518% | 0 | 1.3142 | Industrial_2024_Economic_MW_After Competition Groups_Improved Controls - Process Heating
Industrial | Ind ¦ Refrigeration Compressor VFD | 2024 | Economic | MW | After Competition Groups | 1.2517 | 0 | 0 | 521.9905 | 0.0023979 | 25 | Industrial_2024_Economic_MW_After Competition Groups_25 | Refrigeration Compressor VFD | 0.2398% | 0 | 1.2517 | Industrial_2024_Economic_MW_After Competition Groups_Refrigeration Compressor VFD
Industrial | Ind ¦ Engine Block Heater Timer | 2024 | Economic | MW | After Competition Groups | 0.83391 | 0 | 0 | 521.9905 | 0.0015976 | 26 | Industrial_2024_Economic_MW_After Competition Groups_26 | Engine Block Heater Timer | 0.1598% | 0 | 0.83391 | Industrial_2024_Economic_MW_After Competition Groups_Engine Block Heater Timer
Industrial | Ind ¦ Efficient Irrigation | 2024 | Economic | MW | After Competition Groups | 0.72205 | 0 | 0 | 521.9905 | 0.0013833 | 27 | Industrial_2024_Economic_MW_After Competition Groups_27 | Efficient Irrigation | 0.1383% | 0 | 0.72205 | Industrial_2024_Economic_MW_After Competition Groups_Efficient Irrigation
Industrial | Ind ¦ Air Compressor Heat Recovery | 2024 | Economic | MW | After Competition Groups | 0.36659 | 0 | 0 | 521.9905 | 0.0007023 | 28 | Industrial_2024_Economic_MW_After Competition Groups_28 | Air Compressor Heat Recovery | 0.07023% | 0 | 0.36659 | Industrial_2024_Economic_MW_After Competition Groups_Air Compressor Heat Recovery
Industrial | Ind ¦ Dairy Pre-Cooler | 2024 | Economic | MW | After Competition Groups | 0.22188 | 0 | 0 | 521.9905 | 0.00042506 | 29 | Industrial_2024_Economic_MW_After Competition Groups_29 | Dairy Pre-Cooler | 0.04251% | 0 | 0.22188 | Industrial_2024_Economic_MW_After Competition Groups_Dairy Pre-Cooler
Industrial | Ind ¦ Efficient Refrigeration Compressor | 2024 | Economic | MW | After Competition Groups | 0.10648 | 0 | 0 | 521.9905 | 0.00020399 | 30 | Industrial_2024_Economic_MW_After Competition Groups_30 | Efficient Refrigeration Compressor | 0.0204% | 0 | 0.10648 | Industrial_2024_Economic_MW_After Competition Groups_Efficient Refrigeration Compressor
Industrial | Ind ¦ Heat Lamps/Heat Pad | 2024 | Economic | MW | After Competition Groups | 0 | 0 | 0 | 521.9905 | 0 | 31 | Industrial_2024_Economic_MW_After Competition Groups_31 | Heat Lamps/Heat Pad | 0% | 0 | 0 | Industrial_2024_Economic_MW_After Competition Groups_Heat Lamps/Heat Pad
Industrial | Ind ¦ Air Compressor Optimization | 2024 | SC A | MW | After Competition Groups | 18.9681 | 0 | 0 | 94.1415 | 0.20148 | 1 | Industrial_2024_SC A_MW_After Competition Groups_1 | Air Compressor Optimization | 20.15% | 0 | 18.9681 | Industrial_2024_SC A_MW_After Competition Groups_Air Compressor Optimization
Industrial | Ind ¦ Pump System Optimization | 2024 | SC A | MW | After Competition Groups | 15.9458 | 0 | 0 | 94.1415 | 0.16938 | 2 | Industrial_2024_SC A_MW_After Competition Groups_2 | Pump System Optimization | 16.94% | 0 | 15.9458 | Industrial_2024_SC A_MW_After Competition Groups_Pump System Optimization
Industrial | Ind ¦ Air Leak Survey and Repair | 2024 | SC A | MW | After Competition Groups | 10.1077 | 0 | 0 | 94.1415 | 0.10737 | 3 | Industrial_2024_SC A_MW_After Competition Groups_3 | Air Leak Survey and Repair | 10.74% | 0 | 10.1077 | Industrial_2024_SC A_MW_After Competition Groups_Air Leak Survey and Repair
Industrial | Ind ¦ Pump Equipment Upgrade | 2024 | SC A | MW | After Competition Groups | 7.211 | 0 | 0 | 94.1415 | 0.076597 | 4 | Industrial_2024_SC A_MW_After Competition Groups_4 | Pump Equipment Upgrade | 7.66% | 0 | 7.211 | Industrial_2024_SC A_MW_After Competition Groups_Pump Equipment Upgrade
Industrial | Ind ¦ Recommissioning | 2024 | SC A | MW | After Competition Groups | 7.1578 | 0 | 0 | 94.1415 | 0.076032 | 5 | Industrial_2024_SC A_MW_After Competition Groups_5 | Recommissioning | 7.603% | 0 | 7.1578 | Industrial_2024_SC A_MW_After Competition Groups_Recommissioning
Industrial | Ind ¦ SEM | 2024 | SC A | MW | After Competition Groups | 7.1578 | 0 | 0 | 94.1415 | 0.076032 | 6 | Industrial_2024_SC A_MW_After Competition Groups_6 | SEM | 7.603% | 0 | 7.1578 | Industrial_2024_SC A_MW_After Competition Groups_SEM
Industrial | Ind ¦ Fan System Optimization | 2024 | SC A | MW | After Competition Groups | 6.3374 | 0 | 0 | 94.1415 | 0.067317 | 7 | Industrial_2024_SC A_MW_After Competition Groups_7 | Fan System Optimization | 6.732% | 0 | 6.3374 | Industrial_2024_SC A_MW_After Competition Groups_Fan System Optimization
Industrial | Ind ¦ Efficient Compressed Air Nozzles | 2024 | SC A | MW | After Competition Groups | 4.7798 | 0 | 0 | 94.1415 | 0.050773 | 8 | Industrial_2024_SC A_MW_After Competition Groups_8 | Efficient Compressed Air Nozzles | 5.077% | 0 | 4.7798 | Industrial_2024_SC A_MW_After Competition Groups_Efficient Compressed Air Nozzles
Industrial | Ind ¦ High Efficiency HVAC Fans | 2024 | SC A | MW | After Competition Groups | 4.712 | 0 | 0 | 94.1415 | 0.050053 | 9 | Industrial_2024_SC A_MW_After Competition Groups_9 | High Efficiency HVAC Fans | 5.005% | 0 | 4.712 | Industrial_2024_SC A_MW_After Competition Groups_High Efficiency HVAC Fans
Industrial | Ind ¦ Greenhouse Grow Lights | 2024 | SC A | MW | After Competition Groups | 2.8512 | 0 | 0 | 94.1415 | 0.030287 | 10 | Industrial_2024_SC A_MW_After Competition Groups_10 | Greenhouse Grow Lights | 3.029% | 0 | 2.8512 | Industrial_2024_SC A_MW_After Competition Groups_Greenhouse Grow Lights
Industrial | Ind ¦ Improved Controls - Process Cooling | 2024 | SC A | MW | After Competition Groups | 1.9211 | 0 | 0 | 94.1415 | 0.020407 | 11 | Industrial_2024_SC A_MW_After Competition Groups_11 | Improved Controls - Process Cooling | 2.041% | 0 | 1.9211 | Industrial_2024_SC A_MW_After Competition Groups_Improved Controls - Process Cooling
Industrial | Ind ¦ Material Handling Improvements | 2024 | SC A | MW | After Competition Groups | 1.7579 | 0 | 0 | 94.1415 | 0.018673 | 12 | Industrial_2024_SC A_MW_After Competition Groups_12 | Material Handling Improvements | 1.867% | 0 | 1.7579 | Industrial_2024_SC A_MW_After Competition Groups_Material Handling Improvements
Industrial | Ind ¦ Process Optimization (Elec) | 2024 | SC A | MW | After Competition Groups | 1.3181 | 0 | 0 | 94.1415 | 0.014002 | 13 | Industrial_2024_SC A_MW_After Competition Groups_13 | Process Optimization (Elec) | 1.4% | 0 | 1.3181 | Industrial_2024_SC A_MW_After Competition Groups_Process Optimization (Elec)
Industrial | Ind ¦ Refiner Plate Improvements | 2024 | SC A | MW | After Competition Groups | 0.54985 | 0 | 0 | 94.1415 | 0.0058407 | 14 | Industrial_2024_SC A_MW_After Competition Groups_14 | Refiner Plate Improvements | 0.5841% | 0 | 0.54985 | Industrial_2024_SC A_MW_After Competition Groups_Refiner Plate Improvements
Industrial | Ind ¦ Ventilation Optimization | 2024 | SC A | MW | After Competition Groups | 0.4928 | 0 | 0 | 94.1415 | 0.0052347 | 15 | Industrial_2024_SC A_MW_After Competition Groups_15 | Ventilation Optimization | 0.5235% | 0 | 0.4928 | Industrial_2024_SC A_MW_After Competition Groups_Ventilation Optimization
Industrial | Ind ¦ VAV Conversion Project | 2024 | SC A | MW | After Competition Groups | 0.43771 | 0 | 0 | 94.1415 | 0.0046495 | 16 | Industrial_2024_SC A_MW_After Competition Groups_16 | VAV Conversion Project | 0.4649% | 0 | 0.43771 | Industrial_2024_SC A_MW_After Competition Groups_VAV Conversion Project
Industrial | Ind ¦ Pulp and Paper Process Improvements | 2024 | SC A | MW | After Competition Groups | 0.40225 | 0 | 0 | 94.1415 | 0.0042729 | 17 | Industrial_2024_SC A_MW_After Competition Groups_17 | Pulp and Paper Process Improvements | 0.4273% | 0 | 0.40225 | Industrial_2024_SC A_MW_After Competition Groups_Pulp and Paper Process Improvements
Industrial | Ind ¦ Process Heat Recovery | 2024 | SC A | MW | After Competition Groups | 0.3658 | 0 | 0 | 94.1415 | 0.0038856 | 18 | Industrial_2024_SC A_MW_After Competition Groups_18 | Process Heat Recovery | 0.3886% | 0 | 0.3658 | Industrial_2024_SC A_MW_After Competition Groups_Process Heat Recovery
Industrial | Ind ¦ High Efficiency Battery Charger | 2024 | SC A | MW | After Competition Groups | 0.27789 | 0 | 0 | 94.1415 | 0.0029518 | 19 | Industrial_2024_SC A_MW_After Competition Groups_19 | High Efficiency Battery Charger | 0.2952% | 0 | 0.27789 | Industrial_2024_SC A_MW_After Competition Groups_High Efficiency Battery Charger
Industrial | Ind ¦ Process Improvements | 2024 | SC A | MW | After Competition Groups | 0.27438 | 0 | 0 | 94.1415 | 0.0029145 | 20 | Industrial_2024_SC A_MW_After Competition Groups_20 | Process Improvements | 0.2915% | 0 | 0.27438 | Industrial_2024_SC A_MW_After Competition Groups_Process Improvements
Industrial | Ind ¦ Refrigeration Compressor VFD | 2024 | SC A | MW | After Competition Groups | 0.25755 | 0 | 0 | 94.1415 | 0.0027358 | 21 | Industrial_2024_SC A_MW_After Competition Groups_21 | Refrigeration Compressor VFD | 0.2736% | 0 | 0.25755 | Industrial_2024_SC A_MW_After Competition Groups_Refrigeration Compressor VFD
Industrial | Ind ¦ HE Lighting | 2024 | SC A | MW | After Competition Groups | 0.22032 | 0 | 0 | 94.1415 | 0.0023403 | 22 | Industrial_2024_SC A_MW_After Competition Groups_22 | HE Lighting | 0.234% | 0 | 0.22032 | Industrial_2024_SC A_MW_After Competition Groups_HE Lighting
Industrial | Ind ¦ Improved Controls - Process Heating | 2024 | SC A | MW | After Competition Groups | 0.17882 | 0 | 0 | 94.1415 | 0.0018995 | 23 | Industrial_2024_SC A_MW_After Competition Groups_23 | Improved Controls - Process Heating | 0.19% | 0 | 0.17882 | Industrial_2024_SC A_MW_After Competition Groups_Improved Controls - Process Heating
Industrial | Ind ¦ Cooling Tower Optimization | 2024 | SC A | MW | After Competition Groups | 0.15951 | 0 | 0 | 94.1415 | 0.0016944 | 24 | Industrial_2024_SC A_MW_After Competition Groups_24 | Cooling Tower Optimization | 0.1694% | 0 | 0.15951 | Industrial_2024_SC A_MW_After Competition Groups_Cooling Tower Optimization
Industrial | Ind ¦ Engine Block Heater Timer | 2024 | SC A | MW | After Competition Groups | 0.10781 | 0 | 0 | 94.1415 | 0.0011451 | 25 | Industrial_2024_SC A_MW_After Competition Groups_25 | Engine Block Heater Timer | 0.1145% | 0 | 0.10781 | Industrial_2024_SC A_MW_After Competition Groups_Engine Block Heater Timer
Industrial | Ind ¦ Dairy Pre-Cooler | 2024 | SC A | MW | After Competition Groups | 0.064612 | 0 | 0 | 94.1415 | 0.00068633 | 26 | Industrial_2024_SC A_MW_After Competition Groups_26 | Dairy Pre-Cooler | 0.06863% | 0 | 0.064612 | Industrial_2024_SC A_MW_After Competition Groups_Dairy Pre-Cooler
Industrial | Ind ¦ Air Compressor Heat Recovery | 2024 | SC A | MW | After Competition Groups | 0.049321 | 0 | 0 | 94.1415 | 0.0005239 | 27 | Industrial_2024_SC A_MW_After Competition Groups_27 | Air Compressor Heat Recovery | 0.05239% | 0 | 0.049321 | Industrial_2024_SC A_MW_After Competition Groups_Air Compressor Heat Recovery
Industrial | Ind ¦ Efficient Refrigeration Compressor | 2024 | SC A | MW | After Competition Groups | 0.04252 | 0 | 0 | 94.1415 | 0.00045166 | 28 | Industrial_2024_SC A_MW_After Competition Groups_28 | Efficient Refrigeration Compressor | 0.04517% | 0 | 0.04252 | Industrial_2024_SC A_MW_After Competition Groups_Efficient Refrigeration Compressor
Industrial | Ind ¦ Efficient Irrigation | 2024 | SC A | MW | After Competition Groups | 0.031043 | 0 | 0 | 94.1415 | 0.00032975 | 29 | Industrial_2024_SC A_MW_After Competition Groups_29 | Efficient Irrigation | 0.03298% | 0 | 0.031043 | Industrial_2024_SC A_MW_After Competition Groups_Efficient Irrigation
Industrial | Ind ¦ Free Cooling | 2024 | SC A | MW | After Competition Groups | 0.0036748 | 0 | 0 | 94.1415 | 3.9035e-05 | 30 | Industrial_2024_SC A_MW_After Competition Groups_30 | Free Cooling | 0.003904% | 0 | 0.0036748 | Industrial_2024_SC A_MW_After Competition Groups_Free Cooling
Industrial | Ind ¦ Heat Lamps/Heat Pad | 2024 | SC A | MW | After Competition Groups | 0 | 0 | 0 | 94.1415 | 0 | 31 | Industrial_2024_SC A_MW_After Competition Groups_31 | Heat Lamps/Heat Pad | 0% | 0 | 0 | Industrial_2024_SC A_MW_After Competition Groups_Heat Lamps/Heat Pad
Industrial | Ind ¦ Air Leak Survey and Repair | 2024 | SC B | MW | After Competition Groups | 26.8217 | 0 | 0 | 168.014 | 0.15964 | 1 | Industrial_2024_SC B_MW_After Competition Groups_1 | Air Leak Survey and Repair | 15.96% | 0 | 26.8217 | Industrial_2024_SC B_MW_After Competition Groups_Air Leak Survey and Repair
Industrial | Ind ¦ Recommissioning | 2024 | SC B | MW | After Competition Groups | 18.993 | 0 | 0 | 168.014 | 0.11304 | 2 | Industrial_2024_SC B_MW_After Competition Groups_2 | Recommissioning | 11.3% | 0 | 18.993 | Industrial_2024_SC B_MW_After Competition Groups_Recommissioning
Industrial | Ind ¦ SEM | 2024 | SC B | MW | After Competition Groups | 18.993 | 0 | 0 | 168.014 | 0.11304 | 3 | Industrial_2024_SC B_MW_After Competition Groups_3 | SEM | 11.3% | 0 | 18.993 | Industrial_2024_SC B_MW_After Competition Groups_SEM
Industrial | Ind ¦ Air Compressor Optimization | 2024 | SC B | MW | After Competition Groups | 18.9681 | 0 | 0 | 168.014 | 0.1129 | 4 | Industrial_2024_SC B_MW_After Competition Groups_4 | Air Compressor Optimization | 11.29% | 0 | 18.9681 | Industrial_2024_SC B_MW_After Competition Groups_Air Compressor Optimization
Industrial | Ind ¦ Pump System Optimization | 2024 | SC B | MW | After Competition Groups | 17.3589 | 0 | 0 | 168.014 | 0.10332 | 5 | Industrial_2024_SC B_MW_After Competition Groups_5 | Pump System Optimization | 10.33% | 0 | 17.3589 | Industrial_2024_SC B_MW_After Competition Groups_Pump System Optimization
Industrial | Ind ¦ Efficient Compressed Air Nozzles | 2024 | SC B | MW | After Competition Groups | 12.6573 | 0 | 0 | 168.014 | 0.075335 | 6 | Industrial_2024_SC B_MW_After Competition Groups_6 | Efficient Compressed Air Nozzles | 7.533% | 0 | 12.6573 | Industrial_2024_SC B_MW_After Competition Groups_Efficient Compressed Air Nozzles
Industrial | Ind ¦ High Efficiency HVAC Fans | 2024 | SC B | MW | After Competition Groups | 8.6465 | 0 | 0 | 168.014 | 0.051463 | 7 | Industrial_2024_SC B_MW_After Competition Groups_7 | High Efficiency HVAC Fans | 5.146% | 0 | 8.6465 | Industrial_2024_SC B_MW_After Competition Groups_High Efficiency HVAC Fans
Industrial | Ind ¦ Pump Equipment Upgrade | 2024 | SC B | MW | After Competition Groups | 7.211 | 0 | 0 | 168.014 | 0.042919 | 8 | Industrial_2024_SC B_MW_After Competition Groups_8 | Pump Equipment Upgrade | 4.292% | 0 | 7.211 | Industrial_2024_SC B_MW_After Competition Groups_Pump Equipment Upgrade
Industrial | Ind ¦ Fan System Optimization | 2024 | SC B | MW | After Competition Groups | 6.8824 | 0 | 0 | 168.014 | 0.040963 | 9 | Industrial_2024_SC B_MW_After Competition Groups_9 | Fan System Optimization | 4.096% | 0 | 6.8824 | Industrial_2024_SC B_MW_After Competition Groups_Fan System Optimization
Industrial | Ind ¦ Greenhouse Grow Lights | 2024 | SC B | MW | After Competition Groups | 5.6532 | 0 | 0 | 168.014 | 0.033647 | 10 | Industrial_2024_SC B_MW_After Competition Groups_10 | Greenhouse Grow Lights | 3.365% | 0 | 5.6532 | Industrial_2024_SC B_MW_After Competition Groups_Greenhouse Grow Lights
Industrial | Ind ¦ Improved Controls - Process Cooling | 2024 | SC B | MW | After Competition Groups | 5.1074 | 0 | 0 | 168.014 | 0.030399 | 11 | Industrial_2024_SC B_MW_After Competition Groups_11 | Improved Controls - Process Cooling | 3.04% | 0 | 5.1074 | Industrial_2024_SC B_MW_After Competition Groups_Improved Controls - Process Cooling
Industrial | Ind ¦ HE Lighting | 2024 | SC B | MW | After Competition Groups | 3.0329 | 0 | 0 | 168.014 | 0.018051 | 12 | Industrial_2024_SC B_MW_After Competition Groups_12 | HE Lighting | 1.805% | 0 | 3.0329 | Industrial_2024_SC B_MW_After Competition Groups_HE Lighting
Industrial | Ind ¦ Material Handling Improvements | 2024 | SC B | MW | After Competition Groups | 2.7906 | 0 | 0 | 168.014 | 0.016609 | 13 | Industrial_2024_SC B_MW_After Competition Groups_13 | Material Handling Improvements | 1.661% | 0 | 2.7906 | Industrial_2024_SC B_MW_After Competition Groups_Material Handling Improvements
Industrial | Ind ¦ Pulp and Paper Process Improvements | 2024 | SC B | MW | After Competition Groups | 2.6528 | 0 | 0 | 168.014 | 0.015789 | 14 | Industrial_2024_SC B_MW_After Competition Groups_14 | Pulp and Paper Process Improvements | 1.579% | 0 | 2.6528 | Industrial_2024_SC B_MW_After Competition Groups_Pulp and Paper Process Improvements
Industrial | Ind ¦ Cooling Tower Optimization | 2024 | SC B | MW | After Competition Groups | 1.5257 | 0 | 0 | 168.014 | 0.0090809 | 15 | Industrial_2024_SC B_MW_After Competition Groups_15 | Cooling Tower Optimization | 0.9081% | 0 | 1.5257 | Industrial_2024_SC B_MW_After Competition Groups_Cooling Tower Optimization
Industrial | Ind ¦ Refiner Plate Improvements | 2024 | SC B | MW | After Competition Groups | 1.4636 | 0 | 0 | 168.014 | 0.0087112 | 16 | Industrial_2024_SC B_MW_After Competition Groups_16 | Refiner Plate Improvements | 0.8711% | 0 | 1.4636 | Industrial_2024_SC B_MW_After Competition Groups_Refiner Plate Improvements
Industrial | Ind ¦ Free Cooling | 2024 | SC B | MW | After Competition Groups | 1.3864 | 0 | 0 | 168.014 | 0.0082515 | 17 | Industrial_2024_SC B_MW_After Competition Groups_17 | Free Cooling | 0.8251% | 0 | 1.3864 | Industrial_2024_SC B_MW_After Competition Groups_Free Cooling
Industrial | Ind ¦ Process Optimization (Elec) | 2024 | SC B | MW | After Competition Groups | 1.3181 | 0 | 0 | 168.014 | 0.0078454 | 18 | Industrial_2024_SC B_MW_After Competition Groups_18 | Process Optimization (Elec) | 0.7845% | 0 | 1.3181 | Industrial_2024_SC B_MW_After Competition Groups_Process Optimization (Elec)
Industrial | Ind ¦ Ventilation Optimization | 2024 | SC B | MW | After Competition Groups | 1.2358 | 0 | 0 | 168.014 | 0.0073554 | 19 | Industrial_2024_SC B_MW_After Competition Groups_19 | Ventilation Optimization | 0.7355% | 0 | 1.2358 | Industrial_2024_SC B_MW_After Competition Groups_Ventilation Optimization
Industrial | Ind ¦ VAV Conversion Project | 2024 | SC B | MW | After Competition Groups | 1.1872 | 0 | 0 | 168.014 | 0.007066 | 20 | Industrial_2024_SC B_MW_After Competition Groups_20 | VAV Conversion Project | 0.7066% | 0 | 1.1872 | Industrial_2024_SC B_MW_After Competition Groups_VAV Conversion Project
Industrial | Ind ¦ Process Heat Recovery | 2024 | SC B | MW | After Competition Groups | 0.97219 | 0 | 0 | 168.014 | 0.0057864 | 21 | Industrial_2024_SC B_MW_After Competition Groups_21 | Process Heat Recovery | 0.5786% | 0 | 0.97219 | Industrial_2024_SC B_MW_After Competition Groups_Process Heat Recovery
Industrial | Ind ¦ High Efficiency Battery Charger | 2024 | SC B | MW | After Competition Groups | 0.80731 | 0 | 0 | 168.014 | 0.004805 | 22 | Industrial_2024_SC B_MW_After Competition Groups_22 | High Efficiency Battery Charger | 0.4805% | 0 | 0.80731 | Industrial_2024_SC B_MW_After Competition Groups_High Efficiency Battery Charger
Industrial | Ind ¦ Process Improvements | 2024 | SC B | MW | After Competition Groups | 0.76202 | 0 | 0 | 168.014 | 0.0045355 | 23 | Industrial_2024_SC B_MW_After Competition Groups_23 | Process Improvements | 0.4535% | 0 | 0.76202 | Industrial_2024_SC B_MW_After Competition Groups_Process Improvements
Industrial | Ind ¦ Improved Controls - Process Heating | 2024 | SC B | MW | After Competition Groups | 0.47446 | 0 | 0 | 168.014 | 0.0028239 | 24 | Industrial_2024_SC B_MW_After Competition Groups_24 | Improved Controls - Process Heating | 0.2824% | 0 | 0.47446 | Industrial_2024_SC B_MW_After Competition Groups_Improved Controls - Process Heating
Industrial | Ind ¦ Refrigeration Compressor VFD | 2024 | SC B | MW | After Competition Groups | 0.45411 | 0 | 0 | 168.014 | 0.0027028 | 25 | Industrial_2024_SC B_MW_After Competition Groups_25 | Refrigeration Compressor VFD | 0.2703% | 0 | 0.45411 | Industrial_2024_SC B_MW_After Competition Groups_Refrigeration Compressor VFD
Industrial | Ind ¦ Engine Block Heater Timer | 2024 | SC B | MW | After Competition Groups | 0.28685 | 0 | 0 | 168.014 | 0.0017073 | 26 | Industrial_2024_SC B_MW_After Competition Groups_26 | Engine Block Heater Timer | 0.1707% | 0 | 0.28685 | Industrial_2024_SC B_MW_After Competition Groups_Engine Block Heater Timer
Industrial | Ind ¦ Air Compressor Heat Recovery | 2024 | SC B | MW | After Competition Groups | 0.13081 | 0 | 0 | 168.014 | 0.00077859 | 27 | Industrial_2024_SC B_MW_After Competition Groups_27 | Air Compressor Heat Recovery | 0.07786% | 0 | 0.13081 | Industrial_2024_SC B_MW_After Competition Groups_Air Compressor Heat Recovery
Industrial | Ind ¦ Dairy Pre-Cooler | 2024 | SC B | MW | After Competition Groups | 0.094229 | 0 | 0 | 168.014 | 0.00056084 | 28 | Industrial_2024_SC B_MW_After Competition Groups_28 | Dairy Pre-Cooler | 0.05608% | 0 | 0.094229 | Industrial_2024_SC B_MW_After Competition Groups_Dairy Pre-Cooler
Industrial | Ind ¦ Efficient Irrigation | 2024 | SC B | MW | After Competition Groups | 0.088147 | 0 | 0 | 168.014 | 0.00052464 | 29 | Industrial_2024_SC B_MW_After Competition Groups_29 | Efficient Irrigation | 0.05246% | 0 | 0.088147 | Industrial_2024_SC B_MW_After Competition Groups_Efficient Irrigation
Industrial | Ind ¦ Efficient Refrigeration Compressor | 2024 | SC B | MW | After Competition Groups | 0.05836 | 0 | 0 | 168.014 | 0.00034736 | 30 | Industrial_2024_SC B_MW_After Competition Groups_30 | Efficient Refrigeration Compressor | 0.03474% | 0 | 0.05836 | Industrial_2024_SC B_MW_After Competition Groups_Efficient Refrigeration Compressor
Industrial | Ind ¦ Heat Lamps/Heat Pad | 2024 | SC B | MW | After Competition Groups | 0 | 0 | 0 | 168.014 | 0 | 31 | Industrial_2024_SC B_MW_After Competition Groups_31 | Heat Lamps/Heat Pad | 0% | 0 | 0 | Industrial_2024_SC B_MW_After Competition Groups_Heat Lamps/Heat Pad
Industrial | Ind ¦ Air Compressor Optimization | 2024 | SC C | MW | After Competition Groups | 18.9681 | 0 | 0 | 101.3329 | 0.18719 | 1 | Industrial_2024_SC C_MW_After Competition Groups_1 | Air Compressor Optimization | 18.72% | 0 | 18.9681 | Industrial_2024_SC C_MW_After Competition Groups_Air Compressor Optimization
Industrial | Ind ¦ Pump System Optimization | 2024 | SC C | MW | After Competition Groups | 17.3589 | 0 | 0 | 101.3329 | 0.17131 | 2 | Industrial_2024_SC C_MW_After Competition Groups_2 | Pump System Optimization | 17.13% | 0 | 17.3589 | Industrial_2024_SC C_MW_After Competition Groups_Pump System Optimization
Industrial | Ind ¦ Air Leak Survey and Repair | 2024 | SC C | MW | After Competition Groups | 10.1077 | 0 | 0 | 101.3329 | 0.099747 | 3 | Industrial_2024_SC C_MW_After Competition Groups_3 | Air Leak Survey and Repair | 9.975% | 0 | 10.1077 | Industrial_2024_SC C_MW_After Competition Groups_Air Leak Survey and Repair
Industrial | Ind ¦ Pump Equipment Upgrade | 2024 | SC C | MW | After Competition Groups | 7.211 | 0 | 0 | 101.3329 | 0.071161 | 4 | Industrial_2024_SC C_MW_After Competition Groups_4 | Pump Equipment Upgrade | 7.116% | 0 | 7.211 | Industrial_2024_SC C_MW_After Competition Groups_Pump Equipment Upgrade
Industrial | Ind ¦ Recommissioning | 2024 | SC C | MW | After Competition Groups | 7.1578 | 0 | 0 | 101.3329 | 0.070636 | 5 | Industrial_2024_SC C_MW_After Competition Groups_5 | Recommissioning | 7.064% | 0 | 7.1578 | Industrial_2024_SC C_MW_After Competition Groups_Recommissioning
Industrial | Ind ¦ SEM | 2024 | SC C | MW | After Competition Groups | 7.1578 | 0 | 0 | 101.3329 | 0.070636 | 6 | Industrial_2024_SC C_MW_After Competition Groups_6 | SEM | 7.064% | 0 | 7.1578 | Industrial_2024_SC C_MW_After Competition Groups_SEM
Industrial | Ind ¦ Fan System Optimization | 2024 | SC C | MW | After Competition Groups | 6.8824 | 0 | 0 | 101.3329 | 0.067918 | 7 | Industrial_2024_SC C_MW_After Competition Groups_7 | Fan System Optimization | 6.792% | 0 | 6.8824 | Industrial_2024_SC C_MW_After Competition Groups_Fan System Optimization
Industrial | Ind ¦ Efficient Compressed Air Nozzles | 2024 | SC C | MW | After Competition Groups | 4.7798 | 0 | 0 | 101.3329 | 0.047169 | 8 | Industrial_2024_SC C_MW_After Competition Groups_8 | Efficient Compressed Air Nozzles | 4.717% | 0 | 4.7798 | Industrial_2024_SC C_MW_After Competition Groups_Efficient Compressed Air Nozzles
Industrial | Ind ¦ High Efficiency HVAC Fans | 2024 | SC C | MW | After Competition Groups | 4.712 | 0 | 0 | 101.3329 | 0.046501 | 9 | Industrial_2024_SC C_MW_After Competition Groups_9 | High Efficiency HVAC Fans | 4.65% | 0 | 4.712 | Industrial_2024_SC C_MW_After Competition Groups_High Efficiency HVAC Fans
Industrial | Ind ¦ Greenhouse Grow Lights | 2024 | SC C | MW | After Competition Groups | 3.6988 | 0 | 0 | 101.3329 | 0.036502 | 10 | Industrial_2024_SC C_MW_After Competition Groups_10 | Greenhouse Grow Lights | 3.65% | 0 | 3.6988 | Industrial_2024_SC C_MW_After Competition Groups_Greenhouse Grow Lights
Industrial | Ind ¦ Improved Controls - Process Cooling | 2024 | SC C | MW | After Competition Groups | 1.9244 | 0 | 0 | 101.3329 | 0.018991 | 11 | Industrial_2024_SC C_MW_After Competition Groups_11 | Improved Controls - Process Cooling | 1.899% | 0 | 1.9244 | Industrial_2024_SC C_MW_After Competition Groups_Improved Controls - Process Cooling
Industrial | Ind ¦ Material Handling Improvements | 2024 | SC C | MW | After Competition Groups | 1.7579 | 0 | 0 | 101.3329 | 0.017347 | 12 | Industrial_2024_SC C_MW_After Competition Groups_12 | Material Handling Improvements | 1.735% | 0 | 1.7579 | Industrial_2024_SC C_MW_After Competition Groups_Material Handling Improvements
Industrial | Ind ¦ Cooling Tower Optimization | 2024 | SC C | MW | After Competition Groups | 1.5257 | 0 | 0 | 101.3329 | 0.015056 | 13 | Industrial_2024_SC C_MW_After Competition Groups_13 | Cooling Tower Optimization | 1.506% | 0 | 1.5257 | Industrial_2024_SC C_MW_After Competition Groups_Cooling Tower Optimization
Industrial | Ind ¦ Process Optimization (Elec) | 2024 | SC C | MW | After Competition Groups | 1.3181 | 0 | 0 | 101.3329 | 0.013008 | 14 | Industrial_2024_SC C_MW_After Competition Groups_14 | Process Optimization (Elec) | 1.301% | 0 | 1.3181 | Industrial_2024_SC C_MW_After Competition Groups_Process Optimization (Elec)
Industrial | Ind ¦ Ventilation Optimization | 2024 | SC C | MW | After Competition Groups | 1.2358 | 0 | 0 | 101.3329 | 0.012196 | 15 | Industrial_2024_SC C_MW_After Competition Groups_15 | Ventilation Optimization | 1.22% | 0 | 1.2358 | Industrial_2024_SC C_MW_After Competition Groups_Ventilation Optimization
Industrial | Ind ¦ HE Lighting | 2024 | SC C | MW | After Competition Groups | 1.1414 | 0 | 0 | 101.3329 | 0.011264 | 16 | Industrial_2024_SC C_MW_After Competition Groups_16 | HE Lighting | 1.126% | 0 | 1.1414 | Industrial_2024_SC C_MW_After Competition Groups_HE Lighting
Industrial | Ind ¦ Pulp and Paper Process Improvements | 2024 | SC C | MW | After Competition Groups | 0.99652 | 0 | 0 | 101.3329 | 0.0098341 | 17 | Industrial_2024_SC C_MW_After Competition Groups_17 | Pulp and Paper Process Improvements | 0.9834% | 0 | 0.99652 | Industrial_2024_SC C_MW_After Competition Groups_Pulp and Paper Process Improvements
Industrial | Ind ¦ Refiner Plate Improvements | 2024 | SC C | MW | After Competition Groups | 0.54985 | 0 | 0 | 101.3329 | 0.0054262 | 18 | Industrial_2024_SC C_MW_After Competition Groups_18 | Refiner Plate Improvements | 0.5426% | 0 | 0.54985 | Industrial_2024_SC C_MW_After Competition Groups_Refiner Plate Improvements
Industrial | Ind ¦ Free Cooling | 2024 | SC C | MW | After Competition Groups | 0.5244 | 0 | 0 | 101.3329 | 0.005175 | 19 | Industrial_2024_SC C_MW_After Competition Groups_19 | Free Cooling | 0.5175% | 0 | 0.5244 | Industrial_2024_SC C_MW_After Competition Groups_Free Cooling
Industrial | Ind ¦ VAV Conversion Project | 2024 | SC C | MW | After Competition Groups | 0.44731 | 0 | 0 | 101.3329 | 0.0044142 | 20 | Industrial_2024_SC C_MW_After Competition Groups_20 | VAV Conversion Project | 0.4414% | 0 | 0.44731 | Industrial_2024_SC C_MW_After Competition Groups_VAV Conversion Project
Industrial | Ind ¦ High Efficiency Battery Charger | 2024 | SC C | MW | After Competition Groups | 0.40761 | 0 | 0 | 101.3329 | 0.0040225 | 21 | Industrial_2024_SC C_MW_After Competition Groups_21 | High Efficiency Battery Charger | 0.4022% | 0 | 0.40761 | Industrial_2024_SC C_MW_After Competition Groups_High Efficiency Battery Charger
Industrial | Ind ¦ Process Heat Recovery | 2024 | SC C | MW | After Competition Groups | 0.3658 | 0 | 0 | 101.3329 | 0.0036099 | 22 | Industrial_2024_SC C_MW_After Competition Groups_22 | Process Heat Recovery | 0.361% | 0 | 0.3658 | Industrial_2024_SC C_MW_After Competition Groups_Process Heat Recovery
Industrial | Ind ¦ Refrigeration Compressor VFD | 2024 | SC C | MW | After Competition Groups | 0.32682 | 0 | 0 | 101.3329 | 0.0032252 | 23 | Industrial_2024_SC C_MW_After Competition Groups_23 | Refrigeration Compressor VFD | 0.3225% | 0 | 0.32682 | Industrial_2024_SC C_MW_After Competition Groups_Refrigeration Compressor VFD
Industrial | Ind ¦ Process Improvements | 2024 | SC C | MW | After Competition Groups | 0.28718 | 0 | 0 | 101.3329 | 0.002834 | 24 | Industrial_2024_SC C_MW_After Competition Groups_24 | Process Improvements | 0.2834% | 0 | 0.28718 | Industrial_2024_SC C_MW_After Competition Groups_Process Improvements
Industrial | Ind ¦ Improved Controls - Process Heating | 2024 | SC C | MW | After Competition Groups | 0.17913 | 0 | 0 | 101.3329 | 0.0017677 | 25 | Industrial_2024_SC C_MW_After Competition Groups_25 | Improved Controls - Process Heating | 0.1768% | 0 | 0.17913 | Industrial_2024_SC C_MW_After Competition Groups_Improved Controls - Process Heating
Industrial | Ind ¦ Engine Block Heater Timer | 2024 | SC C | MW | After Competition Groups | 0.10802 | 0 | 0 | 101.3329 | 0.001066 | 26 | Industrial_2024_SC C_MW_After Competition Groups_26 | Engine Block Heater Timer | 0.1066% | 0 | 0.10802 | Industrial_2024_SC C_MW_After Competition Groups_Engine Block Heater Timer
Industrial | Ind ¦ Dairy Pre-Cooler | 2024 | SC C | MW | After Competition Groups | 0.077747 | 0 | 0 | 101.3329 | 0.00076724 | 27 | Industrial_2024_SC C_MW_After Competition Groups_27 | Dairy Pre-Cooler | 0.07672% | 0 | 0.077747 | Industrial_2024_SC C_MW_After Competition Groups_Dairy Pre-Cooler
Industrial | Ind ¦ Air Compressor Heat Recovery | 2024 | SC C | MW | After Competition Groups | 0.049321 | 0 | 0 | 101.3329 | 0.00048672 | 28 | Industrial_2024_SC C_MW_After Competition Groups_28 | Air Compressor Heat Recovery | 0.04867% | 0 | 0.049321 | Industrial_2024_SC C_MW_After Competition Groups_Air Compressor Heat Recovery
Industrial | Ind ¦ Efficient Refrigeration Compressor | 2024 | SC C | MW | After Competition Groups | 0.04252 | 0 | 0 | 101.3329 | 0.00041961 | 29 | Industrial_2024_SC C_MW_After Competition Groups_29 | Efficient Refrigeration Compressor | 0.04196% | 0 | 0.04252 | Industrial_2024_SC C_MW_After Competition Groups_Efficient Refrigeration Compressor
Industrial | Ind ¦ Efficient Irrigation | 2024 | SC C | MW | After Competition Groups | 0.03317 | 0 | 0 | 101.3329 | 0.00032734 | 30 | Industrial_2024_SC C_MW_After Competition Groups_30 | Efficient Irrigation | 0.03273% | 0 | 0.03317 | Industrial_2024_SC C_MW_After Competition Groups_Efficient Irrigation
Industrial | Ind ¦ Heat Lamps/Heat Pad | 2024 | SC C | MW | After Competition Groups | 0 | 0 | 0 | 101.3329 | 0 | 31 | Industrial_2024_SC C_MW_After Competition Groups_31 | Heat Lamps/Heat Pad | 0% | 0 | 0 | Industrial_2024_SC C_MW_After Competition Groups_Heat Lamps/Heat Pad
Industrial | Ind ¦ Air Compressor Optimization | 2024 | SC D | MW | After Competition Groups | 18.9681 | 1620210.4436 | 1.6202 | 93.6866 | 0.20246 | 1 | Industrial_2024_SC D_MW_After Competition Groups_1 | Air Compressor Optimization | 20.25% | 1.6202 | 18.9681 | Industrial_2024_SC D_MW_After Competition Groups_Air Compressor Optimization
Industrial | Ind ¦ Pump System Optimization | 2024 | SC D | MW | After Competition Groups | 15.1857 | 3557897.8642 | 3.5579 | 93.6866 | 0.16209 | 2 | Industrial_2024_SC D_MW_After Competition Groups_2 | Pump System Optimization | 16.21% | 3.5579 | 15.1857 | Industrial_2024_SC D_MW_After Competition Groups_Pump System Optimization
Industrial | Ind ¦ Air Leak Survey and Repair | 2024 | SC D | MW | After Competition Groups | 10.09 | 278823.7915 | 0.27882 | 93.6866 | 0.1077 | 3 | Industrial_2024_SC D_MW_After Competition Groups_3 | Air Leak Survey and Repair | 10.77% | 0.27882 | 10.09 | Industrial_2024_SC D_MW_After Competition Groups_Air Leak Survey and Repair
Industrial | Ind ¦ SEM | 2024 | SC D | MW | After Competition Groups | 7.1578 | 1344897.9693 | 1.3449 | 93.6866 | 0.076402 | 4 | Industrial_2024_SC D_MW_After Competition Groups_4 | SEM | 7.64% | 1.3449 | 7.1578 | Industrial_2024_SC D_MW_After Competition Groups_SEM
Industrial | Ind ¦ Recommissioning | 2024 | SC D | MW | After Competition Groups | 6.9197 | 851147.6751 | 0.85115 | 93.6866 | 0.07386 | 5 | Industrial_2024_SC D_MW_After Competition Groups_5 | Recommissioning | 7.386% | 0.85115 | 6.9197 | Industrial_2024_SC D_MW_After Competition Groups_Recommissioning
Industrial | Ind ¦ Fan System Optimization | 2024 | SC D | MW | After Competition Groups | 6.8824 | 1391519.3186 | 1.3915 | 93.6866 | 0.073462 | 6 | Industrial_2024_SC D_MW_After Competition Groups_6 | Fan System Optimization | 7.346% | 1.3915 | 6.8824 | Industrial_2024_SC D_MW_After Competition Groups_Fan System Optimization
Industrial | Ind ¦ Pump Equipment Upgrade | 2024 | SC D | MW | After Competition Groups | 6.8267 | 1443670.292 | 1.4437 | 93.6866 | 0.072867 | 7 | Industrial_2024_SC D_MW_After Competition Groups_7 | Pump Equipment Upgrade | 7.287% | 1.4437 | 6.8267 | Industrial_2024_SC D_MW_After Competition Groups_Pump Equipment Upgrade
Industrial | Ind ¦ Efficient Compressed Air Nozzles | 2024 | SC D | MW | After Competition Groups | 4.7798 | 232213.8589 | 0.23221 | 93.6866 | 0.051019 | 8 | Industrial_2024_SC D_MW_After Competition Groups_8 | Efficient Compressed Air Nozzles | 5.102% | 0.23221 | 4.7798 | Industrial_2024_SC D_MW_After Competition Groups_Efficient Compressed Air Nozzles
Industrial | Ind ¦ High Efficiency HVAC Fans | 2024 | SC D | MW | After Competition Groups | 4.506 | 1039783.6627 | 1.0398 | 93.6866 | 0.048096 | 9 | Industrial_2024_SC D_MW_After Competition Groups_9 | High Efficiency HVAC Fans | 4.81% | 1.0398 | 4.506 | Industrial_2024_SC D_MW_After Competition Groups_High Efficiency HVAC Fans
Industrial | Ind ¦ Greenhouse Grow Lights | 2024 | SC D | MW | After Competition Groups | 2.4048 | 502150.7353 | 0.50215 | 93.6866 | 0.025668 | 10 | Industrial_2024_SC D_MW_After Competition Groups_10 | Greenhouse Grow Lights | 2.567% | 0.50215 | 2.4048 | Industrial_2024_SC D_MW_After Competition Groups_Greenhouse Grow Lights
Industrial | Ind ¦ Improved Controls - Process Cooling | 2024 | SC D | MW | After Competition Groups | 1.9244 | 130708.5398 | 0.13071 | 93.6866 | 0.02054 | 11 | Industrial_2024_SC D_MW_After Competition Groups_11 | Improved Controls - Process Cooling | 2.054% | 0.13071 | 1.9244 | Industrial_2024_SC D_MW_After Competition Groups_Improved Controls - Process Cooling
Industrial | Ind ¦ Material Handling Improvements | 2024 | SC D | MW | After Competition Groups | 1.7579 | 126647.2565 | 0.12665 | 93.6866 | 0.018763 | 12 | Industrial_2024_SC D_MW_After Competition Groups_12 | Material Handling Improvements | 1.876% | 0.12665 | 1.7579 | Industrial_2024_SC D_MW_After Competition Groups_Material Handling Improvements
Industrial | Ind ¦ Cooling Tower Optimization | 2024 | SC D | MW | After Competition Groups | 1.3745 | 287242.0591 | 0.28724 | 93.6866 | 0.014671 | 13 | Industrial_2024_SC D_MW_After Competition Groups_13 | Cooling Tower Optimization | 1.467% | 0.28724 | 1.3745 | Industrial_2024_SC D_MW_After Competition Groups_Cooling Tower Optimization
Industrial | Ind ¦ Process Optimization (Elec) | 2024 | SC D | MW | After Competition Groups | 1.3181 | 155793.6211 | 0.15579 | 93.6866 | 0.01407 | 14 | Industrial_2024_SC D_MW_After Competition Groups_14 | Process Optimization (Elec) | 1.407% | 0.15579 | 1.3181 | Industrial_2024_SC D_MW_After Competition Groups_Process Optimization (Elec)
Industrial | Ind ¦ Ventilation Optimization | 2024 | SC D | MW | After Competition Groups | 1.0771 | 298615.927 | 0.29862 | 93.6866 | 0.011497 | 15 | Industrial_2024_SC D_MW_After Competition Groups_15 | Ventilation Optimization | 1.15% | 0.29862 | 1.0771 | Industrial_2024_SC D_MW_After Competition Groups_Ventilation Optimization
Industrial | Ind ¦ Refiner Plate Improvements | 2024 | SC D | MW | After Competition Groups | 0.54985 | 90766.7078 | 0.090767 | 93.6866 | 0.0058691 | 16 | Industrial_2024_SC D_MW_After Competition Groups_16 | Refiner Plate Improvements | 0.5869% | 0.090767 | 0.54985 | Industrial_2024_SC D_MW_After Competition Groups_Refiner Plate Improvements
Industrial | Ind ¦ VAV Conversion Project | 2024 | SC D | MW | After Competition Groups | 0.30531 | 100081.8355 | 0.10008 | 93.6866 | 0.0032589 | 17 | Industrial_2024_SC D_MW_After Competition Groups_17 | VAV Conversion Project | 0.3259% | 0.10008 | 0.30531 | Industrial_2024_SC D_MW_After Competition Groups_VAV Conversion Project
Industrial | Ind ¦ Process Heat Recovery | 2024 | SC D | MW | After Competition Groups | 0.27589 | 77063.4286 | 0.077063 | 93.6866 | 0.0029448 | 18 | Industrial_2024_SC D_MW_After Competition Groups_18 | Process Heat Recovery | 0.2945% | 0.077063 | 0.27589 | Industrial_2024_SC D_MW_After Competition Groups_Process Heat Recovery
Industrial | Ind ¦ Process Improvements | 2024 | SC D | MW | After Competition Groups | 0.25245 | 30797.8059 | 0.030798 | 93.6866 | 0.0026946 | 19 | Industrial_2024_SC D_MW_After Competition Groups_19 | Process Improvements | 0.2695% | 0.030798 | 0.25245 | Industrial_2024_SC D_MW_After Competition Groups_Process Improvements
Industrial | Ind ¦ High Efficiency Battery Charger | 2024 | SC D | MW | After Competition Groups | 0.20092 | 68592.0327 | 0.068592 | 93.6866 | 0.0021446 | 20 | Industrial_2024_SC D_MW_After Competition Groups_20 | High Efficiency Battery Charger | 0.2145% | 0.068592 | 0.20092 | Industrial_2024_SC D_MW_After Competition Groups_High Efficiency Battery Charger
Industrial | Ind ¦ Refrigeration Compressor VFD | 2024 | SC D | MW | After Competition Groups | 0.19438 | 43664.5894 | 0.043665 | 93.6866 | 0.0020748 | 21 | Industrial_2024_SC D_MW_After Competition Groups_21 | Refrigeration Compressor VFD | 0.2075% | 0.043665 | 0.19438 | Industrial_2024_SC D_MW_After Competition Groups_Refrigeration Compressor VFD
Industrial | Ind ¦ Improved Controls - Process Heating | 2024 | SC D | MW | After Competition Groups | 0.16046 | 34583.5018 | 0.034584 | 93.6866 | 0.0017127 | 22 | Industrial_2024_SC D_MW_After Competition Groups_22 | Improved Controls - Process Heating | 0.1713% | 0.034584 | 0.16046 | Industrial_2024_SC D_MW_After Competition Groups_Improved Controls - Process Heating
Industrial | Ind ¦ Pulp and Paper Process Improvements | 2024 | SC D | MW | After Competition Groups | 0.12666 | 31524.7252 | 0.031525 | 93.6866 | 0.0013519 | 23 | Industrial_2024_SC D_MW_After Competition Groups_23 | Pulp and Paper Process Improvements | 0.1352% | 0.031525 | 0.12666 | Industrial_2024_SC D_MW_After Competition Groups_Pulp and Paper Process Improvements
Industrial | Ind ¦ HE Lighting | 2024 | SC D | MW | After Competition Groups | 0.12558 | 65197.1946 | 0.065197 | 93.6866 | 0.0013404 | 24 | Industrial_2024_SC D_MW_After Competition Groups_24 | HE Lighting | 0.134% | 0.065197 | 0.12558 | Industrial_2024_SC D_MW_After Competition Groups_HE Lighting
Industrial | Ind ¦ Engine Block Heater Timer | 2024 | SC D | MW | After Competition Groups | 0.10247 | 12576.6385 | 0.012577 | 93.6866 | 0.0010938 | 25 | Industrial_2024_SC D_MW_After Competition Groups_25 | Engine Block Heater Timer | 0.1094% | 0.012577 | 0.10247 | Industrial_2024_SC D_MW_After Competition Groups_Engine Block Heater Timer
Industrial | Ind ¦ Free Cooling | 2024 | SC D | MW | After Competition Groups | 0.072814 | 18417.8034 | 0.018418 | 93.6866 | 0.00077721 | 26 | Industrial_2024_SC D_MW_After Competition Groups_26 | Free Cooling | 0.07772% | 0.018418 | 0.072814 | Industrial_2024_SC D_MW_After Competition Groups_Free Cooling
Industrial | Ind ¦ Air Compressor Heat Recovery | 2024 | SC D | MW | After Competition Groups | 0.044882 | 12580.5614 | 0.012581 | 93.6866 | 0.00047906 | 27 | Industrial_2024_SC D_MW_After Competition Groups_27 | Air Compressor Heat Recovery | 0.04791% | 0.012581 | 0.044882 | Industrial_2024_SC D_MW_After Competition Groups_Air Compressor Heat Recovery
Industrial | Ind ¦ Efficient Refrigeration Compressor | 2024 | SC D | MW | After Competition Groups | 0.042231 | 5288.7298 | 0.0052887 | 93.6866 | 0.00045076 | 28 | Industrial_2024_SC D_MW_After Competition Groups_28 | Efficient Refrigeration Compressor | 0.04508% | 0.0052887 | 0.042231 | Industrial_2024_SC D_MW_After Competition Groups_Efficient Refrigeration Compressor
Industrial | Ind ¦ Dairy Pre-Cooler | 2024 | SC D | MW | After Competition Groups | 0.038245 | 7206.1089 | 0.0072061 | 93.6866 | 0.00040822 | 29 | Industrial_2024_SC D_MW_After Competition Groups_29 | Dairy Pre-Cooler | 0.04082% | 0.0072061 | 0.038245 | Industrial_2024_SC D_MW_After Competition Groups_Dairy Pre-Cooler
Industrial | Ind ¦ Efficient Irrigation | 2024 | SC D | MW | After Competition Groups | 0.021443 | 10548.1181 | 0.010548 | 93.6866 | 0.00022888 | 30 | Industrial_2024_SC D_MW_After Competition Groups_30 | Efficient Irrigation | 0.02289% | 0.010548 | 0.021443 | Industrial_2024_SC D_MW_After Competition Groups_Efficient Irrigation
Industrial | Ind ¦ Heat Lamps/Heat Pad | 2024 | SC D | MW | After Competition Groups | 0 | 0 | 0 | 93.6866 | 0 | 31 | Industrial_2024_SC D_MW_After Competition Groups_31 | Heat Lamps/Heat Pad | 0% | 0 | 0 | Industrial_2024_SC D_MW_After Competition Groups_Heat Lamps/Heat Pad
Industrial | Ind ¦ Pump System Optimization | 2024 | Technical | MW | After Competition Groups | 74.8806 | 0 | 0 | 657.1257 | 0.11395 | 1 | Industrial_2024_Technical_MW_After Competition Groups_1 | Pump System Optimization | 11.4% | 0 | 74.8806 | Industrial_2024_Technical_MW_After Competition Groups_Pump System Optimization
Industrial | Ind ¦ Air Leak Survey and Repair | 2024 | Technical | MW | After Competition Groups | 74.5623 | 0 | 0 | 657.1257 | 0.11347 | 2 | Industrial_2024_Technical_MW_After Competition Groups_2 | Air Leak Survey and Repair | 11.35% | 0 | 74.5623 | Industrial_2024_Technical_MW_After Competition Groups_Air Leak Survey and Repair
Industrial | Ind ¦ HE Lighting | 2024 | Technical | MW | After Competition Groups | 73.4988 | 0 | 0 | 657.1257 | 0.11185 | 3 | Industrial_2024_Technical_MW_After Competition Groups_3 | HE Lighting | 11.18% | 0 | 73.4988 | Industrial_2024_Technical_MW_After Competition Groups_HE Lighting
Industrial | Ind ¦ Recommissioning | 2024 | Technical | MW | After Competition Groups | 53.8097 | 0 | 0 | 657.1257 | 0.081886 | 4 | Industrial_2024_Technical_MW_After Competition Groups_4 | Recommissioning | 8.189% | 0 | 53.8097 | Industrial_2024_Technical_MW_After Competition Groups_Recommissioning
Industrial | Ind ¦ SEM | 2024 | Technical | MW | After Competition Groups | 53.8097 | 0 | 0 | 657.1257 | 0.081886 | 5 | Industrial_2024_Technical_MW_After Competition Groups_5 | SEM | 8.189% | 0 | 53.8097 | Industrial_2024_Technical_MW_After Competition Groups_SEM
Industrial | Ind ¦ Air Compressor Optimization | 2024 | Technical | MW | After Competition Groups | 46.5454 | 0 | 0 | 657.1257 | 0.070832 | 6 | Industrial_2024_Technical_MW_After Competition Groups_6 | Air Compressor Optimization | 7.083% | 0 | 46.5454 | Industrial_2024_Technical_MW_After Competition Groups_Air Compressor Optimization
Industrial | Ind ¦ Efficient Compressed Air Nozzles | 2024 | Technical | MW | After Competition Groups | 44.5667 | 0 | 0 | 657.1257 | 0.067821 | 7 | Industrial_2024_Technical_MW_After Competition Groups_7 | Efficient Compressed Air Nozzles | 6.782% | 0 | 44.5667 | Industrial_2024_Technical_MW_After Competition Groups_Efficient Compressed Air Nozzles
Industrial | Ind ¦ Pump Equipment Upgrade | 2024 | Technical | MW | After Competition Groups | 34.6859 | 0 | 0 | 657.1257 | 0.052784 | 8 | Industrial_2024_Technical_MW_After Competition Groups_8 | Pump Equipment Upgrade | 5.278% | 0 | 34.6859 | Industrial_2024_Technical_MW_After Competition Groups_Pump Equipment Upgrade
Industrial | Ind ¦ High Efficiency HVAC Fans | 2024 | Technical | MW | After Competition Groups | 23.5907 | 0 | 0 | 657.1257 | 0.0359 | 9 | Industrial_2024_Technical_MW_After Competition Groups_9 | High Efficiency HVAC Fans | 3.59% | 0 | 23.5907 | Industrial_2024_Technical_MW_After Competition Groups_High Efficiency HVAC Fans
Industrial | Ind ¦ Process Optimization (Elec) | 2024 | Technical | MW | After Competition Groups | 21.9581 | 0 | 0 | 657.1257 | 0.033415 | 10 | Industrial_2024_Technical_MW_After Competition Groups_10 | Process Optimization (Elec) | 3.342% | 0 | 21.9581 | Industrial_2024_Technical_MW_After Competition Groups_Process Optimization (Elec)
Industrial | Ind ¦ Premium Efficient Motors | 2024 | Technical | MW | After Competition Groups | 18.7874 | 0 | 0 | 657.1257 | 0.02859 | 11 | Industrial_2024_Technical_MW_After Competition Groups_11 | Premium Efficient Motors | 2.859% | 0 | 18.7874 | Industrial_2024_Technical_MW_After Competition Groups_Premium Efficient Motors
Industrial | Ind ¦ Greenhouse Grow Lights | 2024 | Technical | MW | After Competition Groups | 18.7801 | 0 | 0 | 657.1257 | 0.028579 | 12 | Industrial_2024_Technical_MW_After Competition Groups_12 | Greenhouse Grow Lights | 2.858% | 0 | 18.7801 | Industrial_2024_Technical_MW_After Competition Groups_Greenhouse Grow Lights
Industrial | Ind ¦ Fan System Optimization | 2024 | Technical | MW | After Competition Groups | 17.1964 | 0 | 0 | 657.1257 | 0.026169 | 13 | Industrial_2024_Technical_MW_After Competition Groups_13 | Fan System Optimization | 2.617% | 0 | 17.1964 | Industrial_2024_Technical_MW_After Competition Groups_Fan System Optimization
Industrial | Ind ¦ Improved Controls - Process Cooling | 2024 | Technical | MW | After Competition Groups | 14.1928 | 0 | 0 | 657.1257 | 0.021598 | 14 | Industrial_2024_Technical_MW_After Competition Groups_14 | Improved Controls - Process Cooling | 2.16% | 0 | 14.1928 | Industrial_2024_Technical_MW_After Competition Groups_Improved Controls - Process Cooling
Industrial | Ind ¦ HE HVAC Controls | 2024 | Technical | MW | After Competition Groups | 8.873 | 0 | 0 | 657.1257 | 0.013503 | 15 | Industrial_2024_Technical_MW_After Competition Groups_15 | HE HVAC Controls | 1.35% | 0 | 8.873 | Industrial_2024_Technical_MW_After Competition Groups_HE HVAC Controls
Industrial | Ind ¦ Ventilation Optimization | 2024 | Technical | MW | After Competition Groups | 8.3623 | 0 | 0 | 657.1257 | 0.012726 | 16 | Industrial_2024_Technical_MW_After Competition Groups_16 | Ventilation Optimization | 1.273% | 0 | 8.3623 | Industrial_2024_Technical_MW_After Competition Groups_Ventilation Optimization
Industrial | Ind ¦ Pulp and Paper Process Improvements | 2024 | Technical | MW | After Competition Groups | 8.1193 | 0 | 0 | 657.1257 | 0.012356 | 17 | Industrial_2024_Technical_MW_After Competition Groups_17 | Pulp and Paper Process Improvements | 1.236% | 0 | 8.1193 | Industrial_2024_Technical_MW_After Competition Groups_Pulp and Paper Process Improvements
Industrial | Ind ¦ Material Handling Improvements | 2024 | Technical | MW | After Competition Groups | 6.6489 | 0 | 0 | 657.1257 | 0.010118 | 18 | Industrial_2024_Technical_MW_After Competition Groups_18 | Material Handling Improvements | 1.012% | 0 | 6.6489 | Industrial_2024_Technical_MW_After Competition Groups_Material Handling Improvements
Industrial | Ind ¦ Chiller Optimization | 2024 | Technical | MW | After Competition Groups | 5.4748 | 0 | 0 | 657.1257 | 0.0083315 | 19 | Industrial_2024_Technical_MW_After Competition Groups_19 | Chiller Optimization | 0.8331% | 0 | 5.4748 | Industrial_2024_Technical_MW_After Competition Groups_Chiller Optimization
Industrial | Ind ¦ HVLS Fans | 2024 | Technical | MW | After Competition Groups | 5.3932 | 0 | 0 | 657.1257 | 0.0082073 | 20 | Industrial_2024_Technical_MW_After Competition Groups_20 | HVLS Fans | 0.8207% | 0 | 5.3932 | Industrial_2024_Technical_MW_After Competition Groups_HVLS Fans
Industrial | Ind ¦ Refiner Plate Improvements | 2024 | Technical | MW | After Competition Groups | 5.377 | 0 | 0 | 657.1257 | 0.0081826 | 21 | Industrial_2024_Technical_MW_After Competition Groups_21 | Refiner Plate Improvements | 0.8183% | 0 | 5.377 | Industrial_2024_Technical_MW_After Competition Groups_Refiner Plate Improvements
Industrial | Ind ¦ HE HVAC Units | 2024 | Technical | MW | After Competition Groups | 5.1263 | 0 | 0 | 657.1257 | 0.007801 | 22 | Industrial_2024_Technical_MW_After Competition Groups_22 | HE HVAC Units | 0.7801% | 0 | 5.1263 | Industrial_2024_Technical_MW_After Competition Groups_HE HVAC Units
Industrial | Ind ¦ Cooling Tower Optimization | 2024 | Technical | MW | After Competition Groups | 4.2667 | 0 | 0 | 657.1257 | 0.006493 | 23 | Industrial_2024_Technical_MW_After Competition Groups_23 | Cooling Tower Optimization | 0.6493% | 0 | 4.2667 | Industrial_2024_Technical_MW_After Competition Groups_Cooling Tower Optimization
Industrial | Ind ¦ Free Cooling | 2024 | Technical | MW | After Competition Groups | 3.5643 | 0 | 0 | 657.1257 | 0.005424 | 24 | Industrial_2024_Technical_MW_After Competition Groups_24 | Free Cooling | 0.5424% | 0 | 3.5643 | Industrial_2024_Technical_MW_After Competition Groups_Free Cooling
Industrial | Ind ¦ VAV Conversion Project | 2024 | Technical | MW | After Competition Groups | 3.2679 | 0 | 0 | 657.1257 | 0.004973 | 25 | Industrial_2024_Technical_MW_After Competition Groups_25 | VAV Conversion Project | 0.4973% | 0 | 3.2679 | Industrial_2024_Technical_MW_After Competition Groups_VAV Conversion Project
Industrial | Ind ¦ Cold Storage Retrofit | 2024 | Technical | MW | After Competition Groups | 2.9253 | 0 | 0 | 657.1257 | 0.0044516 | 26 | Industrial_2024_Technical_MW_After Competition Groups_26 | Cold Storage Retrofit | 0.4452% | 0 | 2.9253 | Industrial_2024_Technical_MW_After Competition Groups_Cold Storage Retrofit
Industrial | Ind ¦ Process Heat Recovery | 2024 | Technical | MW | After Competition Groups | 2.8245 | 0 | 0 | 657.1257 | 0.0042982 | 27 | Industrial_2024_Technical_MW_After Competition Groups_27 | Process Heat Recovery | 0.4298% | 0 | 2.8245 | Industrial_2024_Technical_MW_After Competition Groups_Process Heat Recovery
Industrial | Ind ¦ Synchronous Belts | 2024 | Technical | MW | After Competition Groups | 2.7035 | 0 | 0 | 657.1257 | 0.0041141 | 28 | Industrial_2024_Technical_MW_After Competition Groups_28 | Synchronous Belts | 0.4114% | 0 | 2.7035 | Industrial_2024_Technical_MW_After Competition Groups_Synchronous Belts
Industrial | Ind ¦ High Efficiency Battery Charger | 2024 | Technical | MW | After Competition Groups | 2.2978 | 0 | 0 | 657.1257 | 0.0034968 | 29 | Industrial_2024_Technical_MW_After Competition Groups_29 | High Efficiency Battery Charger | 0.3497% | 0 | 2.2978 | Industrial_2024_Technical_MW_After Competition Groups_High Efficiency Battery Charger
Industrial | Ind ¦ Process Improvements | 2024 | Technical | MW | After Competition Groups | 2.1869 | 0 | 0 | 657.1257 | 0.003328 | 30 | Industrial_2024_Technical_MW_After Competition Groups_30 | Process Improvements | 0.3328% | 0 | 2.1869 | Industrial_2024_Technical_MW_After Competition Groups_Process Improvements
Industrial | Ind ¦ Efficient Irrigation | 2024 | Technical | MW | After Competition Groups | 1.8814 | 0 | 0 | 657.1257 | 0.0028631 | 31 | Industrial_2024_Technical_MW_After Competition Groups_31 | Efficient Irrigation | 0.2863% | 0 | 1.8814 | Industrial_2024_Technical_MW_After Competition Groups_Efficient Irrigation
Industrial | Ind ¦ Improved Controls - Process Heating | 2024 | Technical | MW | After Competition Groups | 1.3142 | 0 | 0 | 657.1257 | 0.002 | 32 | Industrial_2024_Technical_MW_After Competition Groups_32 | Improved Controls - Process Heating | 0.2% | 0 | 1.3142 | Industrial_2024_Technical_MW_After Competition Groups_Improved Controls - Process Heating
Industrial | Ind ¦ Refrigeration Compressor VFD | 2024 | Technical | MW | After Competition Groups | 1.2517 | 0 | 0 | 657.1257 | 0.0019048 | 33 | Industrial_2024_Technical_MW_After Competition Groups_33 | Refrigeration Compressor VFD | 0.1905% | 0 | 1.2517 | Industrial_2024_Technical_MW_After Competition Groups_Refrigeration Compressor VFD
Industrial | Ind ¦ Efficient Transformer | 2024 | Technical | MW | After Competition Groups | 1.1528 | 0 | 0 | 657.1257 | 0.0017543 | 34 | Industrial_2024_Technical_MW_After Competition Groups_34 | Efficient Transformer | 0.1754% | 0 | 1.1528 | Industrial_2024_Technical_MW_After Competition Groups_Efficient Transformer
Industrial | Ind ¦ High Efficiency Welders | 2024 | Technical | MW | After Competition Groups | 0.93276 | 0 | 0 | 657.1257 | 0.0014195 | 35 | Industrial_2024_Technical_MW_After Competition Groups_35 | High Efficiency Welders | 0.1419% | 0 | 0.93276 | Industrial_2024_Technical_MW_After Competition Groups_High Efficiency Welders
Industrial | Ind ¦ Engine Block Heater Timer | 2024 | Technical | MW | After Competition Groups | 0.83391 | 0 | 0 | 657.1257 | 0.001269 | 36 | Industrial_2024_Technical_MW_After Competition Groups_36 | Engine Block Heater Timer | 0.1269% | 0 | 0.83391 | Industrial_2024_Technical_MW_After Competition Groups_Engine Block Heater Timer
Industrial | Ind ¦ Dairy Pre-Cooler | 2024 | Technical | MW | After Competition Groups | 0.5134 | 0 | 0 | 657.1257 | 0.00078128 | 37 | Industrial_2024_Technical_MW_After Competition Groups_37 | Dairy Pre-Cooler | 0.07813% | 0 | 0.5134 | Industrial_2024_Technical_MW_After Competition Groups_Dairy Pre-Cooler
Industrial | Ind ¦ Air Compressor Heat Recovery | 2024 | Technical | MW | After Competition Groups | 0.36659 | 0 | 0 | 657.1257 | 0.00055787 | 38 | Industrial_2024_Technical_MW_After Competition Groups_38 | Air Compressor Heat Recovery | 0.05579% | 0 | 0.36659 | Industrial_2024_Technical_MW_After Competition Groups_Air Compressor Heat Recovery
Industrial | Ind ¦ Optimize Compressed Air Dryer | 2024 | Technical | MW | After Competition Groups | 0.26318 | 0 | 0 | 657.1257 | 0.0004005 | 39 | Industrial_2024_Technical_MW_After Competition Groups_39 | Optimize Compressed Air Dryer | 0.04005% | 0 | 0.26318 | Industrial_2024_Technical_MW_After Competition Groups_Optimize Compressed Air Dryer
Industrial | Ind ¦ Heat Lamps/Heat Pad | 2024 | Technical | MW | After Competition Groups | 0.12764 | 0 | 0 | 657.1257 | 0.00019423 | 40 | Industrial_2024_Technical_MW_After Competition Groups_40 | Heat Lamps/Heat Pad | 0.01942% | 0 | 0.12764 | Industrial_2024_Technical_MW_After Competition Groups_Heat Lamps/Heat Pad
Industrial | Ind ¦ Efficient Refrigeration Compressor | 2024 | Technical | MW | After Competition Groups | 0.10648 | 0 | 0 | 657.1257 | 0.00016204 | 41 | Industrial_2024_Technical_MW_After Competition Groups_41 | Efficient Refrigeration Compressor | 0.0162% | 0 | 0.10648 | Industrial_2024_Technical_MW_After Competition Groups_Efficient Refrigeration Compressor
Industrial | Ind ¦ Creep Heat Controller | 2024 | Technical | MW | After Competition Groups | 0.10538 | 0 | 0 | 657.1257 | 0.00016037 | 42 | Industrial_2024_Technical_MW_After Competition Groups_42 | Creep Heat Controller | 0.01604% | 0 | 0.10538 | Industrial_2024_Technical_MW_After Competition Groups_Creep Heat Controller
Industrial | Ind ¦ Pump System Optimization | 2025 | Economic | MW | After Competition Groups | 75.4064 | 0 | 0 | 556.0163 | 0.13562 | 1 | Industrial_2025_Economic_MW_After Competition Groups_1 | Pump System Optimization | 13.56% | 0 | 75.4064 | Industrial_2025_Economic_MW_After Competition Groups_Pump System Optimization
Industrial | Ind ¦ Air Leak Survey and Repair | 2025 | Economic | MW | After Competition Groups | 74.4053 | 0 | 0 | 556.0163 | 0.13382 | 2 | Industrial_2025_Economic_MW_After Competition Groups_2 | Air Leak Survey and Repair | 13.38% | 0 | 74.4053 | Industrial_2025_Economic_MW_After Competition Groups_Air Leak Survey and Repair
Industrial | Ind ¦ Recommissioning | 2025 | Economic | MW | After Competition Groups | 53.5226 | 0 | 0 | 556.0163 | 0.096261 | 3 | Industrial_2025_Economic_MW_After Competition Groups_3 | Recommissioning | 9.626% | 0 | 53.5226 | Industrial_2025_Economic_MW_After Competition Groups_Recommissioning
Industrial | Ind ¦ SEM | 2025 | Economic | MW | After Competition Groups | 53.5226 | 0 | 0 | 556.0163 | 0.096261 | 4 | Industrial_2025_Economic_MW_After Competition Groups_4 | SEM | 9.626% | 0 | 53.5226 | Industrial_2025_Economic_MW_After Competition Groups_SEM
Industrial | Ind ¦ Air Compressor Optimization | 2025 | Economic | MW | After Competition Groups | 48.0032 | 0 | 0 | 556.0163 | 0.086334 | 5 | Industrial_2025_Economic_MW_After Competition Groups_5 | Air Compressor Optimization | 8.633% | 0 | 48.0032 | Industrial_2025_Economic_MW_After Competition Groups_Air Compressor Optimization
Industrial | Ind ¦ Efficient Compressed Air Nozzles | 2025 | Economic | MW | After Competition Groups | 46.2477 | 0 | 0 | 556.0163 | 0.083177 | 6 | Industrial_2025_Economic_MW_After Competition Groups_6 | Efficient Compressed Air Nozzles | 8.318% | 0 | 46.2477 | Industrial_2025_Economic_MW_After Competition Groups_Efficient Compressed Air Nozzles
Industrial | Ind ¦ Pump Equipment Upgrade | 2025 | Economic | MW | After Competition Groups | 35.7873 | 0 | 0 | 556.0163 | 0.064364 | 7 | Industrial_2025_Economic_MW_After Competition Groups_7 | Pump Equipment Upgrade | 6.436% | 0 | 35.7873 | Industrial_2025_Economic_MW_After Competition Groups_Pump Equipment Upgrade
Industrial | Ind ¦ HE Lighting | 2025 | Economic | MW | After Competition Groups | 26.0688 | 0 | 0 | 556.0163 | 0.046885 | 8 | Industrial_2025_Economic_MW_After Competition Groups_8 | HE Lighting | 4.688% | 0 | 26.0688 | Industrial_2025_Economic_MW_After Competition Groups_HE Lighting
Industrial | Ind ¦ High Efficiency HVAC Fans | 2025 | Economic | MW | After Competition Groups | 24.1166 | 0 | 0 | 556.0163 | 0.043374 | 9 | Industrial_2025_Economic_MW_After Competition Groups_9 | High Efficiency HVAC Fans | 4.337% | 0 | 24.1166 | Industrial_2025_Economic_MW_After Competition Groups_High Efficiency HVAC Fans
Industrial | Ind ¦ Process Optimization (Elec) | 2025 | Economic | MW | After Competition Groups | 21.8412 | 0 | 0 | 556.0163 | 0.039282 | 10 | Industrial_2025_Economic_MW_After Competition Groups_10 | Process Optimization (Elec) | 3.928% | 0 | 21.8412 | Industrial_2025_Economic_MW_After Competition Groups_Process Optimization (Elec)
Industrial | Ind ¦ Greenhouse Grow Lights | 2025 | Economic | MW | After Competition Groups | 19.2313 | 0 | 0 | 556.0163 | 0.034588 | 11 | Industrial_2025_Economic_MW_After Competition Groups_11 | Greenhouse Grow Lights | 3.459% | 0 | 19.2313 | Industrial_2025_Economic_MW_After Competition Groups_Greenhouse Grow Lights
Industrial | Ind ¦ Fan System Optimization | 2025 | Economic | MW | After Competition Groups | 17.5408 | 0 | 0 | 556.0163 | 0.031547 | 12 | Industrial_2025_Economic_MW_After Competition Groups_12 | Fan System Optimization | 3.155% | 0 | 17.5408 | Industrial_2025_Economic_MW_After Competition Groups_Fan System Optimization
Industrial | Ind ¦ Improved Controls - Process Cooling | 2025 | Economic | MW | After Competition Groups | 14.0189 | 0 | 0 | 556.0163 | 0.025213 | 13 | Industrial_2025_Economic_MW_After Competition Groups_13 | Improved Controls - Process Cooling | 2.521% | 0 | 14.0189 | Industrial_2025_Economic_MW_After Competition Groups_Improved Controls - Process Cooling
Industrial | Ind ¦ Pulp and Paper Process Improvements | 2025 | Economic | MW | After Competition Groups | 8.0355 | 0 | 0 | 556.0163 | 0.014452 | 14 | Industrial_2025_Economic_MW_After Competition Groups_14 | Pulp and Paper Process Improvements | 1.445% | 0 | 8.0355 | Industrial_2025_Economic_MW_After Competition Groups_Pulp and Paper Process Improvements
Industrial | Ind ¦ Material Handling Improvements | 2025 | Economic | MW | After Competition Groups | 6.8896 | 0 | 0 | 556.0163 | 0.012391 | 15 | Industrial_2025_Economic_MW_After Competition Groups_15 | Material Handling Improvements | 1.239% | 0 | 6.8896 | Industrial_2025_Economic_MW_After Competition Groups_Material Handling Improvements
Industrial | Ind ¦ Refiner Plate Improvements | 2025 | Economic | MW | After Competition Groups | 5.5082 | 0 | 0 | 556.0163 | 0.0099066 | 16 | Industrial_2025_Economic_MW_After Competition Groups_16 | Refiner Plate Improvements | 0.9907% | 0 | 5.5082 | Industrial_2025_Economic_MW_After Competition Groups_Refiner Plate Improvements
Industrial | Ind ¦ Cooling Tower Optimization | 2025 | Economic | MW | After Competition Groups | 4.2316 | 0 | 0 | 556.0163 | 0.0076106 | 17 | Industrial_2025_Economic_MW_After Competition Groups_17 | Cooling Tower Optimization | 0.7611% | 0 | 4.2316 | Industrial_2025_Economic_MW_After Competition Groups_Cooling Tower Optimization
Industrial | Ind ¦ Free Cooling | 2025 | Economic | MW | After Competition Groups | 3.5427 | 0 | 0 | 556.0163 | 0.0063715 | 18 | Industrial_2025_Economic_MW_After Competition Groups_18 | Free Cooling | 0.6372% | 0 | 3.5427 | Industrial_2025_Economic_MW_After Competition Groups_Free Cooling
Industrial | Ind ¦ VAV Conversion Project | 2025 | Economic | MW | After Competition Groups | 3.2111 | 0 | 0 | 556.0163 | 0.0057751 | 19 | Industrial_2025_Economic_MW_After Competition Groups_19 | VAV Conversion Project | 0.5775% | 0 | 3.2111 | Industrial_2025_Economic_MW_After Competition Groups_VAV Conversion Project
Industrial | Ind ¦ Process Heat Recovery | 2025 | Economic | MW | After Competition Groups | 2.8139 | 0 | 0 | 556.0163 | 0.0050607 | 20 | Industrial_2025_Economic_MW_After Competition Groups_20 | Process Heat Recovery | 0.5061% | 0 | 2.8139 | Industrial_2025_Economic_MW_After Competition Groups_Process Heat Recovery
Industrial | Ind ¦ Ventilation Optimization | 2025 | Economic | MW | After Competition Groups | 2.5962 | 0 | 0 | 556.0163 | 0.0046693 | 21 | Industrial_2025_Economic_MW_After Competition Groups_21 | Ventilation Optimization | 0.4669% | 0 | 2.5962 | Industrial_2025_Economic_MW_After Competition Groups_Ventilation Optimization
Industrial | Ind ¦ High Efficiency Battery Charger | 2025 | Economic | MW | After Competition Groups | 2.3679 | 0 | 0 | 556.0163 | 0.0042587 | 22 | Industrial_2025_Economic_MW_After Competition Groups_22 | High Efficiency Battery Charger | 0.4259% | 0 | 2.3679 | Industrial_2025_Economic_MW_After Competition Groups_High Efficiency Battery Charger
Industrial | Ind ¦ Process Improvements | 2025 | Economic | MW | After Competition Groups | 2.1838 | 0 | 0 | 556.0163 | 0.0039276 | 23 | Industrial_2025_Economic_MW_After Competition Groups_23 | Process Improvements | 0.3928% | 0 | 2.1838 | Industrial_2025_Economic_MW_After Competition Groups_Process Improvements
Industrial | Ind ¦ Improved Controls - Process Heating | 2025 | Economic | MW | After Competition Groups | 1.312 | 0 | 0 | 556.0163 | 0.0023596 | 24 | Industrial_2025_Economic_MW_After Competition Groups_24 | Improved Controls - Process Heating | 0.236% | 0 | 1.312 | Industrial_2025_Economic_MW_After Competition Groups_Improved Controls - Process Heating
Industrial | Ind ¦ Refrigeration Compressor VFD | 2025 | Economic | MW | After Competition Groups | 1.284 | 0 | 0 | 556.0163 | 0.0023093 | 25 | Industrial_2025_Economic_MW_After Competition Groups_25 | Refrigeration Compressor VFD | 0.2309% | 0 | 1.284 | Industrial_2025_Economic_MW_After Competition Groups_Refrigeration Compressor VFD
Industrial | Ind ¦ Engine Block Heater Timer | 2025 | Economic | MW | After Competition Groups | 0.83307 | 0 | 0 | 556.0163 | 0.0014983 | 26 | Industrial_2025_Economic_MW_After Competition Groups_26 | Engine Block Heater Timer | 0.1498% | 0 | 0.83307 | Industrial_2025_Economic_MW_After Competition Groups_Engine Block Heater Timer
Industrial | Ind ¦ Efficient Irrigation | 2025 | Economic | MW | After Competition Groups | 0.77984 | 0 | 0 | 556.0163 | 0.0014025 | 27 | Industrial_2025_Economic_MW_After Competition Groups_27 | Efficient Irrigation | 0.1403% | 0 | 0.77984 | Industrial_2025_Economic_MW_After Competition Groups_Efficient Irrigation
Industrial | Ind ¦ Air Compressor Heat Recovery | 2025 | Economic | MW | After Competition Groups | 0.36345 | 0 | 0 | 556.0163 | 0.00065366 | 28 | Industrial_2025_Economic_MW_After Competition Groups_28 | Air Compressor Heat Recovery | 0.06537% | 0 | 0.36345 | Industrial_2025_Economic_MW_After Competition Groups_Air Compressor Heat Recovery
Industrial | Ind ¦ Dairy Pre-Cooler | 2025 | Economic | MW | After Competition Groups | 0.23923 | 0 | 0 | 556.0163 | 0.00043026 | 29 | Industrial_2025_Economic_MW_After Competition Groups_29 | Dairy Pre-Cooler | 0.04303% | 0 | 0.23923 | Industrial_2025_Economic_MW_After Competition Groups_Dairy Pre-Cooler
Industrial | Ind ¦ Efficient Refrigeration Compressor | 2025 | Economic | MW | After Competition Groups | 0.10937 | 0 | 0 | 556.0163 | 0.0001967 | 30 | Industrial_2025_Economic_MW_After Competition Groups_30 | Efficient Refrigeration Compressor | 0.01967% | 0 | 0.10937 | Industrial_2025_Economic_MW_After Competition Groups_Efficient Refrigeration Compressor
Industrial | Ind ¦ Heat Lamps/Heat Pad | 2025 | Economic | MW | After Competition Groups | 0.0023722 | 0 | 0 | 556.0163 | 4.2664e-06 | 31 | Industrial_2025_Economic_MW_After Competition Groups_31 | Heat Lamps/Heat Pad | 0.0004266% | 0 | 0.0023722 | Industrial_2025_Economic_MW_After Competition Groups_Heat Lamps/Heat Pad
Industrial | Ind ¦ Air Compressor Optimization | 2025 | SC A | MW | After Competition Groups | 22.6369 | 0 | 0 | 113.8436 | 0.19884 | 1 | Industrial_2025_SC A_MW_After Competition Groups_1 | Air Compressor Optimization | 19.88% | 0 | 22.6369 | Industrial_2025_SC A_MW_After Competition Groups_Air Compressor Optimization
Industrial | Ind ¦ Pump System Optimization | 2025 | SC A | MW | After Competition Groups | 19.1847 | 0 | 0 | 113.8436 | 0.16852 | 2 | Industrial_2025_SC A_MW_After Competition Groups_2 | Pump System Optimization | 16.85% | 0 | 19.1847 | Industrial_2025_SC A_MW_After Competition Groups_Pump System Optimization
Industrial | Ind ¦ Air Leak Survey and Repair | 2025 | SC A | MW | After Competition Groups | 12.4147 | 0 | 0 | 113.8436 | 0.10905 | 3 | Industrial_2025_SC A_MW_After Competition Groups_3 | Air Leak Survey and Repair | 10.91% | 0 | 12.4147 | Industrial_2025_SC A_MW_After Competition Groups_Air Leak Survey and Repair
Industrial | Ind ¦ Recommissioning | 2025 | SC A | MW | After Competition Groups | 8.7905 | 0 | 0 | 113.8436 | 0.077216 | 4 | Industrial_2025_SC A_MW_After Competition Groups_4 | Recommissioning | 7.722% | 0 | 8.7905 | Industrial_2025_SC A_MW_After Competition Groups_Recommissioning
Industrial | Ind ¦ SEM | 2025 | SC A | MW | After Competition Groups | 8.7905 | 0 | 0 | 113.8436 | 0.077216 | 5 | Industrial_2025_SC A_MW_After Competition Groups_5 | SEM | 7.722% | 0 | 8.7905 | Industrial_2025_SC A_MW_After Competition Groups_SEM
Industrial | Ind ¦ Pump Equipment Upgrade | 2025 | SC A | MW | After Competition Groups | 8.6098 | 0 | 0 | 113.8436 | 0.075629 | 6 | Industrial_2025_SC A_MW_After Competition Groups_6 | Pump Equipment Upgrade | 7.563% | 0 | 8.6098 | Industrial_2025_SC A_MW_After Competition Groups_Pump Equipment Upgrade
Industrial | Ind ¦ Fan System Optimization | 2025 | SC A | MW | After Competition Groups | 7.6211 | 0 | 0 | 113.8436 | 0.066943 | 7 | Industrial_2025_SC A_MW_After Competition Groups_7 | Fan System Optimization | 6.694% | 0 | 7.6211 | Industrial_2025_SC A_MW_After Competition Groups_Fan System Optimization
Industrial | Ind ¦ Efficient Compressed Air Nozzles | 2025 | SC A | MW | After Competition Groups | 6.0392 | 0 | 0 | 113.8436 | 0.053048 | 8 | Industrial_2025_SC A_MW_After Competition Groups_8 | Efficient Compressed Air Nozzles | 5.305% | 0 | 6.0392 | Industrial_2025_SC A_MW_After Competition Groups_Efficient Compressed Air Nozzles
Industrial | Ind ¦ High Efficiency HVAC Fans | 2025 | SC A | MW | After Competition Groups | 5.6259 | 0 | 0 | 113.8436 | 0.049418 | 9 | Industrial_2025_SC A_MW_After Competition Groups_9 | High Efficiency HVAC Fans | 4.942% | 0 | 5.6259 | Industrial_2025_SC A_MW_After Competition Groups_High Efficiency HVAC Fans
Industrial | Ind ¦ Greenhouse Grow Lights | 2025 | SC A | MW | After Competition Groups | 3.2447 | 0 | 0 | 113.8436 | 0.028501 | 10 | Industrial_2025_SC A_MW_After Competition Groups_10 | Greenhouse Grow Lights | 2.85% | 0 | 3.2447 | Industrial_2025_SC A_MW_After Competition Groups_Greenhouse Grow Lights
Industrial | Ind ¦ Improved Controls - Process Cooling | 2025 | SC A | MW | After Competition Groups | 2.3603 | 0 | 0 | 113.8436 | 0.020733 | 11 | Industrial_2025_SC A_MW_After Competition Groups_11 | Improved Controls - Process Cooling | 2.073% | 0 | 2.3603 | Industrial_2025_SC A_MW_After Competition Groups_Improved Controls - Process Cooling
Industrial | Ind ¦ Material Handling Improvements | 2025 | SC A | MW | After Competition Groups | 2.0621 | 0 | 0 | 113.8436 | 0.018114 | 12 | Industrial_2025_SC A_MW_After Competition Groups_12 | Material Handling Improvements | 1.811% | 0 | 2.0621 | Industrial_2025_SC A_MW_After Competition Groups_Material Handling Improvements
Industrial | Ind ¦ Process Optimization (Elec) | 2025 | SC A | MW | After Competition Groups | 1.603 | 0 | 0 | 113.8436 | 0.014081 | 13 | Industrial_2025_SC A_MW_After Competition Groups_13 | Process Optimization (Elec) | 1.408% | 0 | 1.603 | Industrial_2025_SC A_MW_After Competition Groups_Process Optimization (Elec)
Industrial | Ind ¦ Refiner Plate Improvements | 2025 | SC A | MW | After Competition Groups | 0.68766 | 0 | 0 | 113.8436 | 0.0060403 | 14 | Industrial_2025_SC A_MW_After Competition Groups_14 | Refiner Plate Improvements | 0.604% | 0 | 0.68766 | Industrial_2025_SC A_MW_After Competition Groups_Refiner Plate Improvements
Industrial | Ind ¦ Ventilation Optimization | 2025 | SC A | MW | After Competition Groups | 0.61392 | 0 | 0 | 113.8436 | 0.0053926 | 15 | Industrial_2025_SC A_MW_After Competition Groups_15 | Ventilation Optimization | 0.5393% | 0 | 0.61392 | Industrial_2025_SC A_MW_After Competition Groups_Ventilation Optimization
Industrial | Ind ¦ VAV Conversion Project | 2025 | SC A | MW | After Competition Groups | 0.53665 | 0 | 0 | 113.8436 | 0.0047139 | 16 | Industrial_2025_SC A_MW_After Competition Groups_16 | VAV Conversion Project | 0.4714% | 0 | 0.53665 | Industrial_2025_SC A_MW_After Competition Groups_VAV Conversion Project
Industrial | Ind ¦ Pulp and Paper Process Improvements | 2025 | SC A | MW | After Competition Groups | 0.49169 | 0 | 0 | 113.8436 | 0.004319 | 17 | Industrial_2025_SC A_MW_After Competition Groups_17 | Pulp and Paper Process Improvements | 0.4319% | 0 | 0.49169 | Industrial_2025_SC A_MW_After Competition Groups_Pulp and Paper Process Improvements
Industrial | Ind ¦ Process Heat Recovery | 2025 | SC A | MW | After Competition Groups | 0.44855 | 0 | 0 | 113.8436 | 0.00394 | 18 | Industrial_2025_SC A_MW_After Competition Groups_18 | Process Heat Recovery | 0.394% | 0 | 0.44855 | Industrial_2025_SC A_MW_After Competition Groups_Process Heat Recovery
Industrial | Ind ¦ Process Improvements | 2025 | SC A | MW | After Competition Groups | 0.33654 | 0 | 0 | 113.8436 | 0.0029562 | 19 | Industrial_2025_SC A_MW_After Competition Groups_19 | Process Improvements | 0.2956% | 0 | 0.33654 | Industrial_2025_SC A_MW_After Competition Groups_Process Improvements
Industrial | Ind ¦ High Efficiency Battery Charger | 2025 | SC A | MW | After Competition Groups | 0.33414 | 0 | 0 | 113.8436 | 0.002935 | 20 | Industrial_2025_SC A_MW_After Competition Groups_20 | High Efficiency Battery Charger | 0.2935% | 0 | 0.33414 | Industrial_2025_SC A_MW_After Competition Groups_High Efficiency Battery Charger
Industrial | Ind ¦ HE Lighting | 2025 | SC A | MW | After Competition Groups | 0.33268 | 0 | 0 | 113.8436 | 0.0029222 | 21 | Industrial_2025_SC A_MW_After Competition Groups_21 | HE Lighting | 0.2922% | 0 | 0.33268 | Industrial_2025_SC A_MW_After Competition Groups_HE Lighting
Industrial | Ind ¦ Refrigeration Compressor VFD | 2025 | SC A | MW | After Competition Groups | 0.29181 | 0 | 0 | 113.8436 | 0.0025633 | 22 | Industrial_2025_SC A_MW_After Competition Groups_22 | Refrigeration Compressor VFD | 0.2563% | 0 | 0.29181 | Industrial_2025_SC A_MW_After Competition Groups_Refrigeration Compressor VFD
Industrial | Ind ¦ Improved Controls - Process Heating | 2025 | SC A | MW | After Competition Groups | 0.22036 | 0 | 0 | 113.8436 | 0.0019357 | 23 | Industrial_2025_SC A_MW_After Competition Groups_23 | Improved Controls - Process Heating | 0.1936% | 0 | 0.22036 | Industrial_2025_SC A_MW_After Competition Groups_Improved Controls - Process Heating
Industrial | Ind ¦ Cooling Tower Optimization | 2025 | SC A | MW | After Competition Groups | 0.19513 | 0 | 0 | 113.8436 | 0.001714 | 24 | Industrial_2025_SC A_MW_After Competition Groups_24 | Cooling Tower Optimization | 0.1714% | 0 | 0.19513 | Industrial_2025_SC A_MW_After Competition Groups_Cooling Tower Optimization
Industrial | Ind ¦ Engine Block Heater Timer | 2025 | SC A | MW | After Competition Groups | 0.13225 | 0 | 0 | 113.8436 | 0.0011616 | 25 | Industrial_2025_SC A_MW_After Competition Groups_25 | Engine Block Heater Timer | 0.1162% | 0 | 0.13225 | Industrial_2025_SC A_MW_After Competition Groups_Engine Block Heater Timer
Industrial | Ind ¦ Dairy Pre-Cooler | 2025 | SC A | MW | After Competition Groups | 0.07613 | 0 | 0 | 113.8436 | 0.00066873 | 26 | Industrial_2025_SC A_MW_After Competition Groups_26 | Dairy Pre-Cooler | 0.06687% | 0 | 0.07613 | Industrial_2025_SC A_MW_After Competition Groups_Dairy Pre-Cooler
Industrial | Ind ¦ Air Compressor Heat Recovery | 2025 | SC A | MW | After Competition Groups | 0.060556 | 0 | 0 | 113.8436 | 0.00053192 | 27 | Industrial_2025_SC A_MW_After Competition Groups_27 | Air Compressor Heat Recovery | 0.05319% | 0 | 0.060556 | Industrial_2025_SC A_MW_After Competition Groups_Air Compressor Heat Recovery
Industrial | Ind ¦ Efficient Refrigeration Compressor | 2025 | SC A | MW | After Competition Groups | 0.047372 | 0 | 0 | 113.8436 | 0.00041612 | 28 | Industrial_2025_SC A_MW_After Competition Groups_28 | Efficient Refrigeration Compressor | 0.04161% | 0 | 0.047372 | Industrial_2025_SC A_MW_After Competition Groups_Efficient Refrigeration Compressor
Industrial | Ind ¦ Efficient Irrigation | 2025 | SC A | MW | After Competition Groups | 0.044329 | 0 | 0 | 113.8436 | 0.00038939 | 29 | Industrial_2025_SC A_MW_After Competition Groups_29 | Efficient Irrigation | 0.03894% | 0 | 0.044329 | Industrial_2025_SC A_MW_After Competition Groups_Efficient Irrigation
Industrial | Ind ¦ Heat Lamps/Heat Pad | 2025 | SC A | MW | After Competition Groups | 0.0057503 | 0 | 0 | 113.8436 | 5.0511e-05 | 30 | Industrial_2025_SC A_MW_After Competition Groups_30 | Heat Lamps/Heat Pad | 0.005051% | 0 | 0.0057503 | Industrial_2025_SC A_MW_After Competition Groups_Heat Lamps/Heat Pad
Industrial | Ind ¦ Free Cooling | 2025 | SC A | MW | After Competition Groups | 0.0045521 | 0 | 0 | 113.8436 | 3.9986e-05 | 31 | Industrial_2025_SC A_MW_After Competition Groups_31 | Free Cooling | 0.003999% | 0 | 0.0045521 | Industrial_2025_SC A_MW_After Competition Groups_Free Cooling
Industrial | Ind ¦ Air Leak Survey and Repair | 2025 | SC B | MW | After Competition Groups | 32.3958 | 0 | 0 | 205.3659 | 0.15775 | 1 | Industrial_2025_SC B_MW_After Competition Groups_1 | Air Leak Survey and Repair | 15.77% | 0 | 32.3958 | Industrial_2025_SC B_MW_After Competition Groups_Air Leak Survey and Repair
Industrial | Ind ¦ Recommissioning | 2025 | SC B | MW | After Competition Groups | 22.9369 | 0 | 0 | 205.3659 | 0.11169 | 2 | Industrial_2025_SC B_MW_After Competition Groups_2 | Recommissioning | 11.17% | 0 | 22.9369 | Industrial_2025_SC B_MW_After Competition Groups_Recommissioning
Industrial | Ind ¦ SEM | 2025 | SC B | MW | After Competition Groups | 22.9369 | 0 | 0 | 205.3659 | 0.11169 | 3 | Industrial_2025_SC B_MW_After Competition Groups_3 | SEM | 11.17% | 0 | 22.9369 | Industrial_2025_SC B_MW_After Competition Groups_SEM
Industrial | Ind ¦ Air Compressor Optimization | 2025 | SC B | MW | After Competition Groups | 22.6369 | 0 | 0 | 205.3659 | 0.11023 | 4 | Industrial_2025_SC B_MW_After Competition Groups_4 | Air Compressor Optimization | 11.02% | 0 | 22.6369 | Industrial_2025_SC B_MW_After Competition Groups_Air Compressor Optimization
Industrial | Ind ¦ Pump System Optimization | 2025 | SC B | MW | After Competition Groups | 22.1385 | 0 | 0 | 205.3659 | 0.1078 | 5 | Industrial_2025_SC B_MW_After Competition Groups_5 | Pump System Optimization | 10.78% | 0 | 22.1385 | Industrial_2025_SC B_MW_After Competition Groups_Pump System Optimization
Industrial | Ind ¦ Efficient Compressed Air Nozzles | 2025 | SC B | MW | After Competition Groups | 15.7481 | 0 | 0 | 205.3659 | 0.076683 | 6 | Industrial_2025_SC B_MW_After Competition Groups_6 | Efficient Compressed Air Nozzles | 7.668% | 0 | 15.7481 | Industrial_2025_SC B_MW_After Competition Groups_Efficient Compressed Air Nozzles
Industrial | Ind ¦ High Efficiency HVAC Fans | 2025 | SC B | MW | After Competition Groups | 10.3698 | 0 | 0 | 205.3659 | 0.050494 | 7 | Industrial_2025_SC B_MW_After Competition Groups_7 | High Efficiency HVAC Fans | 5.049% | 0 | 10.3698 | Industrial_2025_SC B_MW_After Competition Groups_High Efficiency HVAC Fans
Industrial | Ind ¦ Pump Equipment Upgrade | 2025 | SC B | MW | After Competition Groups | 9.2851 | 0 | 0 | 205.3659 | 0.045212 | 8 | Industrial_2025_SC B_MW_After Competition Groups_8 | Pump Equipment Upgrade | 4.521% | 0 | 9.2851 | Industrial_2025_SC B_MW_After Competition Groups_Pump Equipment Upgrade
Industrial | Ind ¦ Fan System Optimization | 2025 | SC B | MW | After Competition Groups | 8.2402 | 0 | 0 | 205.3659 | 0.040125 | 9 | Industrial_2025_SC B_MW_After Competition Groups_9 | Fan System Optimization | 4.012% | 0 | 8.2402 | Industrial_2025_SC B_MW_After Competition Groups_Fan System Optimization
Industrial | Ind ¦ Greenhouse Grow Lights | 2025 | SC B | MW | After Competition Groups | 6.9052 | 0 | 0 | 205.3659 | 0.033624 | 10 | Industrial_2025_SC B_MW_After Competition Groups_10 | Greenhouse Grow Lights | 3.362% | 0 | 6.9052 | Industrial_2025_SC B_MW_After Competition Groups_Greenhouse Grow Lights
Industrial | Ind ¦ Improved Controls - Process Cooling | 2025 | SC B | MW | After Competition Groups | 6.1715 | 0 | 0 | 205.3659 | 0.030051 | 11 | Industrial_2025_SC B_MW_After Competition Groups_11 | Improved Controls - Process Cooling | 3.005% | 0 | 6.1715 | Industrial_2025_SC B_MW_After Competition Groups_Improved Controls - Process Cooling
Industrial | Ind ¦ HE Lighting | 2025 | SC B | MW | After Competition Groups | 4.2647 | 0 | 0 | 205.3659 | 0.020766 | 12 | Industrial_2025_SC B_MW_After Competition Groups_12 | HE Lighting | 2.077% | 0 | 4.2647 | Industrial_2025_SC B_MW_After Competition Groups_HE Lighting
Industrial | Ind ¦ Material Handling Improvements | 2025 | SC B | MW | After Competition Groups | 3.2973 | 0 | 0 | 205.3659 | 0.016056 | 13 | Industrial_2025_SC B_MW_After Competition Groups_13 | Material Handling Improvements | 1.606% | 0 | 3.2973 | Industrial_2025_SC B_MW_After Competition Groups_Material Handling Improvements
Industrial | Ind ¦ Pulp and Paper Process Improvements | 2025 | SC B | MW | After Competition Groups | 3.2049 | 0 | 0 | 205.3659 | 0.015606 | 14 | Industrial_2025_SC B_MW_After Competition Groups_14 | Pulp and Paper Process Improvements | 1.561% | 0 | 3.2049 | Industrial_2025_SC B_MW_After Competition Groups_Pulp and Paper Process Improvements
Industrial | Ind ¦ Cooling Tower Optimization | 2025 | SC B | MW | After Competition Groups | 1.843 | 0 | 0 | 205.3659 | 0.0089741 | 15 | Industrial_2025_SC B_MW_After Competition Groups_15 | Cooling Tower Optimization | 0.8974% | 0 | 1.843 | Industrial_2025_SC B_MW_After Competition Groups_Cooling Tower Optimization
Industrial | Ind ¦ Refiner Plate Improvements | 2025 | SC B | MW | After Competition Groups | 1.806 | 0 | 0 | 205.3659 | 0.0087941 | 16 | Industrial_2025_SC B_MW_After Competition Groups_16 | Refiner Plate Improvements | 0.8794% | 0 | 1.806 | Industrial_2025_SC B_MW_After Competition Groups_Refiner Plate Improvements
Industrial | Ind ¦ Free Cooling | 2025 | SC B | MW | After Competition Groups | 1.6762 | 0 | 0 | 205.3659 | 0.008162 | 17 | Industrial_2025_SC B_MW_After Competition Groups_17 | Free Cooling | 0.8162% | 0 | 1.6762 | Industrial_2025_SC B_MW_After Competition Groups_Free Cooling
Industrial | Ind ¦ Process Optimization (Elec) | 2025 | SC B | MW | After Competition Groups | 1.603 | 0 | 0 | 205.3659 | 0.0078055 | 18 | Industrial_2025_SC B_MW_After Competition Groups_18 | Process Optimization (Elec) | 0.7806% | 0 | 1.603 | Industrial_2025_SC B_MW_After Competition Groups_Process Optimization (Elec)
Industrial | Ind ¦ Ventilation Optimization | 2025 | SC B | MW | After Competition Groups | 1.4673 | 0 | 0 | 205.3659 | 0.0071447 | 19 | Industrial_2025_SC B_MW_After Competition Groups_19 | Ventilation Optimization | 0.7145% | 0 | 1.4673 | Industrial_2025_SC B_MW_After Competition Groups_Ventilation Optimization
Industrial | Ind ¦ VAV Conversion Project | 2025 | SC B | MW | After Competition Groups | 1.4323 | 0 | 0 | 205.3659 | 0.0069745 | 20 | Industrial_2025_SC B_MW_After Competition Groups_20 | VAV Conversion Project | 0.6974% | 0 | 1.4323 | Industrial_2025_SC B_MW_After Competition Groups_VAV Conversion Project
Industrial | Ind ¦ Process Heat Recovery | 2025 | SC B | MW | After Competition Groups | 1.1739 | 0 | 0 | 205.3659 | 0.005716 | 21 | Industrial_2025_SC B_MW_After Competition Groups_21 | Process Heat Recovery | 0.5716% | 0 | 1.1739 | Industrial_2025_SC B_MW_After Competition Groups_Process Heat Recovery
Industrial | Ind ¦ High Efficiency Battery Charger | 2025 | SC B | MW | After Competition Groups | 0.97531 | 0 | 0 | 205.3659 | 0.0047491 | 22 | Industrial_2025_SC B_MW_After Competition Groups_22 | High Efficiency Battery Charger | 0.4749% | 0 | 0.97531 | Industrial_2025_SC B_MW_After Competition Groups_High Efficiency Battery Charger
Industrial | Ind ¦ Process Improvements | 2025 | SC B | MW | After Competition Groups | 0.91969 | 0 | 0 | 205.3659 | 0.0044783 | 23 | Industrial_2025_SC B_MW_After Competition Groups_23 | Process Improvements | 0.4478% | 0 | 0.91969 | Industrial_2025_SC B_MW_After Competition Groups_Process Improvements
Industrial | Ind ¦ Improved Controls - Process Heating | 2025 | SC B | MW | After Competition Groups | 0.57405 | 0 | 0 | 205.3659 | 0.0027952 | 24 | Industrial_2025_SC B_MW_After Competition Groups_24 | Improved Controls - Process Heating | 0.2795% | 0 | 0.57405 | Industrial_2025_SC B_MW_After Competition Groups_Improved Controls - Process Heating
Industrial | Ind ¦ Refrigeration Compressor VFD | 2025 | SC B | MW | After Competition Groups | 0.54797 | 0 | 0 | 205.3659 | 0.0026682 | 25 | Industrial_2025_SC B_MW_After Competition Groups_25 | Refrigeration Compressor VFD | 0.2668% | 0 | 0.54797 | Industrial_2025_SC B_MW_After Competition Groups_Refrigeration Compressor VFD
Industrial | Ind ¦ Engine Block Heater Timer | 2025 | SC B | MW | After Competition Groups | 0.34627 | 0 | 0 | 205.3659 | 0.0016861 | 26 | Industrial_2025_SC B_MW_After Competition Groups_26 | Engine Block Heater Timer | 0.1686% | 0 | 0.34627 | Industrial_2025_SC B_MW_After Competition Groups_Engine Block Heater Timer
Industrial | Ind ¦ Air Compressor Heat Recovery | 2025 | SC B | MW | After Competition Groups | 0.15788 | 0 | 0 | 205.3659 | 0.00076878 | 27 | Industrial_2025_SC B_MW_After Competition Groups_27 | Air Compressor Heat Recovery | 0.07688% | 0 | 0.15788 | Industrial_2025_SC B_MW_After Competition Groups_Air Compressor Heat Recovery
Industrial | Ind ¦ Efficient Irrigation | 2025 | SC B | MW | After Competition Groups | 0.12444 | 0 | 0 | 205.3659 | 0.00060595 | 28 | Industrial_2025_SC B_MW_After Competition Groups_28 | Efficient Irrigation | 0.0606% | 0 | 0.12444 | Industrial_2025_SC B_MW_After Competition Groups_Efficient Irrigation
Industrial | Ind ¦ Dairy Pre-Cooler | 2025 | SC B | MW | After Competition Groups | 0.11163 | 0 | 0 | 205.3659 | 0.00054357 | 29 | Industrial_2025_SC B_MW_After Competition Groups_29 | Dairy Pre-Cooler | 0.05436% | 0 | 0.11163 | Industrial_2025_SC B_MW_After Competition Groups_Dairy Pre-Cooler
Industrial | Ind ¦ Efficient Refrigeration Compressor | 2025 | SC B | MW | After Competition Groups | 0.066231 | 0 | 0 | 205.3659 | 0.0003225 | 30 | Industrial_2025_SC B_MW_After Competition Groups_30 | Efficient Refrigeration Compressor | 0.03225% | 0 | 0.066231 | Industrial_2025_SC B_MW_After Competition Groups_Efficient Refrigeration Compressor
Industrial | Ind ¦ Heat Lamps/Heat Pad | 2025 | SC B | MW | After Competition Groups | 0.0089254 | 0 | 0 | 205.3659 | 4.3461e-05 | 31 | Industrial_2025_SC B_MW_After Competition Groups_31 | Heat Lamps/Heat Pad | 0.004346% | 0 | 0.0089254 | Industrial_2025_SC B_MW_After Competition Groups_Heat Lamps/Heat Pad
Industrial | Ind ¦ Air Compressor Optimization | 2025 | SC C | MW | After Competition Groups | 22.6369 | 0 | 0 | 124.6652 | 0.18158 | 1 | Industrial_2025_SC C_MW_After Competition Groups_1 | Air Compressor Optimization | 18.16% | 0 | 22.6369 | Industrial_2025_SC C_MW_After Competition Groups_Air Compressor Optimization
Industrial | Ind ¦ Pump System Optimization | 2025 | SC C | MW | After Competition Groups | 22.1385 | 0 | 0 | 124.6652 | 0.17758 | 2 | Industrial_2025_SC C_MW_After Competition Groups_2 | Pump System Optimization | 17.76% | 0 | 22.1385 | Industrial_2025_SC C_MW_After Competition Groups_Pump System Optimization
Industrial | Ind ¦ Air Leak Survey and Repair | 2025 | SC C | MW | After Competition Groups | 12.4147 | 0 | 0 | 124.6652 | 0.099585 | 3 | Industrial_2025_SC C_MW_After Competition Groups_3 | Air Leak Survey and Repair | 9.958% | 0 | 12.4147 | Industrial_2025_SC C_MW_After Competition Groups_Air Leak Survey and Repair
Industrial | Ind ¦ Pump Equipment Upgrade | 2025 | SC C | MW | After Competition Groups | 9.2851 | 0 | 0 | 124.6652 | 0.07448 | 4 | Industrial_2025_SC C_MW_After Competition Groups_4 | Pump Equipment Upgrade | 7.448% | 0 | 9.2851 | Industrial_2025_SC C_MW_After Competition Groups_Pump Equipment Upgrade
Industrial | Ind ¦ Recommissioning | 2025 | SC C | MW | After Competition Groups | 8.7905 | 0 | 0 | 124.6652 | 0.070513 | 5 | Industrial_2025_SC C_MW_After Competition Groups_5 | Recommissioning | 7.051% | 0 | 8.7905 | Industrial_2025_SC C_MW_After Competition Groups_Recommissioning
Industrial | Ind ¦ SEM | 2025 | SC C | MW | After Competition Groups | 8.7905 | 0 | 0 | 124.6652 | 0.070513 | 6 | Industrial_2025_SC C_MW_After Competition Groups_6 | SEM | 7.051% | 0 | 8.7905 | Industrial_2025_SC C_MW_After Competition Groups_SEM
Industrial | Ind ¦ Fan System Optimization | 2025 | SC C | MW | After Competition Groups | 8.2402 | 0 | 0 | 124.6652 | 0.066099 | 7 | Industrial_2025_SC C_MW_After Competition Groups_7 | Fan System Optimization | 6.61% | 0 | 8.2402 | Industrial_2025_SC C_MW_After Competition Groups_Fan System Optimization
Industrial | Ind ¦ Efficient Compressed Air Nozzles | 2025 | SC C | MW | After Competition Groups | 6.0392 | 0 | 0 | 124.6652 | 0.048444 | 8 | Industrial_2025_SC C_MW_After Competition Groups_8 | Efficient Compressed Air Nozzles | 4.844% | 0 | 6.0392 | Industrial_2025_SC C_MW_After Competition Groups_Efficient Compressed Air Nozzles
Industrial | Ind ¦ High Efficiency HVAC Fans | 2025 | SC C | MW | After Competition Groups | 5.6259 | 0 | 0 | 124.6652 | 0.045128 | 9 | Industrial_2025_SC C_MW_After Competition Groups_9 | High Efficiency HVAC Fans | 4.513% | 0 | 5.6259 | Industrial_2025_SC C_MW_After Competition Groups_High Efficiency HVAC Fans
Industrial | Ind ¦ Greenhouse Grow Lights | 2025 | SC C | MW | After Competition Groups | 4.3564 | 0 | 0 | 124.6652 | 0.034945 | 10 | Industrial_2025_SC C_MW_After Competition Groups_10 | Greenhouse Grow Lights | 3.494% | 0 | 4.3564 | Industrial_2025_SC C_MW_After Competition Groups_Greenhouse Grow Lights
Industrial | Ind ¦ Improved Controls - Process Cooling | 2025 | SC C | MW | After Competition Groups | 2.3644 | 0 | 0 | 124.6652 | 0.018966 | 11 | Industrial_2025_SC C_MW_After Competition Groups_11 | Improved Controls - Process Cooling | 1.897% | 0 | 2.3644 | Industrial_2025_SC C_MW_After Competition Groups_Improved Controls - Process Cooling
Industrial | Ind ¦ Material Handling Improvements | 2025 | SC C | MW | After Competition Groups | 2.0621 | 0 | 0 | 124.6652 | 0.016541 | 12 | Industrial_2025_SC C_MW_After Competition Groups_12 | Material Handling Improvements | 1.654% | 0 | 2.0621 | Industrial_2025_SC C_MW_After Competition Groups_Material Handling Improvements
Industrial | Ind ¦ Cooling Tower Optimization | 2025 | SC C | MW | After Competition Groups | 1.843 | 0 | 0 | 124.6652 | 0.014783 | 13 | Industrial_2025_SC C_MW_After Competition Groups_13 | Cooling Tower Optimization | 1.478% | 0 | 1.843 | Industrial_2025_SC C_MW_After Competition Groups_Cooling Tower Optimization
Industrial | Ind ¦ HE Lighting | 2025 | SC C | MW | After Competition Groups | 1.6211 | 0 | 0 | 124.6652 | 0.013003 | 14 | Industrial_2025_SC C_MW_After Competition Groups_14 | HE Lighting | 1.3% | 0 | 1.6211 | Industrial_2025_SC C_MW_After Competition Groups_HE Lighting
Industrial | Ind ¦ Process Optimization (Elec) | 2025 | SC C | MW | After Competition Groups | 1.603 | 0 | 0 | 124.6652 | 0.012858 | 15 | Industrial_2025_SC C_MW_After Competition Groups_15 | Process Optimization (Elec) | 1.286% | 0 | 1.603 | Industrial_2025_SC C_MW_After Competition Groups_Process Optimization (Elec)
Industrial | Ind ¦ Ventilation Optimization | 2025 | SC C | MW | After Competition Groups | 1.4673 | 0 | 0 | 124.6652 | 0.01177 | 16 | Industrial_2025_SC C_MW_After Competition Groups_16 | Ventilation Optimization | 1.177% | 0 | 1.4673 | Industrial_2025_SC C_MW_After Competition Groups_Ventilation Optimization
Industrial | Ind ¦ Pulp and Paper Process Improvements | 2025 | SC C | MW | After Competition Groups | 1.221 | 0 | 0 | 124.6652 | 0.0097939 | 17 | Industrial_2025_SC C_MW_After Competition Groups_17 | Pulp and Paper Process Improvements | 0.9794% | 0 | 1.221 | Industrial_2025_SC C_MW_After Competition Groups_Pulp and Paper Process Improvements
Industrial | Ind ¦ Refiner Plate Improvements | 2025 | SC C | MW | After Competition Groups | 0.68766 | 0 | 0 | 124.6652 | 0.005516 | 18 | Industrial_2025_SC C_MW_After Competition Groups_18 | Refiner Plate Improvements | 0.5516% | 0 | 0.68766 | Industrial_2025_SC C_MW_After Competition Groups_Refiner Plate Improvements
Industrial | Ind ¦ Free Cooling | 2025 | SC C | MW | After Competition Groups | 0.64677 | 0 | 0 | 124.6652 | 0.005188 | 19 | Industrial_2025_SC C_MW_After Competition Groups_19 | Free Cooling | 0.5188% | 0 | 0.64677 | Industrial_2025_SC C_MW_After Competition Groups_Free Cooling
Industrial | Ind ¦ VAV Conversion Project | 2025 | SC C | MW | After Competition Groups | 0.54866 | 0 | 0 | 124.6652 | 0.004401 | 20 | Industrial_2025_SC C_MW_After Competition Groups_20 | VAV Conversion Project | 0.4401% | 0 | 0.54866 | Industrial_2025_SC C_MW_After Competition Groups_VAV Conversion Project
Industrial | Ind ¦ High Efficiency Battery Charger | 2025 | SC C | MW | After Competition Groups | 0.49356 | 0 | 0 | 124.6652 | 0.0039591 | 21 | Industrial_2025_SC C_MW_After Competition Groups_21 | High Efficiency Battery Charger | 0.3959% | 0 | 0.49356 | Industrial_2025_SC C_MW_After Competition Groups_High Efficiency Battery Charger
Industrial | Ind ¦ Process Heat Recovery | 2025 | SC C | MW | After Competition Groups | 0.44855 | 0 | 0 | 124.6652 | 0.003598 | 22 | Industrial_2025_SC C_MW_After Competition Groups_22 | Process Heat Recovery | 0.3598% | 0 | 0.44855 | Industrial_2025_SC C_MW_After Competition Groups_Process Heat Recovery
Industrial | Ind ¦ Refrigeration Compressor VFD | 2025 | SC C | MW | After Competition Groups | 0.38195 | 0 | 0 | 124.6652 | 0.0030638 | 23 | Industrial_2025_SC C_MW_After Competition Groups_23 | Refrigeration Compressor VFD | 0.3064% | 0 | 0.38195 | Industrial_2025_SC C_MW_After Competition Groups_Refrigeration Compressor VFD
Industrial | Ind ¦ Process Improvements | 2025 | SC C | MW | After Competition Groups | 0.35245 | 0 | 0 | 124.6652 | 0.0028272 | 24 | Industrial_2025_SC C_MW_After Competition Groups_24 | Process Improvements | 0.2827% | 0 | 0.35245 | Industrial_2025_SC C_MW_After Competition Groups_Process Improvements
Industrial | Ind ¦ Improved Controls - Process Heating | 2025 | SC C | MW | After Competition Groups | 0.22074 | 0 | 0 | 124.6652 | 0.0017707 | 25 | Industrial_2025_SC C_MW_After Competition Groups_25 | Improved Controls - Process Heating | 0.1771% | 0 | 0.22074 | Industrial_2025_SC C_MW_After Competition Groups_Improved Controls - Process Heating
Industrial | Ind ¦ Engine Block Heater Timer | 2025 | SC C | MW | After Competition Groups | 0.13251 | 0 | 0 | 124.6652 | 0.001063 | 26 | Industrial_2025_SC C_MW_After Competition Groups_26 | Engine Block Heater Timer | 0.1063% | 0 | 0.13251 | Industrial_2025_SC C_MW_After Competition Groups_Engine Block Heater Timer
Industrial | Ind ¦ Dairy Pre-Cooler | 2025 | SC C | MW | After Competition Groups | 0.09063 | 0 | 0 | 124.6652 | 0.00072698 | 27 | Industrial_2025_SC C_MW_After Competition Groups_27 | Dairy Pre-Cooler | 0.0727% | 0 | 0.09063 | Industrial_2025_SC C_MW_After Competition Groups_Dairy Pre-Cooler
Industrial | Ind ¦ Air Compressor Heat Recovery | 2025 | SC C | MW | After Competition Groups | 0.060556 | 0 | 0 | 124.6652 | 0.00048575 | 28 | Industrial_2025_SC C_MW_After Competition Groups_28 | Air Compressor Heat Recovery | 0.04857% | 0 | 0.060556 | Industrial_2025_SC C_MW_After Competition Groups_Air Compressor Heat Recovery
Industrial | Ind ¦ Efficient Refrigeration Compressor | 2025 | SC C | MW | After Competition Groups | 0.047372 | 0 | 0 | 124.6652 | 0.00038 | 29 | Industrial_2025_SC C_MW_After Competition Groups_29 | Efficient Refrigeration Compressor | 0.038% | 0 | 0.047372 | Industrial_2025_SC C_MW_After Competition Groups_Efficient Refrigeration Compressor
Industrial | Ind ¦ Efficient Irrigation | 2025 | SC C | MW | After Competition Groups | 0.047295 | 0 | 0 | 124.6652 | 0.00037937 | 30 | Industrial_2025_SC C_MW_After Competition Groups_30 | Efficient Irrigation | 0.03794% | 0 | 0.047295 | Industrial_2025_SC C_MW_After Competition Groups_Efficient Irrigation
Industrial | Ind ¦ Heat Lamps/Heat Pad | 2025 | SC C | MW | After Competition Groups | 0.0066937 | 0 | 0 | 124.6652 | 5.3693e-05 | 31 | Industrial_2025_SC C_MW_After Competition Groups_31 | Heat Lamps/Heat Pad | 0.005369% | 0 | 0.0066937 | Industrial_2025_SC C_MW_After Competition Groups_Heat Lamps/Heat Pad
Industrial | Ind ¦ Air Compressor Optimization | 2025 | SC D | MW | After Competition Groups | 22.6369 | 1643942.1543 | 1.6439 | 112.5443 | 0.20114 | 1 | Industrial_2025_SC D_MW_After Competition Groups_1 | Air Compressor Optimization | 20.11% | 1.6439 | 22.6369 | Industrial_2025_SC D_MW_After Competition Groups_Air Compressor Optimization
Industrial | Ind ¦ Pump System Optimization | 2025 | SC D | MW | After Competition Groups | 17.7894 | 3151663.9789 | 3.1517 | 112.5443 | 0.15807 | 2 | Industrial_2025_SC D_MW_After Competition Groups_2 | Pump System Optimization | 15.81% | 3.1517 | 17.7894 | Industrial_2025_SC D_MW_After Competition Groups_Pump System Optimization
Industrial | Ind ¦ Air Leak Survey and Repair | 2025 | SC D | MW | After Competition Groups | 12.3926 | 309677.2489 | 0.30968 | 112.5443 | 0.11011 | 3 | Industrial_2025_SC D_MW_After Competition Groups_3 | Air Leak Survey and Repair | 11.01% | 0.30968 | 12.3926 | Industrial_2025_SC D_MW_After Competition Groups_Air Leak Survey and Repair
Industrial | Ind ¦ SEM | 2025 | SC D | MW | After Competition Groups | 8.7905 | 1490014.2539 | 1.49 | 112.5443 | 0.078107 | 4 | Industrial_2025_SC D_MW_After Competition Groups_4 | SEM | 7.811% | 1.49 | 8.7905 | Industrial_2025_SC D_MW_After Competition Groups_SEM
Industrial | Ind ¦ Recommissioning | 2025 | SC D | MW | After Competition Groups | 8.4922 | 942948.7026 | 0.94295 | 112.5443 | 0.075456 | 5 | Industrial_2025_SC D_MW_After Competition Groups_5 | Recommissioning | 7.546% | 0.94295 | 8.4922 | Industrial_2025_SC D_MW_After Competition Groups_Recommissioning
Industrial | Ind ¦ Fan System Optimization | 2025 | SC D | MW | After Competition Groups | 8.2402 | 1420405.8946 | 1.4204 | 112.5443 | 0.073218 | 6 | Industrial_2025_SC D_MW_After Competition Groups_6 | Fan System Optimization | 7.322% | 1.4204 | 8.2402 | Industrial_2025_SC D_MW_After Competition Groups_Fan System Optimization
Industrial | Ind ¦ Pump Equipment Upgrade | 2025 | SC D | MW | After Competition Groups | 7.9513 | 1577831.5591 | 1.5778 | 112.5443 | 0.07065 | 7 | Industrial_2025_SC D_MW_After Competition Groups_7 | Pump Equipment Upgrade | 7.065% | 1.5778 | 7.9513 | Industrial_2025_SC D_MW_After Competition Groups_Pump Equipment Upgrade
Industrial | Ind ¦ Efficient Compressed Air Nozzles | 2025 | SC D | MW | After Competition Groups | 6.0392 | 261714.4193 | 0.26171 | 112.5443 | 0.053661 | 8 | Industrial_2025_SC D_MW_After Competition Groups_8 | Efficient Compressed Air Nozzles | 5.366% | 0.26171 | 6.0392 | Industrial_2025_SC D_MW_After Competition Groups_Efficient Compressed Air Nozzles
Industrial | Ind ¦ High Efficiency HVAC Fans | 2025 | SC D | MW | After Competition Groups | 5.3693 | 1047124.6784 | 1.0471 | 112.5443 | 0.047708 | 9 | Industrial_2025_SC D_MW_After Competition Groups_9 | High Efficiency HVAC Fans | 4.771% | 1.0471 | 5.3693 | Industrial_2025_SC D_MW_After Competition Groups_High Efficiency HVAC Fans
Industrial | Ind ¦ Greenhouse Grow Lights | 2025 | SC D | MW | After Competition Groups | 2.7554 | 483271.8901 | 0.48327 | 112.5443 | 0.024483 | 10 | Industrial_2025_SC D_MW_After Competition Groups_10 | Greenhouse Grow Lights | 2.448% | 0.48327 | 2.7554 | Industrial_2025_SC D_MW_After Competition Groups_Greenhouse Grow Lights
Industrial | Ind ¦ Improved Controls - Process Cooling | 2025 | SC D | MW | After Competition Groups | 2.3644 | 145035.4401 | 0.14504 | 112.5443 | 0.021008 | 11 | Industrial_2025_SC D_MW_After Competition Groups_11 | Improved Controls - Process Cooling | 2.101% | 0.14504 | 2.3644 | Industrial_2025_SC D_MW_After Competition Groups_Improved Controls - Process Cooling
Industrial | Ind ¦ Material Handling Improvements | 2025 | SC D | MW | After Competition Groups | 2.0621 | 127091.7564 | 0.12709 | 112.5443 | 0.018323 | 12 | Industrial_2025_SC D_MW_After Competition Groups_12 | Material Handling Improvements | 1.832% | 0.12709 | 2.0621 | Industrial_2025_SC D_MW_After Competition Groups_Material Handling Improvements
Industrial | Ind ¦ Cooling Tower Optimization | 2025 | SC D | MW | After Competition Groups | 1.6689 | 307944.9124 | 0.30794 | 112.5443 | 0.014828 | 13 | Industrial_2025_SC D_MW_After Competition Groups_13 | Cooling Tower Optimization | 1.483% | 0.30794 | 1.6689 | Industrial_2025_SC D_MW_After Competition Groups_Cooling Tower Optimization
Industrial | Ind ¦ Process Optimization (Elec) | 2025 | SC D | MW | After Competition Groups | 1.603 | 170806.639 | 0.17081 | 112.5443 | 0.014243 | 14 | Industrial_2025_SC D_MW_After Competition Groups_14 | Process Optimization (Elec) | 1.424% | 0.17081 | 1.603 | Industrial_2025_SC D_MW_After Competition Groups_Process Optimization (Elec)
Industrial | Ind ¦ Ventilation Optimization | 2025 | SC D | MW | After Competition Groups | 1.2865 | 288618.6448 | 0.28862 | 112.5443 | 0.011431 | 15 | Industrial_2025_SC D_MW_After Competition Groups_15 | Ventilation Optimization | 1.143% | 0.28862 | 1.2865 | Industrial_2025_SC D_MW_After Competition Groups_Ventilation Optimization
Industrial | Ind ¦ Refiner Plate Improvements | 2025 | SC D | MW | After Competition Groups | 0.68766 | 100740.1847 | 0.10074 | 112.5443 | 0.0061101 | 16 | Industrial_2025_SC D_MW_After Competition Groups_16 | Refiner Plate Improvements | 0.611% | 0.10074 | 0.68766 | Industrial_2025_SC D_MW_After Competition Groups_Refiner Plate Improvements
Industrial | Ind ¦ VAV Conversion Project | 2025 | SC D | MW | After Competition Groups | 0.37462 | 112676.9945 | 0.11268 | 112.5443 | 0.0033286 | 17 | Industrial_2025_SC D_MW_After Competition Groups_17 | VAV Conversion Project | 0.3329% | 0.11268 | 0.37462 | Industrial_2025_SC D_MW_After Competition Groups_VAV Conversion Project
Industrial | Ind ¦ Process Heat Recovery | 2025 | SC D | MW | After Competition Groups | 0.33878 | 86696.2395 | 0.086696 | 112.5443 | 0.0030102 | 18 | Industrial_2025_SC D_MW_After Competition Groups_18 | Process Heat Recovery | 0.301% | 0.086696 | 0.33878 | Industrial_2025_SC D_MW_After Competition Groups_Process Heat Recovery
Industrial | Ind ¦ Process Improvements | 2025 | SC D | MW | After Competition Groups | 0.30916 | 34003.8343 | 0.034004 | 112.5443 | 0.002747 | 19 | Industrial_2025_SC D_MW_After Competition Groups_19 | Process Improvements | 0.2747% | 0.034004 | 0.30916 | Industrial_2025_SC D_MW_After Competition Groups_Process Improvements
Industrial | Ind ¦ High Efficiency Battery Charger | 2025 | SC D | MW | After Competition Groups | 0.2404 | 64182.739 | 0.064183 | 112.5443 | 0.0021361 | 20 | Industrial_2025_SC D_MW_After Competition Groups_20 | High Efficiency Battery Charger | 0.2136% | 0.064183 | 0.2404 | Industrial_2025_SC D_MW_After Competition Groups_High Efficiency Battery Charger
Industrial | Ind ¦ Refrigeration Compressor VFD | 2025 | SC D | MW | After Competition Groups | 0.22226 | 38428.0974 | 0.038428 | 112.5443 | 0.0019749 | 21 | Industrial_2025_SC D_MW_After Competition Groups_21 | Refrigeration Compressor VFD | 0.1975% | 0.038428 | 0.22226 | Industrial_2025_SC D_MW_After Competition Groups_Refrigeration Compressor VFD
Industrial | Ind ¦ Improved Controls - Process Heating | 2025 | SC D | MW | After Competition Groups | 0.19736 | 38607.672 | 0.038608 | 112.5443 | 0.0017536 | 22 | Industrial_2025_SC D_MW_After Competition Groups_22 | Improved Controls - Process Heating | 0.1754% | 0.038608 | 0.19736 | Industrial_2025_SC D_MW_After Competition Groups_Improved Controls - Process Heating
Industrial | Ind ¦ HE Lighting | 2025 | SC D | MW | After Competition Groups | 0.18347 | 79788.3718 | 0.079788 | 112.5443 | 0.0016302 | 23 | Industrial_2025_SC D_MW_After Competition Groups_23 | HE Lighting | 0.163% | 0.079788 | 0.18347 | Industrial_2025_SC D_MW_After Competition Groups_HE Lighting
Industrial | Ind ¦ Pulp and Paper Process Improvements | 2025 | SC D | MW | After Competition Groups | 0.15219 | 35199.8469 | 0.0352 | 112.5443 | 0.0013523 | 24 | Industrial_2025_SC D_MW_After Competition Groups_24 | Pulp and Paper Process Improvements | 0.1352% | 0.0352 | 0.15219 | Industrial_2025_SC D_MW_After Competition Groups_Pulp and Paper Process Improvements
Industrial | Ind ¦ Engine Block Heater Timer | 2025 | SC D | MW | After Competition Groups | 0.12562 | 13880.2709 | 0.01388 | 112.5443 | 0.0011162 | 25 | Industrial_2025_SC D_MW_After Competition Groups_25 | Engine Block Heater Timer | 0.1116% | 0.01388 | 0.12562 | Industrial_2025_SC D_MW_After Competition Groups_Engine Block Heater Timer
Industrial | Ind ¦ Free Cooling | 2025 | SC D | MW | After Competition Groups | 0.087756 | 20596.2504 | 0.020596 | 112.5443 | 0.00077975 | 26 | Industrial_2025_SC D_MW_After Competition Groups_26 | Free Cooling | 0.07797% | 0.020596 | 0.087756 | Industrial_2025_SC D_MW_After Competition Groups_Free Cooling
Industrial | Ind ¦ Air Compressor Heat Recovery | 2025 | SC D | MW | After Competition Groups | 0.055022 | 13977.0568 | 0.013977 | 112.5443 | 0.00048889 | 27 | Industrial_2025_SC D_MW_After Competition Groups_27 | Air Compressor Heat Recovery | 0.04889% | 0.013977 | 0.055022 | Industrial_2025_SC D_MW_After Competition Groups_Air Compressor Heat Recovery
Industrial | Ind ¦ Efficient Refrigeration Compressor | 2025 | SC D | MW | After Competition Groups | 0.047007 | 5132.7499 | 0.0051327 | 112.5443 | 0.00041768 | 28 | Industrial_2025_SC D_MW_After Competition Groups_28 | Efficient Refrigeration Compressor | 0.04177% | 0.0051327 | 0.047007 | Industrial_2025_SC D_MW_After Competition Groups_Efficient Refrigeration Compressor
Industrial | Ind ¦ Dairy Pre-Cooler | 2025 | SC D | MW | After Competition Groups | 0.045874 | 7980.1785 | 0.0079802 | 112.5443 | 0.00040761 | 29 | Industrial_2025_SC D_MW_After Competition Groups_29 | Dairy Pre-Cooler | 0.04076% | 0.0079802 | 0.045874 | Industrial_2025_SC D_MW_After Competition Groups_Dairy Pre-Cooler
Industrial | Ind ¦ Efficient Irrigation | 2025 | SC D | MW | After Competition Groups | 0.0312 | 13448.3635 | 0.013448 | 112.5443 | 0.00027722 | 30 | Industrial_2025_SC D_MW_After Competition Groups_30 | Efficient Irrigation | 0.02772% | 0.013448 | 0.0312 | Industrial_2025_SC D_MW_After Competition Groups_Efficient Irrigation
Industrial | Ind ¦ Heat Lamps/Heat Pad | 2025 | SC D | MW | After Competition Groups | 0.0040496 | 2780.4778 | 0.0027805 | 112.5443 | 3.5982e-05 | 31 | Industrial_2025_SC D_MW_After Competition Groups_31 | Heat Lamps/Heat Pad | 0.003598% | 0.0027805 | 0.0040496 | Industrial_2025_SC D_MW_After Competition Groups_Heat Lamps/Heat Pad
Industrial | Ind ¦ Pump System Optimization | 2025 | Technical | MW | After Competition Groups | 77.8698 | 0 | 0 | 668.1484 | 0.11655 | 1 | Industrial_2025_Technical_MW_After Competition Groups_1 | Pump System Optimization | 11.65% | 0 | 77.8698 | Industrial_2025_Technical_MW_After Competition Groups_Pump System Optimization
Industrial | Ind ¦ HE Lighting | 2025 | Technical | MW | After Competition Groups | 75.8201 | 0 | 0 | 668.1484 | 0.11348 | 2 | Industrial_2025_Technical_MW_After Competition Groups_2 | HE Lighting | 11.35% | 0 | 75.8201 | Industrial_2025_Technical_MW_After Competition Groups_HE Lighting
Industrial | Ind ¦ Air Leak Survey and Repair | 2025 | Technical | MW | After Competition Groups | 74.4053 | 0 | 0 | 668.1484 | 0.11136 | 3 | Industrial_2025_Technical_MW_After Competition Groups_3 | Air Leak Survey and Repair | 11.14% | 0 | 74.4053 | Industrial_2025_Technical_MW_After Competition Groups_Air Leak Survey and Repair
Industrial | Ind ¦ Recommissioning | 2025 | Technical | MW | After Competition Groups | 53.5226 | 0 | 0 | 668.1484 | 0.080106 | 4 | Industrial_2025_Technical_MW_After Competition Groups_4 | Recommissioning | 8.011% | 0 | 53.5226 | Industrial_2025_Technical_MW_After Competition Groups_Recommissioning
Industrial | Ind ¦ SEM | 2025 | Technical | MW | After Competition Groups | 53.5226 | 0 | 0 | 668.1484 | 0.080106 | 5 | Industrial_2025_Technical_MW_After Competition Groups_5 | SEM | 8.011% | 0 | 53.5226 | Industrial_2025_Technical_MW_After Competition Groups_SEM
Industrial | Ind ¦ Air Compressor Optimization | 2025 | Technical | MW | After Competition Groups | 48.0032 | 0 | 0 | 668.1484 | 0.071845 | 6 | Industrial_2025_Technical_MW_After Competition Groups_6 | Air Compressor Optimization | 7.185% | 0 | 48.0032 | Industrial_2025_Technical_MW_After Competition Groups_Air Compressor Optimization
Industrial | Ind ¦ Efficient Compressed Air Nozzles | 2025 | Technical | MW | After Competition Groups | 46.2477 | 0 | 0 | 668.1484 | 0.069218 | 7 | Industrial_2025_Technical_MW_After Competition Groups_7 | Efficient Compressed Air Nozzles | 6.922% | 0 | 46.2477 | Industrial_2025_Technical_MW_After Competition Groups_Efficient Compressed Air Nozzles
Industrial | Ind ¦ Pump Equipment Upgrade | 2025 | Technical | MW | After Competition Groups | 35.7873 | 0 | 0 | 668.1484 | 0.053562 | 8 | Industrial_2025_Technical_MW_After Competition Groups_8 | Pump Equipment Upgrade | 5.356% | 0 | 35.7873 | Industrial_2025_Technical_MW_After Competition Groups_Pump Equipment Upgrade
Industrial | Ind ¦ High Efficiency HVAC Fans | 2025 | Technical | MW | After Competition Groups | 24.1166 | 0 | 0 | 668.1484 | 0.036095 | 9 | Industrial_2025_Technical_MW_After Competition Groups_9 | High Efficiency HVAC Fans | 3.609% | 0 | 24.1166 | Industrial_2025_Technical_MW_After Competition Groups_High Efficiency HVAC Fans
Industrial | Ind ¦ Process Optimization (Elec) | 2025 | Technical | MW | After Competition Groups | 21.8412 | 0 | 0 | 668.1484 | 0.032689 | 10 | Industrial_2025_Technical_MW_After Competition Groups_10 | Process Optimization (Elec) | 3.269% | 0 | 21.8412 | Industrial_2025_Technical_MW_After Competition Groups_Process Optimization (Elec)
Industrial | Ind ¦ Greenhouse Grow Lights | 2025 | Technical | MW | After Competition Groups | 19.2313 | 0 | 0 | 668.1484 | 0.028783 | 11 | Industrial_2025_Technical_MW_After Competition Groups_11 | Greenhouse Grow Lights | 2.878% | 0 | 19.2313 | Industrial_2025_Technical_MW_After Competition Groups_Greenhouse Grow Lights
Industrial | Ind ¦ Premium Efficient Motors | 2025 | Technical | MW | After Competition Groups | 19.1388 | 0 | 0 | 668.1484 | 0.028644 | 12 | Industrial_2025_Technical_MW_After Competition Groups_12 | Premium Efficient Motors | 2.864% | 0 | 19.1388 | Industrial_2025_Technical_MW_After Competition Groups_Premium Efficient Motors
Industrial | Ind ¦ Fan System Optimization | 2025 | Technical | MW | After Competition Groups | 17.5408 | 0 | 0 | 668.1484 | 0.026253 | 13 | Industrial_2025_Technical_MW_After Competition Groups_13 | Fan System Optimization | 2.625% | 0 | 17.5408 | Industrial_2025_Technical_MW_After Competition Groups_Fan System Optimization
Industrial | Ind ¦ Improved Controls - Process Cooling | 2025 | Technical | MW | After Competition Groups | 14.0189 | 0 | 0 | 668.1484 | 0.020982 | 14 | Industrial_2025_Technical_MW_After Competition Groups_14 | Improved Controls - Process Cooling | 2.098% | 0 | 14.0189 | Industrial_2025_Technical_MW_After Competition Groups_Improved Controls - Process Cooling
Industrial | Ind ¦ HE HVAC Controls | 2025 | Technical | MW | After Competition Groups | 8.835 | 0 | 0 | 668.1484 | 0.013223 | 15 | Industrial_2025_Technical_MW_After Competition Groups_15 | HE HVAC Controls | 1.322% | 0 | 8.835 | Industrial_2025_Technical_MW_After Competition Groups_HE HVAC Controls
Industrial | Ind ¦ Ventilation Optimization | 2025 | Technical | MW | After Competition Groups | 8.6204 | 0 | 0 | 668.1484 | 0.012902 | 16 | Industrial_2025_Technical_MW_After Competition Groups_16 | Ventilation Optimization | 1.29% | 0 | 8.6204 | Industrial_2025_Technical_MW_After Competition Groups_Ventilation Optimization
Industrial | Ind ¦ Pulp and Paper Process Improvements | 2025 | Technical | MW | After Competition Groups | 8.0355 | 0 | 0 | 668.1484 | 0.012027 | 17 | Industrial_2025_Technical_MW_After Competition Groups_17 | Pulp and Paper Process Improvements | 1.203% | 0 | 8.0355 | Industrial_2025_Technical_MW_After Competition Groups_Pulp and Paper Process Improvements
Industrial | Ind ¦ Material Handling Improvements | 2025 | Technical | MW | After Competition Groups | 6.8896 | 0 | 0 | 668.1484 | 0.010311 | 18 | Industrial_2025_Technical_MW_After Competition Groups_18 | Material Handling Improvements | 1.031% | 0 | 6.8896 | Industrial_2025_Technical_MW_After Competition Groups_Material Handling Improvements
Industrial | Ind ¦ HVLS Fans | 2025 | Technical | MW | After Competition Groups | 5.5809 | 0 | 0 | 668.1484 | 0.0083528 | 19 | Industrial_2025_Technical_MW_After Competition Groups_19 | HVLS Fans | 0.8353% | 0 | 5.5809 | Industrial_2025_Technical_MW_After Competition Groups_HVLS Fans
Industrial | Ind ¦ Refiner Plate Improvements | 2025 | Technical | MW | After Competition Groups | 5.5082 | 0 | 0 | 668.1484 | 0.008244 | 20 | Industrial_2025_Technical_MW_After Competition Groups_20 | Refiner Plate Improvements | 0.8244% | 0 | 5.5082 | Industrial_2025_Technical_MW_After Competition Groups_Refiner Plate Improvements
Industrial | Ind ¦ Chiller Optimization | 2025 | Technical | MW | After Competition Groups | 5.4286 | 0 | 0 | 668.1484 | 0.0081248 | 21 | Industrial_2025_Technical_MW_After Competition Groups_21 | Chiller Optimization | 0.8125% | 0 | 5.4286 | Industrial_2025_Technical_MW_After Competition Groups_Chiller Optimization
Industrial | Ind ¦ HE HVAC Units | 2025 | Technical | MW | After Competition Groups | 5.221 | 0 | 0 | 668.1484 | 0.0078141 | 22 | Industrial_2025_Technical_MW_After Competition Groups_22 | HE HVAC Units | 0.7814% | 0 | 5.221 | Industrial_2025_Technical_MW_After Competition Groups_HE HVAC Units
Industrial | Ind ¦ Cooling Tower Optimization | 2025 | Technical | MW | After Competition Groups | 4.2316 | 0 | 0 | 668.1484 | 0.0063334 | 23 | Industrial_2025_Technical_MW_After Competition Groups_23 | Cooling Tower Optimization | 0.6333% | 0 | 4.2316 | Industrial_2025_Technical_MW_After Competition Groups_Cooling Tower Optimization
Industrial | Ind ¦ Free Cooling | 2025 | Technical | MW | After Competition Groups | 3.5427 | 0 | 0 | 668.1484 | 0.0053022 | 24 | Industrial_2025_Technical_MW_After Competition Groups_24 | Free Cooling | 0.5302% | 0 | 3.5427 | Industrial_2025_Technical_MW_After Competition Groups_Free Cooling
Industrial | Ind ¦ VAV Conversion Project | 2025 | Technical | MW | After Competition Groups | 3.2111 | 0 | 0 | 668.1484 | 0.0048059 | 25 | Industrial_2025_Technical_MW_After Competition Groups_25 | VAV Conversion Project | 0.4806% | 0 | 3.2111 | Industrial_2025_Technical_MW_After Competition Groups_VAV Conversion Project
Industrial | Ind ¦ Cold Storage Retrofit | 2025 | Technical | MW | After Competition Groups | 2.9127 | 0 | 0 | 668.1484 | 0.0043594 | 26 | Industrial_2025_Technical_MW_After Competition Groups_26 | Cold Storage Retrofit | 0.4359% | 0 | 2.9127 | Industrial_2025_Technical_MW_After Competition Groups_Cold Storage Retrofit
Industrial | Ind ¦ Process Heat Recovery | 2025 | Technical | MW | After Competition Groups | 2.8139 | 0 | 0 | 668.1484 | 0.0042114 | 27 | Industrial_2025_Technical_MW_After Competition Groups_27 | Process Heat Recovery | 0.4211% | 0 | 2.8139 | Industrial_2025_Technical_MW_After Competition Groups_Process Heat Recovery
Industrial | Ind ¦ Synchronous Belts | 2025 | Technical | MW | After Competition Groups | 2.6836 | 0 | 0 | 668.1484 | 0.0040164 | 28 | Industrial_2025_Technical_MW_After Competition Groups_28 | Synchronous Belts | 0.4016% | 0 | 2.6836 | Industrial_2025_Technical_MW_After Competition Groups_Synchronous Belts
Industrial | Ind ¦ High Efficiency Battery Charger | 2025 | Technical | MW | After Competition Groups | 2.3679 | 0 | 0 | 668.1484 | 0.003544 | 29 | Industrial_2025_Technical_MW_After Competition Groups_29 | High Efficiency Battery Charger | 0.3544% | 0 | 2.3679 | Industrial_2025_Technical_MW_After Competition Groups_High Efficiency Battery Charger
Industrial | Ind ¦ Process Improvements | 2025 | Technical | MW | After Competition Groups | 2.1838 | 0 | 0 | 668.1484 | 0.0032684 | 30 | Industrial_2025_Technical_MW_After Competition Groups_30 | Process Improvements | 0.3268% | 0 | 2.1838 | Industrial_2025_Technical_MW_After Competition Groups_Process Improvements
Industrial | Ind ¦ Efficient Irrigation | 2025 | Technical | MW | After Competition Groups | 1.9397 | 0 | 0 | 668.1484 | 0.0029032 | 31 | Industrial_2025_Technical_MW_After Competition Groups_31 | Efficient Irrigation | 0.2903% | 0 | 1.9397 | Industrial_2025_Technical_MW_After Competition Groups_Efficient Irrigation
Industrial | Ind ¦ Improved Controls - Process Heating | 2025 | Technical | MW | After Competition Groups | 1.312 | 0 | 0 | 668.1484 | 0.0019636 | 32 | Industrial_2025_Technical_MW_After Competition Groups_32 | Improved Controls - Process Heating | 0.1964% | 0 | 1.312 | Industrial_2025_Technical_MW_After Competition Groups_Improved Controls - Process Heating
Industrial | Ind ¦ Refrigeration Compressor VFD | 2025 | Technical | MW | After Competition Groups | 1.284 | 0 | 0 | 668.1484 | 0.0019217 | 33 | Industrial_2025_Technical_MW_After Competition Groups_33 | Refrigeration Compressor VFD | 0.1922% | 0 | 1.284 | Industrial_2025_Technical_MW_After Competition Groups_Refrigeration Compressor VFD
Industrial | Ind ¦ Efficient Transformer | 2025 | Technical | MW | After Competition Groups | 1.1879 | 0 | 0 | 668.1484 | 0.001778 | 34 | Industrial_2025_Technical_MW_After Competition Groups_34 | Efficient Transformer | 0.1778% | 0 | 1.1879 | Industrial_2025_Technical_MW_After Competition Groups_Efficient Transformer
Industrial | Ind ¦ High Efficiency Welders | 2025 | Technical | MW | After Competition Groups | 0.95869 | 0 | 0 | 668.1484 | 0.0014349 | 35 | Industrial_2025_Technical_MW_After Competition Groups_35 | High Efficiency Welders | 0.1435% | 0 | 0.95869 | Industrial_2025_Technical_MW_After Competition Groups_High Efficiency Welders
Industrial | Ind ¦ Engine Block Heater Timer | 2025 | Technical | MW | After Competition Groups | 0.83307 | 0 | 0 | 668.1484 | 0.0012468 | 36 | Industrial_2025_Technical_MW_After Competition Groups_36 | Engine Block Heater Timer | 0.1247% | 0 | 0.83307 | Industrial_2025_Technical_MW_After Competition Groups_Engine Block Heater Timer
Industrial | Ind ¦ Dairy Pre-Cooler | 2025 | Technical | MW | After Competition Groups | 0.53089 | 0 | 0 | 668.1484 | 0.00079457 | 37 | Industrial_2025_Technical_MW_After Competition Groups_37 | Dairy Pre-Cooler | 0.07946% | 0 | 0.53089 | Industrial_2025_Technical_MW_After Competition Groups_Dairy Pre-Cooler
Industrial | Ind ¦ Air Compressor Heat Recovery | 2025 | Technical | MW | After Competition Groups | 0.36345 | 0 | 0 | 668.1484 | 0.00054396 | 38 | Industrial_2025_Technical_MW_After Competition Groups_38 | Air Compressor Heat Recovery | 0.0544% | 0 | 0.36345 | Industrial_2025_Technical_MW_After Competition Groups_Air Compressor Heat Recovery
Industrial | Ind ¦ Optimize Compressed Air Dryer | 2025 | Technical | MW | After Competition Groups | 0.26155 | 0 | 0 | 668.1484 | 0.00039145 | 39 | Industrial_2025_Technical_MW_After Competition Groups_39 | Optimize Compressed Air Dryer | 0.03914% | 0 | 0.26155 | Industrial_2025_Technical_MW_After Competition Groups_Optimize Compressed Air Dryer
Industrial | Ind ¦ Heat Lamps/Heat Pad | 2025 | Technical | MW | After Competition Groups | 0.12987 | 0 | 0 | 668.1484 | 0.00019437 | 40 | Industrial_2025_Technical_MW_After Competition Groups_40 | Heat Lamps/Heat Pad | 0.01944% | 0 | 0.12987 | Industrial_2025_Technical_MW_After Competition Groups_Heat Lamps/Heat Pad
Industrial | Ind ¦ Efficient Refrigeration Compressor | 2025 | Technical | MW | After Competition Groups | 0.10937 | 0 | 0 | 668.1484 | 0.00016369 | 41 | Industrial_2025_Technical_MW_After Competition Groups_41 | Efficient Refrigeration Compressor | 0.01637% | 0 | 0.10937 | Industrial_2025_Technical_MW_After Competition Groups_Efficient Refrigeration Compressor
Industrial | Ind ¦ Creep Heat Controller | 2025 | Technical | MW | After Competition Groups | 0.10536 | 0 | 0 | 668.1484 | 0.00015768 | 42 | Industrial_2025_Technical_MW_After Competition Groups_42 | Creep Heat Controller | 0.01577% | 0 | 0.10536 | Industrial_2025_Technical_MW_After Competition Groups_Creep Heat Controller
Industrial | Ind ¦ Pump System Optimization | 2026 | Economic | MW | After Competition Groups | 77.901 | 0 | 0 | 565.9667 | 0.13764 | 1 | Industrial_2026_Economic_MW_After Competition Groups_1 | Pump System Optimization | 13.76% | 0 | 77.901 | Industrial_2026_Economic_MW_After Competition Groups_Pump System Optimization
Industrial | Ind ¦ Air Leak Survey and Repair | 2026 | Economic | MW | After Competition Groups | 74.5193 | 0 | 0 | 565.9667 | 0.13167 | 2 | Industrial_2026_Economic_MW_After Competition Groups_2 | Air Leak Survey and Repair | 13.17% | 0 | 74.5193 | Industrial_2026_Economic_MW_After Competition Groups_Air Leak Survey and Repair
Industrial | Ind ¦ Recommissioning | 2026 | Economic | MW | After Competition Groups | 53.1987 | 0 | 0 | 565.9667 | 0.093996 | 3 | Industrial_2026_Economic_MW_After Competition Groups_3 | Recommissioning | 9.4% | 0 | 53.1987 | Industrial_2026_Economic_MW_After Competition Groups_Recommissioning
Industrial | Ind ¦ SEM | 2026 | Economic | MW | After Competition Groups | 53.1987 | 0 | 0 | 565.9667 | 0.093996 | 4 | Industrial_2026_Economic_MW_After Competition Groups_4 | SEM | 9.4% | 0 | 53.1987 | Industrial_2026_Economic_MW_After Competition Groups_SEM
Industrial | Ind ¦ Air Compressor Optimization | 2026 | Economic | MW | After Competition Groups | 49.3842 | 0 | 0 | 565.9667 | 0.087256 | 5 | Industrial_2026_Economic_MW_After Competition Groups_5 | Air Compressor Optimization | 8.726% | 0 | 49.3842 | Industrial_2026_Economic_MW_After Competition Groups_Air Compressor Optimization
Industrial | Ind ¦ Efficient Compressed Air Nozzles | 2026 | Economic | MW | After Competition Groups | 47.9601 | 0 | 0 | 565.9667 | 0.08474 | 6 | Industrial_2026_Economic_MW_After Competition Groups_6 | Efficient Compressed Air Nozzles | 8.474% | 0 | 47.9601 | Industrial_2026_Economic_MW_After Competition Groups_Efficient Compressed Air Nozzles
Industrial | Ind ¦ Pump Equipment Upgrade | 2026 | Economic | MW | After Competition Groups | 36.8819 | 0 | 0 | 565.9667 | 0.065166 | 7 | Industrial_2026_Economic_MW_After Competition Groups_7 | Pump Equipment Upgrade | 6.517% | 0 | 36.8819 | Industrial_2026_Economic_MW_After Competition Groups_Pump Equipment Upgrade
Industrial | Ind ¦ HE Lighting | 2026 | Economic | MW | After Competition Groups | 28.3926 | 0 | 0 | 565.9667 | 0.050167 | 8 | Industrial_2026_Economic_MW_After Competition Groups_8 | HE Lighting | 5.017% | 0 | 28.3926 | Industrial_2026_Economic_MW_After Competition Groups_HE Lighting
Industrial | Ind ¦ High Efficiency HVAC Fans | 2026 | Economic | MW | After Competition Groups | 24.4198 | 0 | 0 | 565.9667 | 0.043147 | 9 | Industrial_2026_Economic_MW_After Competition Groups_9 | High Efficiency HVAC Fans | 4.315% | 0 | 24.4198 | Industrial_2026_Economic_MW_After Competition Groups_High Efficiency HVAC Fans
Industrial | Ind ¦ Process Optimization (Elec) | 2026 | Economic | MW | After Competition Groups | 21.6841 | 0 | 0 | 565.9667 | 0.038313 | 10 | Industrial_2026_Economic_MW_After Competition Groups_10 | Process Optimization (Elec) | 3.831% | 0 | 21.6841 | Industrial_2026_Economic_MW_After Competition Groups_Process Optimization (Elec)
Industrial | Ind ¦ Greenhouse Grow Lights | 2026 | Economic | MW | After Competition Groups | 19.6482 | 0 | 0 | 565.9667 | 0.034716 | 11 | Industrial_2026_Economic_MW_After Competition Groups_11 | Greenhouse Grow Lights | 3.472% | 0 | 19.6482 | Industrial_2026_Economic_MW_After Competition Groups_Greenhouse Grow Lights
Industrial | Ind ¦ Fan System Optimization | 2026 | Economic | MW | After Competition Groups | 17.9113 | 0 | 0 | 565.9667 | 0.031647 | 12 | Industrial_2026_Economic_MW_After Competition Groups_12 | Fan System Optimization | 3.165% | 0 | 17.9113 | Industrial_2026_Economic_MW_After Competition Groups_Fan System Optimization
Industrial | Ind ¦ Improved Controls - Process Cooling | 2026 | Economic | MW | After Competition Groups | 13.8795 | 0 | 0 | 565.9667 | 0.024523 | 13 | Industrial_2026_Economic_MW_After Competition Groups_13 | Improved Controls - Process Cooling | 2.452% | 0 | 13.8795 | Industrial_2026_Economic_MW_After Competition Groups_Improved Controls - Process Cooling
Industrial | Ind ¦ Pulp and Paper Process Improvements | 2026 | Economic | MW | After Competition Groups | 8.018 | 0 | 0 | 565.9667 | 0.014167 | 14 | Industrial_2026_Economic_MW_After Competition Groups_14 | Pulp and Paper Process Improvements | 1.417% | 0 | 8.018 | Industrial_2026_Economic_MW_After Competition Groups_Pulp and Paper Process Improvements
Industrial | Ind ¦ Material Handling Improvements | 2026 | Economic | MW | After Competition Groups | 7.0962 | 0 | 0 | 565.9667 | 0.012538 | 15 | Industrial_2026_Economic_MW_After Competition Groups_15 | Material Handling Improvements | 1.254% | 0 | 7.0962 | Industrial_2026_Economic_MW_After Competition Groups_Material Handling Improvements
Industrial | Ind ¦ Refiner Plate Improvements | 2026 | Economic | MW | After Competition Groups | 5.6859 | 0 | 0 | 565.9667 | 0.010046 | 16 | Industrial_2026_Economic_MW_After Competition Groups_16 | Refiner Plate Improvements | 1.005% | 0 | 5.6859 | Industrial_2026_Economic_MW_After Competition Groups_Refiner Plate Improvements
Industrial | Ind ¦ Cooling Tower Optimization | 2026 | Economic | MW | After Competition Groups | 4.2246 | 0 | 0 | 565.9667 | 0.0074644 | 17 | Industrial_2026_Economic_MW_After Competition Groups_17 | Cooling Tower Optimization | 0.7464% | 0 | 4.2246 | Industrial_2026_Economic_MW_After Competition Groups_Cooling Tower Optimization
Industrial | Ind ¦ Free Cooling | 2026 | Economic | MW | After Competition Groups | 3.534 | 0 | 0 | 565.9667 | 0.0062442 | 18 | Industrial_2026_Economic_MW_After Competition Groups_18 | Free Cooling | 0.6244% | 0 | 3.534 | Industrial_2026_Economic_MW_After Competition Groups_Free Cooling
Industrial | Ind ¦ VAV Conversion Project | 2026 | Economic | MW | After Competition Groups | 3.1239 | 0 | 0 | 565.9667 | 0.0055197 | 19 | Industrial_2026_Economic_MW_After Competition Groups_19 | VAV Conversion Project | 0.552% | 0 | 3.1239 | Industrial_2026_Economic_MW_After Competition Groups_VAV Conversion Project
Industrial | Ind ¦ Ventilation Optimization | 2026 | Economic | MW | After Competition Groups | 2.9033 | 0 | 0 | 565.9667 | 0.0051299 | 20 | Industrial_2026_Economic_MW_After Competition Groups_20 | Ventilation Optimization | 0.513% | 0 | 2.9033 | Industrial_2026_Economic_MW_After Competition Groups_Ventilation Optimization
Industrial | Ind ¦ Process Heat Recovery | 2026 | Economic | MW | After Competition Groups | 2.786 | 0 | 0 | 565.9667 | 0.0049225 | 21 | Industrial_2026_Economic_MW_After Competition Groups_21 | Process Heat Recovery | 0.4922% | 0 | 2.786 | Industrial_2026_Economic_MW_After Competition Groups_Process Heat Recovery
Industrial | Ind ¦ High Efficiency Battery Charger | 2026 | Economic | MW | After Competition Groups | 2.4224 | 0 | 0 | 565.9667 | 0.0042802 | 22 | Industrial_2026_Economic_MW_After Competition Groups_22 | High Efficiency Battery Charger | 0.428% | 0 | 2.4224 | Industrial_2026_Economic_MW_After Competition Groups_High Efficiency Battery Charger
Industrial | Ind ¦ Process Improvements | 2026 | Economic | MW | After Competition Groups | 2.1678 | 0 | 0 | 565.9667 | 0.0038303 | 23 | Industrial_2026_Economic_MW_After Competition Groups_23 | Process Improvements | 0.383% | 0 | 2.1678 | Industrial_2026_Economic_MW_After Competition Groups_Process Improvements
Industrial | Ind ¦ Refrigeration Compressor VFD | 2026 | Economic | MW | After Competition Groups | 1.3188 | 0 | 0 | 565.9667 | 0.0023302 | 24 | Industrial_2026_Economic_MW_After Competition Groups_24 | Refrigeration Compressor VFD | 0.233% | 0 | 1.3188 | Industrial_2026_Economic_MW_After Competition Groups_Refrigeration Compressor VFD
Industrial | Ind ¦ Improved Controls - Process Heating | 2026 | Economic | MW | After Competition Groups | 1.3117 | 0 | 0 | 565.9667 | 0.0023176 | 25 | Industrial_2026_Economic_MW_After Competition Groups_25 | Improved Controls - Process Heating | 0.2318% | 0 | 1.3117 | Industrial_2026_Economic_MW_After Competition Groups_Improved Controls - Process Heating
Industrial | Ind ¦ Efficient Irrigation | 2026 | Economic | MW | After Competition Groups | 0.83403 | 0 | 0 | 565.9667 | 0.0014736 | 26 | Industrial_2026_Economic_MW_After Competition Groups_26 | Efficient Irrigation | 0.1474% | 0 | 0.83403 | Industrial_2026_Economic_MW_After Competition Groups_Efficient Irrigation
Industrial | Ind ¦ Engine Block Heater Timer | 2026 | Economic | MW | After Competition Groups | 0.82749 | 0 | 0 | 565.9667 | 0.0014621 | 27 | Industrial_2026_Economic_MW_After Competition Groups_27 | Engine Block Heater Timer | 0.1462% | 0 | 0.82749 | Industrial_2026_Economic_MW_After Competition Groups_Engine Block Heater Timer
Industrial | Ind ¦ Air Compressor Heat Recovery | 2026 | Economic | MW | After Competition Groups | 0.36183 | 0 | 0 | 565.9667 | 0.00063931 | 28 | Industrial_2026_Economic_MW_After Competition Groups_28 | Air Compressor Heat Recovery | 0.06393% | 0 | 0.36183 | Industrial_2026_Economic_MW_After Competition Groups_Air Compressor Heat Recovery
Industrial | Ind ¦ Dairy Pre-Cooler | 2026 | Economic | MW | After Competition Groups | 0.25494 | 0 | 0 | 565.9667 | 0.00045046 | 29 | Industrial_2026_Economic_MW_After Competition Groups_29 | Dairy Pre-Cooler | 0.04505% | 0 | 0.25494 | Industrial_2026_Economic_MW_After Competition Groups_Dairy Pre-Cooler
Industrial | Ind ¦ Efficient Refrigeration Compressor | 2026 | Economic | MW | After Competition Groups | 0.11206 | 0 | 0 | 565.9667 | 0.000198 | 30 | Industrial_2026_Economic_MW_After Competition Groups_30 | Efficient Refrigeration Compressor | 0.0198% | 0 | 0.11206 | Industrial_2026_Economic_MW_After Competition Groups_Efficient Refrigeration Compressor
Industrial | Ind ¦ Heat Lamps/Heat Pad | 2026 | Economic | MW | After Competition Groups | 0.0042699 | 0 | 0 | 565.9667 | 7.5444e-06 | 31 | Industrial_2026_Economic_MW_After Competition Groups_31 | Heat Lamps/Heat Pad | 0.0007544% | 0 | 0.0042699 | Industrial_2026_Economic_MW_After Competition Groups_Heat Lamps/Heat Pad
Industrial | Ind ¦ Air Compressor Optimization | 2026 | SC A | MW | After Competition Groups | 26.2995 | 0 | 0 | 134.0655 | 0.19617 | 1 | Industrial_2026_SC A_MW_After Competition Groups_1 | Air Compressor Optimization | 19.62% | 0 | 26.2995 | Industrial_2026_SC A_MW_After Competition Groups_Air Compressor Optimization
Industrial | Ind ¦ Pump System Optimization | 2026 | SC A | MW | After Competition Groups | 22.217 | 0 | 0 | 134.0655 | 0.16572 | 2 | Industrial_2026_SC A_MW_After Competition Groups_2 | Pump System Optimization | 16.57% | 0 | 22.217 | Industrial_2026_SC A_MW_After Competition Groups_Pump System Optimization
Industrial | Ind ¦ Air Leak Survey and Repair | 2026 | SC A | MW | After Competition Groups | 14.9052 | 0 | 0 | 134.0655 | 0.11118 | 3 | Industrial_2026_SC A_MW_After Competition Groups_3 | Air Leak Survey and Repair | 11.12% | 0 | 14.9052 | Industrial_2026_SC A_MW_After Competition Groups_Air Leak Survey and Repair
Industrial | Ind ¦ Recommissioning | 2026 | SC A | MW | After Competition Groups | 10.5517 | 0 | 0 | 134.0655 | 0.078706 | 4 | Industrial_2026_SC A_MW_After Competition Groups_4 | Recommissioning | 7.871% | 0 | 10.5517 | Industrial_2026_SC A_MW_After Competition Groups_Recommissioning
Industrial | Ind ¦ SEM | 2026 | SC A | MW | After Competition Groups | 10.5517 | 0 | 0 | 134.0655 | 0.078706 | 5 | Industrial_2026_SC A_MW_After Competition Groups_5 | SEM | 7.871% | 0 | 10.5517 | Industrial_2026_SC A_MW_After Competition Groups_SEM
Industrial | Ind ¦ Pump Equipment Upgrade | 2026 | SC A | MW | After Competition Groups | 9.972 | 0 | 0 | 134.0655 | 0.074381 | 6 | Industrial_2026_SC A_MW_After Competition Groups_6 | Pump Equipment Upgrade | 7.438% | 0 | 9.972 | Industrial_2026_SC A_MW_After Competition Groups_Pump Equipment Upgrade
Industrial | Ind ¦ Fan System Optimization | 2026 | SC A | MW | After Competition Groups | 8.9033 | 0 | 0 | 134.0655 | 0.06641 | 7 | Industrial_2026_SC A_MW_After Competition Groups_7 | Fan System Optimization | 6.641% | 0 | 8.9033 | Industrial_2026_SC A_MW_After Competition Groups_Fan System Optimization
Industrial | Ind ¦ Efficient Compressed Air Nozzles | 2026 | SC A | MW | After Competition Groups | 7.4582 | 0 | 0 | 134.0655 | 0.055631 | 8 | Industrial_2026_SC A_MW_After Competition Groups_8 | Efficient Compressed Air Nozzles | 5.563% | 0 | 7.4582 | Industrial_2026_SC A_MW_After Competition Groups_Efficient Compressed Air Nozzles
Industrial | Ind ¦ High Efficiency HVAC Fans | 2026 | SC A | MW | After Competition Groups | 6.5807 | 0 | 0 | 134.0655 | 0.049086 | 9 | Industrial_2026_SC A_MW_After Competition Groups_9 | High Efficiency HVAC Fans | 4.909% | 0 | 6.5807 | Industrial_2026_SC A_MW_After Competition Groups_High Efficiency HVAC Fans
Industrial | Ind ¦ Greenhouse Grow Lights | 2026 | SC A | MW | After Competition Groups | 3.6546 | 0 | 0 | 134.0655 | 0.02726 | 10 | Industrial_2026_SC A_MW_After Competition Groups_10 | Greenhouse Grow Lights | 2.726% | 0 | 3.6546 | Industrial_2026_SC A_MW_After Competition Groups_Greenhouse Grow Lights
Industrial | Ind ¦ Improved Controls - Process Cooling | 2026 | SC A | MW | After Competition Groups | 2.8343 | 0 | 0 | 134.0655 | 0.021141 | 11 | Industrial_2026_SC A_MW_After Competition Groups_11 | Improved Controls - Process Cooling | 2.114% | 0 | 2.8343 | Industrial_2026_SC A_MW_After Competition Groups_Improved Controls - Process Cooling
Industrial | Ind ¦ Material Handling Improvements | 2026 | SC A | MW | After Competition Groups | 2.3718 | 0 | 0 | 134.0655 | 0.017692 | 12 | Industrial_2026_SC A_MW_After Competition Groups_12 | Material Handling Improvements | 1.769% | 0 | 2.3718 | Industrial_2026_SC A_MW_After Competition Groups_Material Handling Improvements
Industrial | Ind ¦ Process Optimization (Elec) | 2026 | SC A | MW | After Competition Groups | 1.9087 | 0 | 0 | 134.0655 | 0.014237 | 13 | Industrial_2026_SC A_MW_After Competition Groups_13 | Process Optimization (Elec) | 1.424% | 0 | 1.9087 | Industrial_2026_SC A_MW_After Competition Groups_Process Optimization (Elec)
Industrial | Ind ¦ Refiner Plate Improvements | 2026 | SC A | MW | After Competition Groups | 0.84468 | 0 | 0 | 134.0655 | 0.0063005 | 14 | Industrial_2026_SC A_MW_After Competition Groups_14 | Refiner Plate Improvements | 0.63% | 0 | 0.84468 | Industrial_2026_SC A_MW_After Competition Groups_Refiner Plate Improvements
Industrial | Ind ¦ Ventilation Optimization | 2026 | SC A | MW | After Competition Groups | 0.73334 | 0 | 0 | 134.0655 | 0.00547 | 15 | Industrial_2026_SC A_MW_After Competition Groups_15 | Ventilation Optimization | 0.547% | 0 | 0.73334 | Industrial_2026_SC A_MW_After Competition Groups_Ventilation Optimization
Industrial | Ind ¦ VAV Conversion Project | 2026 | SC A | MW | After Competition Groups | 0.64295 | 0 | 0 | 134.0655 | 0.0047958 | 16 | Industrial_2026_SC A_MW_After Competition Groups_16 | VAV Conversion Project | 0.4796% | 0 | 0.64295 | Industrial_2026_SC A_MW_After Competition Groups_VAV Conversion Project
Industrial | Ind ¦ Pulp and Paper Process Improvements | 2026 | SC A | MW | After Competition Groups | 0.58225 | 0 | 0 | 134.0655 | 0.0043431 | 17 | Industrial_2026_SC A_MW_After Competition Groups_17 | Pulp and Paper Process Improvements | 0.4343% | 0 | 0.58225 | Industrial_2026_SC A_MW_After Competition Groups_Pulp and Paper Process Improvements
Industrial | Ind ¦ Process Heat Recovery | 2026 | SC A | MW | After Competition Groups | 0.53763 | 0 | 0 | 134.0655 | 0.0040102 | 18 | Industrial_2026_SC A_MW_After Competition Groups_18 | Process Heat Recovery | 0.401% | 0 | 0.53763 | Industrial_2026_SC A_MW_After Competition Groups_Process Heat Recovery
Industrial | Ind ¦ HE Lighting | 2026 | SC A | MW | After Competition Groups | 0.45157 | 0 | 0 | 134.0655 | 0.0033683 | 19 | Industrial_2026_SC A_MW_After Competition Groups_19 | HE Lighting | 0.3368% | 0 | 0.45157 | Industrial_2026_SC A_MW_After Competition Groups_HE Lighting
Industrial | Ind ¦ Process Improvements | 2026 | SC A | MW | After Competition Groups | 0.40336 | 0 | 0 | 134.0655 | 0.0030087 | 20 | Industrial_2026_SC A_MW_After Competition Groups_20 | Process Improvements | 0.3009% | 0 | 0.40336 | Industrial_2026_SC A_MW_After Competition Groups_Process Improvements
Industrial | Ind ¦ High Efficiency Battery Charger | 2026 | SC A | MW | After Competition Groups | 0.39158 | 0 | 0 | 134.0655 | 0.0029208 | 21 | Industrial_2026_SC A_MW_After Competition Groups_21 | High Efficiency Battery Charger | 0.2921% | 0 | 0.39158 | Industrial_2026_SC A_MW_After Competition Groups_High Efficiency Battery Charger
Industrial | Ind ¦ Refrigeration Compressor VFD | 2026 | SC A | MW | After Competition Groups | 0.3268 | 0 | 0 | 134.0655 | 0.0024376 | 22 | Industrial_2026_SC A_MW_After Competition Groups_22 | Refrigeration Compressor VFD | 0.2438% | 0 | 0.3268 | Industrial_2026_SC A_MW_After Competition Groups_Refrigeration Compressor VFD
Industrial | Ind ¦ Improved Controls - Process Heating | 2026 | SC A | MW | After Competition Groups | 0.26537 | 0 | 0 | 134.0655 | 0.0019794 | 23 | Industrial_2026_SC A_MW_After Competition Groups_23 | Improved Controls - Process Heating | 0.1979% | 0 | 0.26537 | Industrial_2026_SC A_MW_After Competition Groups_Improved Controls - Process Heating
Industrial | Ind ¦ Cooling Tower Optimization | 2026 | SC A | MW | After Competition Groups | 0.22912 | 0 | 0 | 134.0655 | 0.001709 | 24 | Industrial_2026_SC A_MW_After Competition Groups_24 | Cooling Tower Optimization | 0.1709% | 0 | 0.22912 | Industrial_2026_SC A_MW_After Competition Groups_Cooling Tower Optimization
Industrial | Ind ¦ Engine Block Heater Timer | 2026 | SC A | MW | After Competition Groups | 0.15856 | 0 | 0 | 134.0655 | 0.0011827 | 25 | Industrial_2026_SC A_MW_After Competition Groups_25 | Engine Block Heater Timer | 0.1183% | 0 | 0.15856 | Industrial_2026_SC A_MW_After Competition Groups_Engine Block Heater Timer
Industrial | Ind ¦ Dairy Pre-Cooler | 2026 | SC A | MW | After Competition Groups | 0.087769 | 0 | 0 | 134.0655 | 0.00065467 | 26 | Industrial_2026_SC A_MW_After Competition Groups_26 | Dairy Pre-Cooler | 0.06547% | 0 | 0.087769 | Industrial_2026_SC A_MW_After Competition Groups_Dairy Pre-Cooler
Industrial | Ind ¦ Air Compressor Heat Recovery | 2026 | SC A | MW | After Competition Groups | 0.072661 | 0 | 0 | 134.0655 | 0.00054198 | 27 | Industrial_2026_SC A_MW_After Competition Groups_27 | Air Compressor Heat Recovery | 0.0542% | 0 | 0.072661 | Industrial_2026_SC A_MW_After Competition Groups_Air Compressor Heat Recovery
Industrial | Ind ¦ Efficient Irrigation | 2026 | SC A | MW | After Competition Groups | 0.060468 | 0 | 0 | 134.0655 | 0.00045103 | 28 | Industrial_2026_SC A_MW_After Competition Groups_28 | Efficient Irrigation | 0.0451% | 0 | 0.060468 | Industrial_2026_SC A_MW_After Competition Groups_Efficient Irrigation
Industrial | Ind ¦ Efficient Refrigeration Compressor | 2026 | SC A | MW | After Competition Groups | 0.052289 | 0 | 0 | 134.0655 | 0.00039003 | 29 | Industrial_2026_SC A_MW_After Competition Groups_29 | Efficient Refrigeration Compressor | 0.039% | 0 | 0.052289 | Industrial_2026_SC A_MW_After Competition Groups_Efficient Refrigeration Compressor
Industrial | Ind ¦ Heat Lamps/Heat Pad | 2026 | SC A | MW | After Competition Groups | 0.010985 | 0 | 0 | 134.0655 | 8.1937e-05 | 30 | Industrial_2026_SC A_MW_After Competition Groups_30 | Heat Lamps/Heat Pad | 0.008194% | 0 | 0.010985 | Industrial_2026_SC A_MW_After Competition Groups_Heat Lamps/Heat Pad
Industrial | Ind ¦ Free Cooling | 2026 | SC A | MW | After Competition Groups | 0.0053338 | 0 | 0 | 134.0655 | 3.9785e-05 | 31 | Industrial_2026_SC A_MW_After Competition Groups_31 | Free Cooling | 0.003979% | 0 | 0.0053338 | Industrial_2026_SC A_MW_After Competition Groups_Free Cooling
Industrial | Ind ¦ Air Leak Survey and Repair | 2026 | SC B | MW | After Competition Groups | 37.9533 | 0 | 0 | 243.3527 | 0.15596 | 1 | Industrial_2026_SC B_MW_After Competition Groups_1 | Air Leak Survey and Repair | 15.6% | 0 | 37.9533 | Industrial_2026_SC B_MW_After Competition Groups_Air Leak Survey and Repair
Industrial | Ind ¦ Pump System Optimization | 2026 | SC B | MW | After Competition Groups | 27.0142 | 0 | 0 | 243.3527 | 0.11101 | 2 | Industrial_2026_SC B_MW_After Competition Groups_2 | Pump System Optimization | 11.1% | 0 | 27.0142 | Industrial_2026_SC B_MW_After Competition Groups_Pump System Optimization
Industrial | Ind ¦ Recommissioning | 2026 | SC B | MW | After Competition Groups | 26.8659 | 0 | 0 | 243.3527 | 0.1104 | 3 | Industrial_2026_SC B_MW_After Competition Groups_3 | Recommissioning | 11.04% | 0 | 26.8659 | Industrial_2026_SC B_MW_After Competition Groups_Recommissioning
Industrial | Ind ¦ SEM | 2026 | SC B | MW | After Competition Groups | 26.8659 | 0 | 0 | 243.3527 | 0.1104 | 4 | Industrial_2026_SC B_MW_After Competition Groups_4 | SEM | 11.04% | 0 | 26.8659 | Industrial_2026_SC B_MW_After Competition Groups_SEM
Industrial | Ind ¦ Air Compressor Optimization | 2026 | SC B | MW | After Competition Groups | 26.2995 | 0 | 0 | 243.3527 | 0.10807 | 5 | Industrial_2026_SC B_MW_After Competition Groups_5 | Air Compressor Optimization | 10.81% | 0 | 26.2995 | Industrial_2026_SC B_MW_After Competition Groups_Air Compressor Optimization
Industrial | Ind ¦ Efficient Compressed Air Nozzles | 2026 | SC B | MW | After Competition Groups | 19.0092 | 0 | 0 | 243.3527 | 0.078114 | 6 | Industrial_2026_SC B_MW_After Competition Groups_6 | Efficient Compressed Air Nozzles | 7.811% | 0 | 19.0092 | Industrial_2026_SC B_MW_After Competition Groups_Efficient Compressed Air Nozzles
Industrial | Ind ¦ High Efficiency HVAC Fans | 2026 | SC B | MW | After Competition Groups | 12.0807 | 0 | 0 | 243.3527 | 0.049643 | 7 | Industrial_2026_SC B_MW_After Competition Groups_7 | High Efficiency HVAC Fans | 4.964% | 0 | 12.0807 | Industrial_2026_SC B_MW_After Competition Groups_High Efficiency HVAC Fans
Industrial | Ind ¦ Pump Equipment Upgrade | 2026 | SC B | MW | After Competition Groups | 11.497 | 0 | 0 | 243.3527 | 0.047244 | 8 | Industrial_2026_SC B_MW_After Competition Groups_8 | Pump Equipment Upgrade | 4.724% | 0 | 11.497 | Industrial_2026_SC B_MW_After Competition Groups_Pump Equipment Upgrade
Industrial | Ind ¦ Fan System Optimization | 2026 | SC B | MW | After Competition Groups | 9.593 | 0 | 0 | 243.3527 | 0.03942 | 9 | Industrial_2026_SC B_MW_After Competition Groups_9 | Fan System Optimization | 3.942% | 0 | 9.593 | Industrial_2026_SC B_MW_After Competition Groups_Fan System Optimization
Industrial | Ind ¦ Greenhouse Grow Lights | 2026 | SC B | MW | After Competition Groups | 8.2081 | 0 | 0 | 243.3527 | 0.033729 | 10 | Industrial_2026_SC B_MW_After Competition Groups_10 | Greenhouse Grow Lights | 3.373% | 0 | 8.2081 | Industrial_2026_SC B_MW_After Competition Groups_Greenhouse Grow Lights
Industrial | Ind ¦ Improved Controls - Process Cooling | 2026 | SC B | MW | After Competition Groups | 7.233 | 0 | 0 | 243.3527 | 0.029722 | 11 | Industrial_2026_SC B_MW_After Competition Groups_11 | Improved Controls - Process Cooling | 2.972% | 0 | 7.233 | Industrial_2026_SC B_MW_After Competition Groups_Improved Controls - Process Cooling
Industrial | Ind ¦ HE Lighting | 2026 | SC B | MW | After Competition Groups | 5.6906 | 0 | 0 | 243.3527 | 0.023384 | 12 | Industrial_2026_SC B_MW_After Competition Groups_12 | HE Lighting | 2.338% | 0 | 5.6906 | Industrial_2026_SC B_MW_After Competition Groups_HE Lighting
Industrial | Ind ¦ Material Handling Improvements | 2026 | SC B | MW | After Competition Groups | 3.7949 | 0 | 0 | 243.3527 | 0.015594 | 13 | Industrial_2026_SC B_MW_After Competition Groups_13 | Material Handling Improvements | 1.559% | 0 | 3.7949 | Industrial_2026_SC B_MW_After Competition Groups_Material Handling Improvements
Industrial | Ind ¦ Pulp and Paper Process Improvements | 2026 | SC B | MW | After Competition Groups | 3.7623 | 0 | 0 | 243.3527 | 0.01546 | 14 | Industrial_2026_SC B_MW_After Competition Groups_14 | Pulp and Paper Process Improvements | 1.546% | 0 | 3.7623 | Industrial_2026_SC B_MW_After Competition Groups_Pulp and Paper Process Improvements
Industrial | Ind ¦ Refiner Plate Improvements | 2026 | SC B | MW | After Competition Groups | 2.1737 | 0 | 0 | 243.3527 | 0.0089321 | 15 | Industrial_2026_SC B_MW_After Competition Groups_15 | Refiner Plate Improvements | 0.8932% | 0 | 2.1737 | Industrial_2026_SC B_MW_After Competition Groups_Refiner Plate Improvements
Industrial | Ind ¦ Cooling Tower Optimization | 2026 | SC B | MW | After Competition Groups | 2.1589 | 0 | 0 | 243.3527 | 0.0088716 | 16 | Industrial_2026_SC B_MW_After Competition Groups_16 | Cooling Tower Optimization | 0.8872% | 0 | 2.1589 | Industrial_2026_SC B_MW_After Competition Groups_Cooling Tower Optimization
Industrial | Ind ¦ Free Cooling | 2026 | SC B | MW | After Competition Groups | 1.963 | 0 | 0 | 243.3527 | 0.0080665 | 17 | Industrial_2026_SC B_MW_After Competition Groups_17 | Free Cooling | 0.8067% | 0 | 1.963 | Industrial_2026_SC B_MW_After Competition Groups_Free Cooling
Industrial | Ind ¦ Process Optimization (Elec) | 2026 | SC B | MW | After Competition Groups | 1.9087 | 0 | 0 | 243.3527 | 0.0078434 | 18 | Industrial_2026_SC B_MW_After Competition Groups_18 | Process Optimization (Elec) | 0.7843% | 0 | 1.9087 | Industrial_2026_SC B_MW_After Competition Groups_Process Optimization (Elec)
Industrial | Ind ¦ Ventilation Optimization | 2026 | SC B | MW | After Competition Groups | 1.7138 | 0 | 0 | 243.3527 | 0.0070426 | 19 | Industrial_2026_SC B_MW_After Competition Groups_19 | Ventilation Optimization | 0.7043% | 0 | 1.7138 | Industrial_2026_SC B_MW_After Competition Groups_Ventilation Optimization
Industrial | Ind ¦ VAV Conversion Project | 2026 | SC B | MW | After Competition Groups | 1.6759 | 0 | 0 | 243.3527 | 0.0068868 | 20 | Industrial_2026_SC B_MW_After Competition Groups_20 | VAV Conversion Project | 0.6887% | 0 | 1.6759 | Industrial_2026_SC B_MW_After Competition Groups_VAV Conversion Project
Industrial | Ind ¦ Process Heat Recovery | 2026 | SC B | MW | After Competition Groups | 1.3754 | 0 | 0 | 243.3527 | 0.0056518 | 21 | Industrial_2026_SC B_MW_After Competition Groups_21 | Process Heat Recovery | 0.5652% | 0 | 1.3754 | Industrial_2026_SC B_MW_After Competition Groups_Process Heat Recovery
Industrial | Ind ¦ High Efficiency Battery Charger | 2026 | SC B | MW | After Competition Groups | 1.1433 | 0 | 0 | 243.3527 | 0.0046982 | 22 | Industrial_2026_SC B_MW_After Competition Groups_22 | High Efficiency Battery Charger | 0.4698% | 0 | 1.1433 | Industrial_2026_SC B_MW_After Competition Groups_High Efficiency Battery Charger
Industrial | Ind ¦ Process Improvements | 2026 | SC B | MW | After Competition Groups | 1.0765 | 0 | 0 | 243.3527 | 0.0044237 | 23 | Industrial_2026_SC B_MW_After Competition Groups_23 | Process Improvements | 0.4424% | 0 | 1.0765 | Industrial_2026_SC B_MW_After Competition Groups_Process Improvements
Industrial | Ind ¦ Improved Controls - Process Heating | 2026 | SC B | MW | After Competition Groups | 0.6732 | 0 | 0 | 243.3527 | 0.0027664 | 24 | Industrial_2026_SC B_MW_After Competition Groups_24 | Improved Controls - Process Heating | 0.2766% | 0 | 0.6732 | Industrial_2026_SC B_MW_After Competition Groups_Improved Controls - Process Heating
Industrial | Ind ¦ Refrigeration Compressor VFD | 2026 | SC B | MW | After Competition Groups | 0.64572 | 0 | 0 | 243.3527 | 0.0026534 | 25 | Industrial_2026_SC B_MW_After Competition Groups_25 | Refrigeration Compressor VFD | 0.2653% | 0 | 0.64572 | Industrial_2026_SC B_MW_After Competition Groups_Refrigeration Compressor VFD
Industrial | Ind ¦ Engine Block Heater Timer | 2026 | SC B | MW | After Competition Groups | 0.4055 | 0 | 0 | 243.3527 | 0.0016663 | 26 | Industrial_2026_SC B_MW_After Competition Groups_26 | Engine Block Heater Timer | 0.1666% | 0 | 0.4055 | Industrial_2026_SC B_MW_After Competition Groups_Engine Block Heater Timer
Industrial | Ind ¦ Air Compressor Heat Recovery | 2026 | SC B | MW | After Competition Groups | 0.18478 | 0 | 0 | 243.3527 | 0.00075929 | 27 | Industrial_2026_SC B_MW_After Competition Groups_27 | Air Compressor Heat Recovery | 0.07593% | 0 | 0.18478 | Industrial_2026_SC B_MW_After Competition Groups_Air Compressor Heat Recovery
Industrial | Ind ¦ Efficient Irrigation | 2026 | SC B | MW | After Competition Groups | 0.16684 | 0 | 0 | 243.3527 | 0.00068558 | 28 | Industrial_2026_SC B_MW_After Competition Groups_28 | Efficient Irrigation | 0.06856% | 0 | 0.16684 | Industrial_2026_SC B_MW_After Competition Groups_Efficient Irrigation
Industrial | Ind ¦ Dairy Pre-Cooler | 2026 | SC B | MW | After Competition Groups | 0.12917 | 0 | 0 | 243.3527 | 0.00053077 | 29 | Industrial_2026_SC B_MW_After Competition Groups_29 | Dairy Pre-Cooler | 0.05308% | 0 | 0.12917 | Industrial_2026_SC B_MW_After Competition Groups_Dairy Pre-Cooler
Industrial | Ind ¦ Efficient Refrigeration Compressor | 2026 | SC B | MW | After Competition Groups | 0.073877 | 0 | 0 | 243.3527 | 0.00030358 | 30 | Industrial_2026_SC B_MW_After Competition Groups_30 | Efficient Refrigeration Compressor | 0.03036% | 0 | 0.073877 | Industrial_2026_SC B_MW_After Competition Groups_Efficient Refrigeration Compressor
Industrial | Ind ¦ Heat Lamps/Heat Pad | 2026 | SC B | MW | After Competition Groups | 0.016863 | 0 | 0 | 243.3527 | 6.9295e-05 | 31 | Industrial_2026_SC B_MW_After Competition Groups_31 | Heat Lamps/Heat Pad | 0.00693% | 0 | 0.016863 | Industrial_2026_SC B_MW_After Competition Groups_Heat Lamps/Heat Pad
Industrial | Ind ¦ Pump System Optimization | 2026 | SC C | MW | After Competition Groups | 27.0142 | 0 | 0 | 149.1671 | 0.1811 | 1 | Industrial_2026_SC C_MW_After Competition Groups_1 | Pump System Optimization | 18.11% | 0 | 27.0142 | Industrial_2026_SC C_MW_After Competition Groups_Pump System Optimization
Industrial | Ind ¦ Air Compressor Optimization | 2026 | SC C | MW | After Competition Groups | 26.2995 | 0 | 0 | 149.1671 | 0.17631 | 2 | Industrial_2026_SC C_MW_After Competition Groups_2 | Air Compressor Optimization | 17.63% | 0 | 26.2995 | Industrial_2026_SC C_MW_After Competition Groups_Air Compressor Optimization
Industrial | Ind ¦ Air Leak Survey and Repair | 2026 | SC C | MW | After Competition Groups | 14.9052 | 0 | 0 | 149.1671 | 0.099923 | 3 | Industrial_2026_SC C_MW_After Competition Groups_3 | Air Leak Survey and Repair | 9.992% | 0 | 14.9052 | Industrial_2026_SC C_MW_After Competition Groups_Air Leak Survey and Repair
Industrial | Ind ¦ Pump Equipment Upgrade | 2026 | SC C | MW | After Competition Groups | 11.497 | 0 | 0 | 149.1671 | 0.077075 | 4 | Industrial_2026_SC C_MW_After Competition Groups_4 | Pump Equipment Upgrade | 7.707% | 0 | 11.497 | Industrial_2026_SC C_MW_After Competition Groups_Pump Equipment Upgrade
Industrial | Ind ¦ Recommissioning | 2026 | SC C | MW | After Competition Groups | 10.5517 | 0 | 0 | 149.1671 | 0.070738 | 5 | Industrial_2026_SC C_MW_After Competition Groups_5 | Recommissioning | 7.074% | 0 | 10.5517 | Industrial_2026_SC C_MW_After Competition Groups_Recommissioning
Industrial | Ind ¦ SEM | 2026 | SC C | MW | After Competition Groups | 10.5517 | 0 | 0 | 149.1671 | 0.070738 | 6 | Industrial_2026_SC C_MW_After Competition Groups_6 | SEM | 7.074% | 0 | 10.5517 | Industrial_2026_SC C_MW_After Competition Groups_SEM
Industrial | Ind ¦ Fan System Optimization | 2026 | SC C | MW | After Competition Groups | 9.593 | 0 | 0 | 149.1671 | 0.064311 | 7 | Industrial_2026_SC C_MW_After Competition Groups_7 | Fan System Optimization | 6.431% | 0 | 9.593 | Industrial_2026_SC C_MW_After Competition Groups_Fan System Optimization
Industrial | Ind ¦ Efficient Compressed Air Nozzles | 2026 | SC C | MW | After Competition Groups | 7.4582 | 0 | 0 | 149.1671 | 0.049999 | 8 | Industrial_2026_SC C_MW_After Competition Groups_8 | Efficient Compressed Air Nozzles | 5% | 0 | 7.4582 | Industrial_2026_SC C_MW_After Competition Groups_Efficient Compressed Air Nozzles
Industrial | Ind ¦ High Efficiency HVAC Fans | 2026 | SC C | MW | After Competition Groups | 6.5807 | 0 | 0 | 149.1671 | 0.044116 | 9 | Industrial_2026_SC C_MW_After Competition Groups_9 | High Efficiency HVAC Fans | 4.412% | 0 | 6.5807 | Industrial_2026_SC C_MW_After Competition Groups_High Efficiency HVAC Fans
Industrial | Ind ¦ Greenhouse Grow Lights | 2026 | SC C | MW | After Competition Groups | 5.062 | 0 | 0 | 149.1671 | 0.033935 | 10 | Industrial_2026_SC C_MW_After Competition Groups_10 | Greenhouse Grow Lights | 3.393% | 0 | 5.062 | Industrial_2026_SC C_MW_After Competition Groups_Greenhouse Grow Lights
Industrial | Ind ¦ Improved Controls - Process Cooling | 2026 | SC C | MW | After Competition Groups | 2.8393 | 0 | 0 | 149.1671 | 0.019034 | 11 | Industrial_2026_SC C_MW_After Competition Groups_11 | Improved Controls - Process Cooling | 1.903% | 0 | 2.8393 | Industrial_2026_SC C_MW_After Competition Groups_Improved Controls - Process Cooling
Industrial | Ind ¦ Material Handling Improvements | 2026 | SC C | MW | After Competition Groups | 2.3718 | 0 | 0 | 149.1671 | 0.015901 | 12 | Industrial_2026_SC C_MW_After Competition Groups_12 | Material Handling Improvements | 1.59% | 0 | 2.3718 | Industrial_2026_SC C_MW_After Competition Groups_Material Handling Improvements
Industrial | Ind ¦ HE Lighting | 2026 | SC C | MW | After Competition Groups | 2.1999 | 0 | 0 | 149.1671 | 0.014748 | 13 | Industrial_2026_SC C_MW_After Competition Groups_13 | HE Lighting | 1.475% | 0 | 2.1999 | Industrial_2026_SC C_MW_After Competition Groups_HE Lighting
Industrial | Ind ¦ Cooling Tower Optimization | 2026 | SC C | MW | After Competition Groups | 2.1589 | 0 | 0 | 149.1671 | 0.014473 | 14 | Industrial_2026_SC C_MW_After Competition Groups_14 | Cooling Tower Optimization | 1.447% | 0 | 2.1589 | Industrial_2026_SC C_MW_After Competition Groups_Cooling Tower Optimization
Industrial | Ind ¦ Process Optimization (Elec) | 2026 | SC C | MW | After Competition Groups | 1.9087 | 0 | 0 | 149.1671 | 0.012796 | 15 | Industrial_2026_SC C_MW_After Competition Groups_15 | Process Optimization (Elec) | 1.28% | 0 | 1.9087 | Industrial_2026_SC C_MW_After Competition Groups_Process Optimization (Elec)
Industrial | Ind ¦ Ventilation Optimization | 2026 | SC C | MW | After Competition Groups | 1.7138 | 0 | 0 | 149.1671 | 0.011489 | 16 | Industrial_2026_SC C_MW_After Competition Groups_16 | Ventilation Optimization | 1.149% | 0 | 1.7138 | Industrial_2026_SC C_MW_After Competition Groups_Ventilation Optimization
Industrial | Ind ¦ Pulp and Paper Process Improvements | 2026 | SC C | MW | After Competition Groups | 1.4638 | 0 | 0 | 149.1671 | 0.0098135 | 17 | Industrial_2026_SC C_MW_After Competition Groups_17 | Pulp and Paper Process Improvements | 0.9813% | 0 | 1.4638 | Industrial_2026_SC C_MW_After Competition Groups_Pulp and Paper Process Improvements
Industrial | Ind ¦ Refiner Plate Improvements | 2026 | SC C | MW | After Competition Groups | 0.84468 | 0 | 0 | 149.1671 | 0.0056626 | 18 | Industrial_2026_SC C_MW_After Competition Groups_18 | Refiner Plate Improvements | 0.5663% | 0 | 0.84468 | Industrial_2026_SC C_MW_After Competition Groups_Refiner Plate Improvements
Industrial | Ind ¦ Free Cooling | 2026 | SC C | MW | After Competition Groups | 0.77931 | 0 | 0 | 149.1671 | 0.0052244 | 19 | Industrial_2026_SC C_MW_After Competition Groups_19 | Free Cooling | 0.5224% | 0 | 0.77931 | Industrial_2026_SC C_MW_After Competition Groups_Free Cooling
Industrial | Ind ¦ VAV Conversion Project | 2026 | SC C | MW | After Competition Groups | 0.65764 | 0 | 0 | 149.1671 | 0.0044088 | 20 | Industrial_2026_SC C_MW_After Competition Groups_20 | VAV Conversion Project | 0.4409% | 0 | 0.65764 | Industrial_2026_SC C_MW_After Competition Groups_VAV Conversion Project
Industrial | Ind ¦ High Efficiency Battery Charger | 2026 | SC C | MW | After Competition Groups | 0.5843 | 0 | 0 | 149.1671 | 0.0039171 | 21 | Industrial_2026_SC C_MW_After Competition Groups_21 | High Efficiency Battery Charger | 0.3917% | 0 | 0.5843 | Industrial_2026_SC C_MW_After Competition Groups_High Efficiency Battery Charger
Industrial | Ind ¦ Process Heat Recovery | 2026 | SC C | MW | After Competition Groups | 0.53763 | 0 | 0 | 149.1671 | 0.0036042 | 22 | Industrial_2026_SC C_MW_After Competition Groups_22 | Process Heat Recovery | 0.3604% | 0 | 0.53763 | Industrial_2026_SC C_MW_After Competition Groups_Process Heat Recovery
Industrial | Ind ¦ Refrigeration Compressor VFD | 2026 | SC C | MW | After Competition Groups | 0.4401 | 0 | 0 | 149.1671 | 0.0029504 | 23 | Industrial_2026_SC C_MW_After Competition Groups_23 | Refrigeration Compressor VFD | 0.295% | 0 | 0.4401 | Industrial_2026_SC C_MW_After Competition Groups_Refrigeration Compressor VFD
Industrial | Ind ¦ Process Improvements | 2026 | SC C | MW | After Competition Groups | 0.42275 | 0 | 0 | 149.1671 | 0.0028341 | 24 | Industrial_2026_SC C_MW_After Competition Groups_24 | Process Improvements | 0.2834% | 0 | 0.42275 | Industrial_2026_SC C_MW_After Competition Groups_Process Improvements
Industrial | Ind ¦ Improved Controls - Process Heating | 2026 | SC C | MW | After Competition Groups | 0.26584 | 0 | 0 | 149.1671 | 0.0017822 | 25 | Industrial_2026_SC C_MW_After Competition Groups_25 | Improved Controls - Process Heating | 0.1782% | 0 | 0.26584 | Industrial_2026_SC C_MW_After Competition Groups_Improved Controls - Process Heating
Industrial | Ind ¦ Engine Block Heater Timer | 2026 | SC C | MW | After Competition Groups | 0.15889 | 0 | 0 | 149.1671 | 0.0010652 | 26 | Industrial_2026_SC C_MW_After Competition Groups_26 | Engine Block Heater Timer | 0.1065% | 0 | 0.15889 | Industrial_2026_SC C_MW_After Competition Groups_Engine Block Heater Timer
Industrial | Ind ¦ Dairy Pre-Cooler | 2026 | SC C | MW | After Competition Groups | 0.10397 | 0 | 0 | 149.1671 | 0.00069699 | 27 | Industrial_2026_SC C_MW_After Competition Groups_27 | Dairy Pre-Cooler | 0.0697% | 0 | 0.10397 | Industrial_2026_SC C_MW_After Competition Groups_Dairy Pre-Cooler
Industrial | Ind ¦ Air Compressor Heat Recovery | 2026 | SC C | MW | After Competition Groups | 0.072661 | 0 | 0 | 149.1671 | 0.00048711 | 28 | Industrial_2026_SC C_MW_After Competition Groups_28 | Air Compressor Heat Recovery | 0.04871% | 0 | 0.072661 | Industrial_2026_SC C_MW_After Competition Groups_Air Compressor Heat Recovery
Industrial | Ind ¦ Efficient Irrigation | 2026 | SC C | MW | After Competition Groups | 0.064493 | 0 | 0 | 149.1671 | 0.00043235 | 29 | Industrial_2026_SC C_MW_After Competition Groups_29 | Efficient Irrigation | 0.04324% | 0 | 0.064493 | Industrial_2026_SC C_MW_After Competition Groups_Efficient Irrigation
Industrial | Ind ¦ Efficient Refrigeration Compressor | 2026 | SC C | MW | After Competition Groups | 0.052289 | 0 | 0 | 149.1671 | 0.00035054 | 30 | Industrial_2026_SC C_MW_After Competition Groups_30 | Efficient Refrigeration Compressor | 0.03505% | 0 | 0.052289 | Industrial_2026_SC C_MW_After Competition Groups_Efficient Refrigeration Compressor
Industrial | Ind ¦ Heat Lamps/Heat Pad | 2026 | SC C | MW | After Competition Groups | 0.012796 | 0 | 0 | 149.1671 | 8.578e-05 | 31 | Industrial_2026_SC C_MW_After Competition Groups_31 | Heat Lamps/Heat Pad | 0.008578% | 0 | 0.012796 | Industrial_2026_SC C_MW_After Competition Groups_Heat Lamps/Heat Pad
Industrial | Ind ¦ Air Compressor Optimization | 2026 | SC D | MW | After Competition Groups | 26.2995 | 1671344.1114 | 1.6713 | 131.9137 | 0.19937 | 1 | Industrial_2026_SC D_MW_After Competition Groups_1 | Air Compressor Optimization | 19.94% | 1.6713 | 26.2995 | Industrial_2026_SC D_MW_After Competition Groups_Air Compressor Optimization
Industrial | Ind ¦ Pump System Optimization | 2026 | SC D | MW | After Competition Groups | 20.1946 | 3007339.1358 | 3.0073 | 131.9137 | 0.15309 | 2 | Industrial_2026_SC D_MW_After Competition Groups_2 | Pump System Optimization | 15.31% | 3.0073 | 20.1946 | Industrial_2026_SC D_MW_After Competition Groups_Pump System Optimization
Industrial | Ind ¦ Air Leak Survey and Repair | 2026 | SC D | MW | After Competition Groups | 14.8781 | 340950.1486 | 0.34095 | 131.9137 | 0.11279 | 3 | Industrial_2026_SC D_MW_After Competition Groups_3 | Air Leak Survey and Repair | 11.28% | 0.34095 | 14.8781 | Industrial_2026_SC D_MW_After Competition Groups_Air Leak Survey and Repair
Industrial | Ind ¦ SEM | 2026 | SC D | MW | After Competition Groups | 10.5517 | 1639443.9093 | 1.6394 | 131.9137 | 0.07999 | 4 | Industrial_2026_SC D_MW_After Competition Groups_4 | SEM | 7.999% | 1.6394 | 10.5517 | Industrial_2026_SC D_MW_After Competition Groups_SEM
Industrial | Ind ¦ Recommissioning | 2026 | SC D | MW | After Competition Groups | 10.1863 | 1036235.2313 | 1.0362 | 131.9137 | 0.07722 | 5 | Industrial_2026_SC D_MW_After Competition Groups_5 | Recommissioning | 7.722% | 1.0362 | 10.1863 | Industrial_2026_SC D_MW_After Competition Groups_Recommissioning
Industrial | Ind ¦ Fan System Optimization | 2026 | SC D | MW | After Competition Groups | 9.593 | 1443426.5263 | 1.4434 | 131.9137 | 0.072722 | 6 | Industrial_2026_SC D_MW_After Competition Groups_6 | Fan System Optimization | 7.272% | 1.4434 | 9.593 | Industrial_2026_SC D_MW_After Competition Groups_Fan System Optimization
Industrial | Ind ¦ Pump Equipment Upgrade | 2026 | SC D | MW | After Competition Groups | 9.0418 | 1559739.2087 | 1.5597 | 131.9137 | 0.068543 | 7 | Industrial_2026_SC D_MW_After Competition Groups_7 | Pump Equipment Upgrade | 6.854% | 1.5597 | 9.0418 | Industrial_2026_SC D_MW_After Competition Groups_Pump Equipment Upgrade
Industrial | Ind ¦ Efficient Compressed Air Nozzles | 2026 | SC D | MW | After Competition Groups | 7.4582 | 295549.8717 | 0.29555 | 131.9137 | 0.056539 | 8 | Industrial_2026_SC D_MW_After Competition Groups_8 | Efficient Compressed Air Nozzles | 5.654% | 0.29555 | 7.4582 | Industrial_2026_SC D_MW_After Competition Groups_Efficient Compressed Air Nozzles
Industrial | Ind ¦ High Efficiency HVAC Fans | 2026 | SC D | MW | After Competition Groups | 6.2676 | 1115368.3395 | 1.1154 | 131.9137 | 0.047513 | 9 | Industrial_2026_SC D_MW_After Competition Groups_9 | High Efficiency HVAC Fans | 4.751% | 1.1154 | 6.2676 | Industrial_2026_SC D_MW_After Competition Groups_High Efficiency HVAC Fans
Industrial | Ind ¦ Greenhouse Grow Lights | 2026 | SC D | MW | After Competition Groups | 3.1147 | 505182.6348 | 0.50518 | 131.9137 | 0.023612 | 10 | Industrial_2026_SC D_MW_After Competition Groups_10 | Greenhouse Grow Lights | 2.361% | 0.50518 | 3.1147 | Industrial_2026_SC D_MW_After Competition Groups_Greenhouse Grow Lights
Industrial | Ind ¦ Improved Controls - Process Cooling | 2026 | SC D | MW | After Competition Groups | 2.8393 | 159691.1315 | 0.15969 | 131.9137 | 0.021524 | 11 | Industrial_2026_SC D_MW_After Competition Groups_11 | Improved Controls - Process Cooling | 2.152% | 0.15969 | 2.8393 | Industrial_2026_SC D_MW_After Competition Groups_Improved Controls - Process Cooling
Industrial | Ind ¦ Material Handling Improvements | 2026 | SC D | MW | After Competition Groups | 2.3718 | 134197.4923 | 0.1342 | 131.9137 | 0.01798 | 12 | Industrial_2026_SC D_MW_After Competition Groups_12 | Material Handling Improvements | 1.798% | 0.1342 | 2.3718 | Industrial_2026_SC D_MW_After Competition Groups_Material Handling Improvements
Industrial | Ind ¦ Cooling Tower Optimization | 2026 | SC D | MW | After Competition Groups | 1.9643 | 315205.5407 | 0.31521 | 131.9137 | 0.014891 | 13 | Industrial_2026_SC D_MW_After Competition Groups_13 | Cooling Tower Optimization | 1.489% | 0.31521 | 1.9643 | Industrial_2026_SC D_MW_After Competition Groups_Cooling Tower Optimization
Industrial | Ind ¦ Process Optimization (Elec) | 2026 | SC D | MW | After Competition Groups | 1.9087 | 187004.0887 | 0.187 | 131.9137 | 0.014469 | 14 | Industrial_2026_SC D_MW_After Competition Groups_14 | Process Optimization (Elec) | 1.447% | 0.187 | 1.9087 | Industrial_2026_SC D_MW_After Competition Groups_Process Optimization (Elec)
Industrial | Ind ¦ Ventilation Optimization | 2026 | SC D | MW | After Competition Groups | 1.5074 | 310562.2751 | 0.31056 | 131.9137 | 0.011427 | 15 | Industrial_2026_SC D_MW_After Competition Groups_15 | Ventilation Optimization | 1.143% | 0.31056 | 1.5074 | Industrial_2026_SC D_MW_After Competition Groups_Ventilation Optimization
Industrial | Ind ¦ Refiner Plate Improvements | 2026 | SC D | MW | After Competition Groups | 0.84468 | 114518.0717 | 0.11452 | 131.9137 | 0.0064032 | 16 | Industrial_2026_SC D_MW_After Competition Groups_16 | Refiner Plate Improvements | 0.6403% | 0.11452 | 0.84468 | Industrial_2026_SC D_MW_After Competition Groups_Refiner Plate Improvements
Industrial | Ind ¦ VAV Conversion Project | 2026 | SC D | MW | After Competition Groups | 0.44719 | 120345.4342 | 0.12035 | 131.9137 | 0.00339 | 17 | Industrial_2026_SC D_MW_After Competition Groups_17 | VAV Conversion Project | 0.339% | 0.12035 | 0.44719 | Industrial_2026_SC D_MW_After Competition Groups_VAV Conversion Project
Industrial | Ind ¦ Process Heat Recovery | 2026 | SC D | MW | After Competition Groups | 0.40508 | 93211.4848 | 0.093211 | 131.9137 | 0.0030708 | 18 | Industrial_2026_SC D_MW_After Competition Groups_18 | Process Heat Recovery | 0.3071% | 0.093211 | 0.40508 | Industrial_2026_SC D_MW_After Competition Groups_Process Heat Recovery
Industrial | Ind ¦ Process Improvements | 2026 | SC D | MW | After Competition Groups | 0.3699 | 37152.7362 | 0.037153 | 131.9137 | 0.0028041 | 19 | Industrial_2026_SC D_MW_After Competition Groups_19 | Process Improvements | 0.2804% | 0.037153 | 0.3699 | Industrial_2026_SC D_MW_After Competition Groups_Process Improvements
Industrial | Ind ¦ High Efficiency Battery Charger | 2026 | SC D | MW | After Competition Groups | 0.28059 | 66647.2034 | 0.066647 | 131.9137 | 0.0021271 | 20 | Industrial_2026_SC D_MW_After Competition Groups_20 | High Efficiency Battery Charger | 0.2127% | 0.066647 | 0.28059 | Industrial_2026_SC D_MW_After Competition Groups_High Efficiency Battery Charger
Industrial | Ind ¦ HE Lighting | 2026 | SC D | MW | After Competition Groups | 0.25026 | 93912.7924 | 0.093913 | 131.9137 | 0.0018972 | 21 | Industrial_2026_SC D_MW_After Competition Groups_21 | HE Lighting | 0.1897% | 0.093913 | 0.25026 | Industrial_2026_SC D_MW_After Competition Groups_HE Lighting
Industrial | Ind ¦ Refrigeration Compressor VFD | 2026 | SC D | MW | After Competition Groups | 0.25009 | 39128.3071 | 0.039128 | 131.9137 | 0.0018959 | 22 | Industrial_2026_SC D_MW_After Competition Groups_22 | Refrigeration Compressor VFD | 0.1896% | 0.039128 | 0.25009 | Industrial_2026_SC D_MW_After Competition Groups_Refrigeration Compressor VFD
Industrial | Ind ¦ Improved Controls - Process Heating | 2026 | SC D | MW | After Competition Groups | 0.23717 | 42478.307 | 0.042478 | 131.9137 | 0.0017979 | 23 | Industrial_2026_SC D_MW_After Competition Groups_23 | Improved Controls - Process Heating | 0.1798% | 0.042478 | 0.23717 | Industrial_2026_SC D_MW_After Competition Groups_Improved Controls - Process Heating
Industrial | Ind ¦ Pulp and Paper Process Improvements | 2026 | SC D | MW | After Competition Groups | 0.17721 | 35172.3005 | 0.035172 | 131.9137 | 0.0013434 | 24 | Industrial_2026_SC D_MW_After Competition Groups_24 | Pulp and Paper Process Improvements | 0.1343% | 0.035172 | 0.17721 | Industrial_2026_SC D_MW_After Competition Groups_Pulp and Paper Process Improvements
Industrial | Ind ¦ Engine Block Heater Timer | 2026 | SC D | MW | After Competition Groups | 0.15049 | 15210.6647 | 0.015211 | 131.9137 | 0.0011408 | 25 | Industrial_2026_SC D_MW_After Competition Groups_25 | Engine Block Heater Timer | 0.1141% | 0.015211 | 0.15049 | Industrial_2026_SC D_MW_After Competition Groups_Engine Block Heater Timer
Industrial | Ind ¦ Free Cooling | 2026 | SC D | MW | After Competition Groups | 0.10248 | 20697.0579 | 0.020697 | 131.9137 | 0.00077685 | 26 | Industrial_2026_SC D_MW_After Competition Groups_26 | Free Cooling | 0.07768% | 0.020697 | 0.10248 | Industrial_2026_SC D_MW_After Competition Groups_Free Cooling
Industrial | Ind ¦ Air Compressor Heat Recovery | 2026 | SC D | MW | After Competition Groups | 0.065904 | 15299.4744 | 0.015299 | 131.9137 | 0.0004996 | 27 | Industrial_2026_SC D_MW_After Competition Groups_27 | Air Compressor Heat Recovery | 0.04996% | 0.015299 | 0.065904 | Industrial_2026_SC D_MW_After Competition Groups_Air Compressor Heat Recovery
Industrial | Ind ¦ Dairy Pre-Cooler | 2026 | SC D | MW | After Competition Groups | 0.053312 | 7937.1333 | 0.0079371 | 131.9137 | 0.00040415 | 28 | Industrial_2026_SC D_MW_After Competition Groups_28 | Dairy Pre-Cooler | 0.04041% | 0.0079371 | 0.053312 | Industrial_2026_SC D_MW_After Competition Groups_Dairy Pre-Cooler
Industrial | Ind ¦ Efficient Refrigeration Compressor | 2026 | SC D | MW | After Competition Groups | 0.051841 | 5380.1684 | 0.0053802 | 131.9137 | 0.00039299 | 29 | Industrial_2026_SC D_MW_After Competition Groups_29 | Efficient Refrigeration Compressor | 0.0393% | 0.0053802 | 0.051841 | Industrial_2026_SC D_MW_After Competition Groups_Efficient Refrigeration Compressor
Industrial | Ind ¦ Efficient Irrigation | 2026 | SC D | MW | After Competition Groups | 0.04272 | 16197.4523 | 0.016197 | 131.9137 | 0.00032385 | 30 | Industrial_2026_SC D_MW_After Competition Groups_30 | Efficient Irrigation | 0.03238% | 0.016197 | 0.04272 | Industrial_2026_SC D_MW_After Competition Groups_Efficient Irrigation
Industrial | Ind ¦ Heat Lamps/Heat Pad | 2026 | SC D | MW | After Competition Groups | 0.0076385 | 2513.4436 | 0.0025134 | 131.9137 | 5.7905e-05 | 31 | Industrial_2026_SC D_MW_After Competition Groups_31 | Heat Lamps/Heat Pad | 0.005791% | 0.0025134 | 0.0076385 | Industrial_2026_SC D_MW_After Competition Groups_Heat Lamps/Heat Pad
Industrial | Ind ¦ Pump System Optimization | 2026 | Technical | MW | After Competition Groups | 80.4481 | 0 | 0 | 678.074 | 0.11864 | 1 | Industrial_2026_Technical_MW_After Competition Groups_1 | Pump System Optimization | 11.86% | 0 | 80.4481 | Industrial_2026_Technical_MW_After Competition Groups_Pump System Optimization
Industrial | Ind ¦ HE Lighting | 2026 | Technical | MW | After Competition Groups | 77.6619 | 0 | 0 | 678.074 | 0.11453 | 2 | Industrial_2026_Technical_MW_After Competition Groups_2 | HE Lighting | 11.45% | 0 | 77.6619 | Industrial_2026_Technical_MW_After Competition Groups_HE Lighting
Industrial | Ind ¦ Air Leak Survey and Repair | 2026 | Technical | MW | After Competition Groups | 74.5193 | 0 | 0 | 678.074 | 0.1099 | 3 | Industrial_2026_Technical_MW_After Competition Groups_3 | Air Leak Survey and Repair | 10.99% | 0 | 74.5193 | Industrial_2026_Technical_MW_After Competition Groups_Air Leak Survey and Repair
Industrial | Ind ¦ Recommissioning | 2026 | Technical | MW | After Competition Groups | 53.1987 | 0 | 0 | 678.074 | 0.078456 | 4 | Industrial_2026_Technical_MW_After Competition Groups_4 | Recommissioning | 7.846% | 0 | 53.1987 | Industrial_2026_Technical_MW_After Competition Groups_Recommissioning
Industrial | Ind ¦ SEM | 2026 | Technical | MW | After Competition Groups | 53.1987 | 0 | 0 | 678.074 | 0.078456 | 5 | Industrial_2026_Technical_MW_After Competition Groups_5 | SEM | 7.846% | 0 | 53.1987 | Industrial_2026_Technical_MW_After Competition Groups_SEM
Industrial | Ind ¦ Air Compressor Optimization | 2026 | Technical | MW | After Competition Groups | 49.3842 | 0 | 0 | 678.074 | 0.07283 | 6 | Industrial_2026_Technical_MW_After Competition Groups_6 | Air Compressor Optimization | 7.283% | 0 | 49.3842 | Industrial_2026_Technical_MW_After Competition Groups_Air Compressor Optimization
Industrial | Ind ¦ Efficient Compressed Air Nozzles | 2026 | Technical | MW | After Competition Groups | 47.9601 | 0 | 0 | 678.074 | 0.07073 | 7 | Industrial_2026_Technical_MW_After Competition Groups_7 | Efficient Compressed Air Nozzles | 7.073% | 0 | 47.9601 | Industrial_2026_Technical_MW_After Competition Groups_Efficient Compressed Air Nozzles
Industrial | Ind ¦ Pump Equipment Upgrade | 2026 | Technical | MW | After Competition Groups | 36.8819 | 0 | 0 | 678.074 | 0.054392 | 8 | Industrial_2026_Technical_MW_After Competition Groups_8 | Pump Equipment Upgrade | 5.439% | 0 | 36.8819 | Industrial_2026_Technical_MW_After Competition Groups_Pump Equipment Upgrade
Industrial | Ind ¦ High Efficiency HVAC Fans | 2026 | Technical | MW | After Competition Groups | 24.4198 | 0 | 0 | 678.074 | 0.036013 | 9 | Industrial_2026_Technical_MW_After Competition Groups_9 | High Efficiency HVAC Fans | 3.601% | 0 | 24.4198 | Industrial_2026_Technical_MW_After Competition Groups_High Efficiency HVAC Fans
Industrial | Ind ¦ Process Optimization (Elec) | 2026 | Technical | MW | After Competition Groups | 21.6841 | 0 | 0 | 678.074 | 0.031979 | 10 | Industrial_2026_Technical_MW_After Competition Groups_10 | Process Optimization (Elec) | 3.198% | 0 | 21.6841 | Industrial_2026_Technical_MW_After Competition Groups_Process Optimization (Elec)
Industrial | Ind ¦ Greenhouse Grow Lights | 2026 | Technical | MW | After Competition Groups | 19.6482 | 0 | 0 | 678.074 | 0.028977 | 11 | Industrial_2026_Technical_MW_After Competition Groups_11 | Greenhouse Grow Lights | 2.898% | 0 | 19.6482 | Industrial_2026_Technical_MW_After Competition Groups_Greenhouse Grow Lights
Industrial | Ind ¦ Premium Efficient Motors | 2026 | Technical | MW | After Competition Groups | 19.2472 | 0 | 0 | 678.074 | 0.028385 | 12 | Industrial_2026_Technical_MW_After Competition Groups_12 | Premium Efficient Motors | 2.839% | 0 | 19.2472 | Industrial_2026_Technical_MW_After Competition Groups_Premium Efficient Motors
Industrial | Ind ¦ Fan System Optimization | 2026 | Technical | MW | After Competition Groups | 17.9113 | 0 | 0 | 678.074 | 0.026415 | 13 | Industrial_2026_Technical_MW_After Competition Groups_13 | Fan System Optimization | 2.641% | 0 | 17.9113 | Industrial_2026_Technical_MW_After Competition Groups_Fan System Optimization
Industrial | Ind ¦ Improved Controls - Process Cooling | 2026 | Technical | MW | After Competition Groups | 13.8795 | 0 | 0 | 678.074 | 0.020469 | 14 | Industrial_2026_Technical_MW_After Competition Groups_14 | Improved Controls - Process Cooling | 2.047% | 0 | 13.8795 | Industrial_2026_Technical_MW_After Competition Groups_Improved Controls - Process Cooling
Industrial | Ind ¦ Ventilation Optimization | 2026 | Technical | MW | After Competition Groups | 8.9147 | 0 | 0 | 678.074 | 0.013147 | 15 | Industrial_2026_Technical_MW_After Competition Groups_15 | Ventilation Optimization | 1.315% | 0 | 8.9147 | Industrial_2026_Technical_MW_After Competition Groups_Ventilation Optimization
Industrial | Ind ¦ HE HVAC Controls | 2026 | Technical | MW | After Competition Groups | 8.8103 | 0 | 0 | 678.074 | 0.012993 | 16 | Industrial_2026_Technical_MW_After Competition Groups_16 | HE HVAC Controls | 1.299% | 0 | 8.8103 | Industrial_2026_Technical_MW_After Competition Groups_HE HVAC Controls
Industrial | Ind ¦ Pulp and Paper Process Improvements | 2026 | Technical | MW | After Competition Groups | 8.018 | 0 | 0 | 678.074 | 0.011825 | 17 | Industrial_2026_Technical_MW_After Competition Groups_17 | Pulp and Paper Process Improvements | 1.182% | 0 | 8.018 | Industrial_2026_Technical_MW_After Competition Groups_Pulp and Paper Process Improvements
Industrial | Ind ¦ Material Handling Improvements | 2026 | Technical | MW | After Competition Groups | 7.0962 | 0 | 0 | 678.074 | 0.010465 | 18 | Industrial_2026_Technical_MW_After Competition Groups_18 | Material Handling Improvements | 1.047% | 0 | 7.0962 | Industrial_2026_Technical_MW_After Competition Groups_Material Handling Improvements
Industrial | Ind ¦ HVLS Fans | 2026 | Technical | MW | After Competition Groups | 5.7639 | 0 | 0 | 678.074 | 0.0085005 | 19 | Industrial_2026_Technical_MW_After Competition Groups_19 | HVLS Fans | 0.85% | 0 | 5.7639 | Industrial_2026_Technical_MW_After Competition Groups_HVLS Fans
Industrial | Ind ¦ Refiner Plate Improvements | 2026 | Technical | MW | After Competition Groups | 5.6859 | 0 | 0 | 678.074 | 0.0083853 | 20 | Industrial_2026_Technical_MW_After Competition Groups_20 | Refiner Plate Improvements | 0.8385% | 0 | 5.6859 | Industrial_2026_Technical_MW_After Competition Groups_Refiner Plate Improvements
Industrial | Ind ¦ Chiller Optimization | 2026 | Technical | MW | After Competition Groups | 5.4133 | 0 | 0 | 678.074 | 0.0079833 | 21 | Industrial_2026_Technical_MW_After Competition Groups_21 | Chiller Optimization | 0.7983% | 0 | 5.4133 | Industrial_2026_Technical_MW_After Competition Groups_Chiller Optimization
Industrial | Ind ¦ HE HVAC Units | 2026 | Technical | MW | After Competition Groups | 5.3191 | 0 | 0 | 678.074 | 0.0078444 | 22 | Industrial_2026_Technical_MW_After Competition Groups_22 | HE HVAC Units | 0.7844% | 0 | 5.3191 | Industrial_2026_Technical_MW_After Competition Groups_HE HVAC Units
Industrial | Ind ¦ Cooling Tower Optimization | 2026 | Technical | MW | After Competition Groups | 4.2246 | 0 | 0 | 678.074 | 0.0062303 | 23 | Industrial_2026_Technical_MW_After Competition Groups_23 | Cooling Tower Optimization | 0.623% | 0 | 4.2246 | Industrial_2026_Technical_MW_After Competition Groups_Cooling Tower Optimization
Industrial | Ind ¦ Free Cooling | 2026 | Technical | MW | After Competition Groups | 3.534 | 0 | 0 | 678.074 | 0.0052118 | 24 | Industrial_2026_Technical_MW_After Competition Groups_24 | Free Cooling | 0.5212% | 0 | 3.534 | Industrial_2026_Technical_MW_After Competition Groups_Free Cooling
Industrial | Ind ¦ VAV Conversion Project | 2026 | Technical | MW | After Competition Groups | 3.1239 | 0 | 0 | 678.074 | 0.0046071 | 25 | Industrial_2026_Technical_MW_After Competition Groups_25 | VAV Conversion Project | 0.4607% | 0 | 3.1239 | Industrial_2026_Technical_MW_After Competition Groups_VAV Conversion Project
Industrial | Ind ¦ Cold Storage Retrofit | 2026 | Technical | MW | After Competition Groups | 2.9072 | 0 | 0 | 678.074 | 0.0042874 | 26 | Industrial_2026_Technical_MW_After Competition Groups_26 | Cold Storage Retrofit | 0.4287% | 0 | 2.9072 | Industrial_2026_Technical_MW_After Competition Groups_Cold Storage Retrofit
Industrial | Ind ¦ Process Heat Recovery | 2026 | Technical | MW | After Competition Groups | 2.786 | 0 | 0 | 678.074 | 0.0041086 | 27 | Industrial_2026_Technical_MW_After Competition Groups_27 | Process Heat Recovery | 0.4109% | 0 | 2.786 | Industrial_2026_Technical_MW_After Competition Groups_Process Heat Recovery
Industrial | Ind ¦ Synchronous Belts | 2026 | Technical | MW | After Competition Groups | 2.677 | 0 | 0 | 678.074 | 0.003948 | 28 | Industrial_2026_Technical_MW_After Competition Groups_28 | Synchronous Belts | 0.3948% | 0 | 2.677 | Industrial_2026_Technical_MW_After Competition Groups_Synchronous Belts
Industrial | Ind ¦ High Efficiency Battery Charger | 2026 | Technical | MW | After Competition Groups | 2.4224 | 0 | 0 | 678.074 | 0.0035725 | 29 | Industrial_2026_Technical_MW_After Competition Groups_29 | High Efficiency Battery Charger | 0.3573% | 0 | 2.4224 | Industrial_2026_Technical_MW_After Competition Groups_High Efficiency Battery Charger
Industrial | Ind ¦ Process Improvements | 2026 | Technical | MW | After Competition Groups | 2.1678 | 0 | 0 | 678.074 | 0.0031971 | 30 | Industrial_2026_Technical_MW_After Competition Groups_30 | Process Improvements | 0.3197% | 0 | 2.1678 | Industrial_2026_Technical_MW_After Competition Groups_Process Improvements
Industrial | Ind ¦ Efficient Irrigation | 2026 | Technical | MW | After Competition Groups | 1.9943 | 0 | 0 | 678.074 | 0.0029411 | 31 | Industrial_2026_Technical_MW_After Competition Groups_31 | Efficient Irrigation | 0.2941% | 0 | 1.9943 | Industrial_2026_Technical_MW_After Competition Groups_Efficient Irrigation
Industrial | Ind ¦ Refrigeration Compressor VFD | 2026 | Technical | MW | After Competition Groups | 1.3188 | 0 | 0 | 678.074 | 0.001945 | 32 | Industrial_2026_Technical_MW_After Competition Groups_32 | Refrigeration Compressor VFD | 0.1945% | 0 | 1.3188 | Industrial_2026_Technical_MW_After Competition Groups_Refrigeration Compressor VFD
Industrial | Ind ¦ Improved Controls - Process Heating | 2026 | Technical | MW | After Competition Groups | 1.3117 | 0 | 0 | 678.074 | 0.0019344 | 33 | Industrial_2026_Technical_MW_After Competition Groups_33 | Improved Controls - Process Heating | 0.1934% | 0 | 1.3117 | Industrial_2026_Technical_MW_After Competition Groups_Improved Controls - Process Heating
Industrial | Ind ¦ Efficient Transformer | 2026 | Technical | MW | After Competition Groups | 1.2153 | 0 | 0 | 678.074 | 0.0017923 | 34 | Industrial_2026_Technical_MW_After Competition Groups_34 | Efficient Transformer | 0.1792% | 0 | 1.2153 | Industrial_2026_Technical_MW_After Competition Groups_Efficient Transformer
Industrial | Ind ¦ High Efficiency Welders | 2026 | Technical | MW | After Competition Groups | 0.98051 | 0 | 0 | 678.074 | 0.001446 | 35 | Industrial_2026_Technical_MW_After Competition Groups_35 | High Efficiency Welders | 0.1446% | 0 | 0.98051 | Industrial_2026_Technical_MW_After Competition Groups_High Efficiency Welders
Industrial | Ind ¦ Engine Block Heater Timer | 2026 | Technical | MW | After Competition Groups | 0.82749 | 0 | 0 | 678.074 | 0.0012204 | 36 | Industrial_2026_Technical_MW_After Competition Groups_36 | Engine Block Heater Timer | 0.122% | 0 | 0.82749 | Industrial_2026_Technical_MW_After Competition Groups_Engine Block Heater Timer
Industrial | Ind ¦ Dairy Pre-Cooler | 2026 | Technical | MW | After Competition Groups | 0.54669 | 0 | 0 | 678.074 | 0.00080625 | 37 | Industrial_2026_Technical_MW_After Competition Groups_37 | Dairy Pre-Cooler | 0.08062% | 0 | 0.54669 | Industrial_2026_Technical_MW_After Competition Groups_Dairy Pre-Cooler
Industrial | Ind ¦ Air Compressor Heat Recovery | 2026 | Technical | MW | After Competition Groups | 0.36183 | 0 | 0 | 678.074 | 0.00053361 | 38 | Industrial_2026_Technical_MW_After Competition Groups_38 | Air Compressor Heat Recovery | 0.05336% | 0 | 0.36183 | Industrial_2026_Technical_MW_After Competition Groups_Air Compressor Heat Recovery
Industrial | Ind ¦ Optimize Compressed Air Dryer | 2026 | Technical | MW | After Competition Groups | 0.26122 | 0 | 0 | 678.074 | 0.00038523 | 39 | Industrial_2026_Technical_MW_After Competition Groups_39 | Optimize Compressed Air Dryer | 0.03852% | 0 | 0.26122 | Industrial_2026_Technical_MW_After Competition Groups_Optimize Compressed Air Dryer
Industrial | Ind ¦ Heat Lamps/Heat Pad | 2026 | Technical | MW | After Competition Groups | 0.13158 | 0 | 0 | 678.074 | 0.00019405 | 40 | Industrial_2026_Technical_MW_After Competition Groups_40 | Heat Lamps/Heat Pad | 0.0194% | 0 | 0.13158 | Industrial_2026_Technical_MW_After Competition Groups_Heat Lamps/Heat Pad
Industrial | Ind ¦ Efficient Refrigeration Compressor | 2026 | Technical | MW | After Competition Groups | 0.11206 | 0 | 0 | 678.074 | 0.00016526 | 41 | Industrial_2026_Technical_MW_After Competition Groups_41 | Efficient Refrigeration Compressor | 0.01653% | 0 | 0.11206 | Industrial_2026_Technical_MW_After Competition Groups_Efficient Refrigeration Compressor
Industrial | Ind ¦ Creep Heat Controller | 2026 | Technical | MW | After Competition Groups | 0.1053 | 0 | 0 | 678.074 | 0.00015529 | 42 | Industrial_2026_Technical_MW_After Competition Groups_42 | Creep Heat Controller | 0.01553% | 0 | 0.1053 | Industrial_2026_Technical_MW_After Competition Groups_Creep Heat Controller
Industrial | Ind ¦ Pump System Optimization | 2027 | Economic | MW | After Competition Groups | 80.1827 | 0 | 0 | 576.1571 | 0.13917 | 1 | Industrial_2027_Economic_MW_After Competition Groups_1 | Pump System Optimization | 13.92% | 0 | 80.1827 | Industrial_2027_Economic_MW_After Competition Groups_Pump System Optimization
Industrial | Ind ¦ Air Leak Survey and Repair | 2027 | Economic | MW | After Competition Groups | 74.5022 | 0 | 0 | 576.1571 | 0.12931 | 2 | Industrial_2027_Economic_MW_After Competition Groups_2 | Air Leak Survey and Repair | 12.93% | 0 | 74.5022 | Industrial_2027_Economic_MW_After Competition Groups_Air Leak Survey and Repair
Industrial | Ind ¦ Recommissioning | 2027 | Economic | MW | After Competition Groups | 52.9324 | 0 | 0 | 576.1571 | 0.091871 | 3 | Industrial_2027_Economic_MW_After Competition Groups_3 | Recommissioning | 9.187% | 0 | 52.9324 | Industrial_2027_Economic_MW_After Competition Groups_Recommissioning
Industrial | Ind ¦ SEM | 2027 | Economic | MW | After Competition Groups | 52.9324 | 0 | 0 | 576.1571 | 0.091871 | 4 | Industrial_2027_Economic_MW_After Competition Groups_4 | SEM | 9.187% | 0 | 52.9324 | Industrial_2027_Economic_MW_After Competition Groups_SEM
Industrial | Ind ¦ Air Compressor Optimization | 2027 | Economic | MW | After Competition Groups | 50.6356 | 0 | 0 | 576.1571 | 0.087885 | 5 | Industrial_2027_Economic_MW_After Competition Groups_5 | Air Compressor Optimization | 8.789% | 0 | 50.6356 | Industrial_2027_Economic_MW_After Competition Groups_Air Compressor Optimization
Industrial | Ind ¦ Efficient Compressed Air Nozzles | 2027 | Economic | MW | After Competition Groups | 49.427 | 0 | 0 | 576.1571 | 0.085787 | 6 | Industrial_2027_Economic_MW_After Competition Groups_6 | Efficient Compressed Air Nozzles | 8.579% | 0 | 49.427 | Industrial_2027_Economic_MW_After Competition Groups_Efficient Compressed Air Nozzles
Industrial | Ind ¦ Pump Equipment Upgrade | 2027 | Economic | MW | After Competition Groups | 37.8919 | 0 | 0 | 576.1571 | 0.065767 | 7 | Industrial_2027_Economic_MW_After Competition Groups_7 | Pump Equipment Upgrade | 6.577% | 0 | 37.8919 | Industrial_2027_Economic_MW_After Competition Groups_Pump Equipment Upgrade
Industrial | Ind ¦ HE Lighting | 2027 | Economic | MW | After Competition Groups | 30.496 | 0 | 0 | 576.1571 | 0.05293 | 8 | Industrial_2027_Economic_MW_After Competition Groups_8 | HE Lighting | 5.293% | 0 | 30.496 | Industrial_2027_Economic_MW_After Competition Groups_HE Lighting
Industrial | Ind ¦ High Efficiency HVAC Fans | 2027 | Economic | MW | After Competition Groups | 24.7249 | 0 | 0 | 576.1571 | 0.042914 | 9 | Industrial_2027_Economic_MW_After Competition Groups_9 | High Efficiency HVAC Fans | 4.291% | 0 | 24.7249 | Industrial_2027_Economic_MW_After Competition Groups_High Efficiency HVAC Fans
Industrial | Ind ¦ Process Optimization (Elec) | 2027 | Economic | MW | After Competition Groups | 21.5523 | 0 | 0 | 576.1571 | 0.037407 | 10 | Industrial_2027_Economic_MW_After Competition Groups_10 | Process Optimization (Elec) | 3.741% | 0 | 21.5523 | Industrial_2027_Economic_MW_After Competition Groups_Process Optimization (Elec)
Industrial | Ind ¦ Greenhouse Grow Lights | 2027 | Economic | MW | After Competition Groups | 20.0264 | 0 | 0 | 576.1571 | 0.034759 | 11 | Industrial_2027_Economic_MW_After Competition Groups_11 | Greenhouse Grow Lights | 3.476% | 0 | 20.0264 | Industrial_2027_Economic_MW_After Competition Groups_Greenhouse Grow Lights
Industrial | Ind ¦ Fan System Optimization | 2027 | Economic | MW | After Competition Groups | 18.215 | 0 | 0 | 576.1571 | 0.031615 | 12 | Industrial_2027_Economic_MW_After Competition Groups_12 | Fan System Optimization | 3.161% | 0 | 18.215 | Industrial_2027_Economic_MW_After Competition Groups_Fan System Optimization
Industrial | Ind ¦ Improved Controls - Process Cooling | 2027 | Economic | MW | After Competition Groups | 13.7661 | 0 | 0 | 576.1571 | 0.023893 | 13 | Industrial_2027_Economic_MW_After Competition Groups_13 | Improved Controls - Process Cooling | 2.389% | 0 | 13.7661 | Industrial_2027_Economic_MW_After Competition Groups_Improved Controls - Process Cooling
Industrial | Ind ¦ Pulp and Paper Process Improvements | 2027 | Economic | MW | After Competition Groups | 8.0379 | 0 | 0 | 576.1571 | 0.013951 | 14 | Industrial_2027_Economic_MW_After Competition Groups_14 | Pulp and Paper Process Improvements | 1.395% | 0 | 8.0379 | Industrial_2027_Economic_MW_After Competition Groups_Pulp and Paper Process Improvements
Industrial | Ind ¦ Material Handling Improvements | 2027 | Economic | MW | After Competition Groups | 7.2885 | 0 | 0 | 576.1571 | 0.01265 | 15 | Industrial_2027_Economic_MW_After Competition Groups_15 | Material Handling Improvements | 1.265% | 0 | 7.2885 | Industrial_2027_Economic_MW_After Competition Groups_Material Handling Improvements
Industrial | Ind ¦ Refiner Plate Improvements | 2027 | Economic | MW | After Competition Groups | 5.9113 | 0 | 0 | 576.1571 | 0.01026 | 16 | Industrial_2027_Economic_MW_After Competition Groups_16 | Refiner Plate Improvements | 1.026% | 0 | 5.9113 | Industrial_2027_Economic_MW_After Competition Groups_Refiner Plate Improvements
Industrial | Ind ¦ Cooling Tower Optimization | 2027 | Economic | MW | After Competition Groups | 4.2089 | 0 | 0 | 576.1571 | 0.0073051 | 17 | Industrial_2027_Economic_MW_After Competition Groups_17 | Cooling Tower Optimization | 0.7305% | 0 | 4.2089 | Industrial_2027_Economic_MW_After Competition Groups_Cooling Tower Optimization
Industrial | Ind ¦ Free Cooling | 2027 | Economic | MW | After Competition Groups | 3.522 | 0 | 0 | 576.1571 | 0.0061129 | 18 | Industrial_2027_Economic_MW_After Competition Groups_18 | Free Cooling | 0.6113% | 0 | 3.522 | Industrial_2027_Economic_MW_After Competition Groups_Free Cooling
Industrial | Ind ¦ Ventilation Optimization | 2027 | Economic | MW | After Competition Groups | 3.1651 | 0 | 0 | 576.1571 | 0.0054934 | 19 | Industrial_2027_Economic_MW_After Competition Groups_19 | Ventilation Optimization | 0.5493% | 0 | 3.1651 | Industrial_2027_Economic_MW_After Competition Groups_Ventilation Optimization
Industrial | Ind ¦ VAV Conversion Project | 2027 | Economic | MW | After Competition Groups | 3.0498 | 0 | 0 | 576.1571 | 0.0052933 | 20 | Industrial_2027_Economic_MW_After Competition Groups_20 | VAV Conversion Project | 0.5293% | 0 | 3.0498 | Industrial_2027_Economic_MW_After Competition Groups_VAV Conversion Project
Industrial | Ind ¦ Process Heat Recovery | 2027 | Economic | MW | After Competition Groups | 2.7679 | 0 | 0 | 576.1571 | 0.0048041 | 21 | Industrial_2027_Economic_MW_After Competition Groups_21 | Process Heat Recovery | 0.4804% | 0 | 2.7679 | Industrial_2027_Economic_MW_After Competition Groups_Process Heat Recovery
Industrial | Ind ¦ High Efficiency Battery Charger | 2027 | Economic | MW | After Competition Groups | 2.4791 | 0 | 0 | 576.1571 | 0.0043029 | 22 | Industrial_2027_Economic_MW_After Competition Groups_22 | High Efficiency Battery Charger | 0.4303% | 0 | 2.4791 | Industrial_2027_Economic_MW_After Competition Groups_High Efficiency Battery Charger
Industrial | Ind ¦ Process Improvements | 2027 | Economic | MW | After Competition Groups | 2.1631 | 0 | 0 | 576.1571 | 0.0037543 | 23 | Industrial_2027_Economic_MW_After Competition Groups_23 | Process Improvements | 0.3754% | 0 | 2.1631 | Industrial_2027_Economic_MW_After Competition Groups_Process Improvements
Industrial | Ind ¦ Efficient Irrigation | 2027 | Economic | MW | After Competition Groups | 2.0445 | 0 | 0 | 576.1571 | 0.0035485 | 24 | Industrial_2027_Economic_MW_After Competition Groups_24 | Efficient Irrigation | 0.3548% | 0 | 2.0445 | Industrial_2027_Economic_MW_After Competition Groups_Efficient Irrigation
Industrial | Ind ¦ Refrigeration Compressor VFD | 2027 | Economic | MW | After Competition Groups | 1.3487 | 0 | 0 | 576.1571 | 0.0023409 | 25 | Industrial_2027_Economic_MW_After Competition Groups_25 | Refrigeration Compressor VFD | 0.2341% | 0 | 1.3487 | Industrial_2027_Economic_MW_After Competition Groups_Refrigeration Compressor VFD
Industrial | Ind ¦ Improved Controls - Process Heating | 2027 | Economic | MW | After Competition Groups | 1.3104 | 0 | 0 | 576.1571 | 0.0022744 | 26 | Industrial_2027_Economic_MW_After Competition Groups_26 | Improved Controls - Process Heating | 0.2274% | 0 | 1.3104 | Industrial_2027_Economic_MW_After Competition Groups_Improved Controls - Process Heating
Industrial | Ind ¦ Engine Block Heater Timer | 2027 | Economic | MW | After Competition Groups | 0.82603 | 0 | 0 | 576.1571 | 0.0014337 | 27 | Industrial_2027_Economic_MW_After Competition Groups_27 | Engine Block Heater Timer | 0.1434% | 0 | 0.82603 | Industrial_2027_Economic_MW_After Competition Groups_Engine Block Heater Timer
Industrial | Ind ¦ Air Compressor Heat Recovery | 2027 | Economic | MW | After Competition Groups | 0.35957 | 0 | 0 | 576.1571 | 0.00062408 | 28 | Industrial_2027_Economic_MW_After Competition Groups_28 | Air Compressor Heat Recovery | 0.06241% | 0 | 0.35957 | Industrial_2027_Economic_MW_After Competition Groups_Air Compressor Heat Recovery
Industrial | Ind ¦ Dairy Pre-Cooler | 2027 | Economic | MW | After Competition Groups | 0.26903 | 0 | 0 | 576.1571 | 0.00046694 | 29 | Industrial_2027_Economic_MW_After Competition Groups_29 | Dairy Pre-Cooler | 0.04669% | 0 | 0.26903 | Industrial_2027_Economic_MW_After Competition Groups_Dairy Pre-Cooler
Industrial | Ind ¦ Efficient Refrigeration Compressor | 2027 | Economic | MW | After Competition Groups | 0.11452 | 0 | 0 | 576.1571 | 0.00019876 | 30 | Industrial_2027_Economic_MW_After Competition Groups_30 | Efficient Refrigeration Compressor | 0.01988% | 0 | 0.11452 | Industrial_2027_Economic_MW_After Competition Groups_Efficient Refrigeration Compressor
Industrial | Ind ¦ Heat Lamps/Heat Pad | 2027 | Economic | MW | After Competition Groups | 0.0057881 | 0 | 0 | 576.1571 | 1.0046e-05 | 31 | Industrial_2027_Economic_MW_After Competition Groups_31 | Heat Lamps/Heat Pad | 0.001005% | 0 | 0.0057881 | Industrial_2027_Economic_MW_After Competition Groups_Heat Lamps/Heat Pad
Industrial | Ind ¦ Air Compressor Optimization | 2027 | SC A | MW | After Competition Groups | 29.8067 | 0 | 0 | 154.7167 | 0.19265 | 1 | Industrial_2027_SC A_MW_After Competition Groups_1 | Air Compressor Optimization | 19.27% | 0 | 29.8067 | Industrial_2027_SC A_MW_After Competition Groups_Air Compressor Optimization
Industrial | Ind ¦ Pump System Optimization | 2027 | SC A | MW | After Competition Groups | 25.1613 | 0 | 0 | 154.7167 | 0.16263 | 2 | Industrial_2027_SC A_MW_After Competition Groups_2 | Pump System Optimization | 16.26% | 0 | 25.1613 | Industrial_2027_SC A_MW_After Competition Groups_Pump System Optimization
Industrial | Ind ¦ Air Leak Survey and Repair | 2027 | SC A | MW | After Competition Groups | 17.5725 | 0 | 0 | 154.7167 | 0.11358 | 3 | Industrial_2027_SC A_MW_After Competition Groups_3 | Air Leak Survey and Repair | 11.36% | 0 | 17.5725 | Industrial_2027_SC A_MW_After Competition Groups_Air Leak Survey and Repair
Industrial | Ind ¦ Recommissioning | 2027 | SC A | MW | After Competition Groups | 12.4393 | 0 | 0 | 154.7167 | 0.080401 | 4 | Industrial_2027_SC A_MW_After Competition Groups_4 | Recommissioning | 8.04% | 0 | 12.4393 | Industrial_2027_SC A_MW_After Competition Groups_Recommissioning
Industrial | Ind ¦ SEM | 2027 | SC A | MW | After Competition Groups | 12.4393 | 0 | 0 | 154.7167 | 0.080401 | 5 | Industrial_2027_SC A_MW_After Competition Groups_5 | SEM | 8.04% | 0 | 12.4393 | Industrial_2027_SC A_MW_After Competition Groups_SEM
Industrial | Ind ¦ Pump Equipment Upgrade | 2027 | SC A | MW | After Competition Groups | 11.3064 | 0 | 0 | 154.7167 | 0.073078 | 6 | Industrial_2027_SC A_MW_After Competition Groups_6 | Pump Equipment Upgrade | 7.308% | 0 | 11.3064 | Industrial_2027_SC A_MW_After Competition Groups_Pump Equipment Upgrade
Industrial | Ind ¦ Fan System Optimization | 2027 | SC A | MW | After Competition Groups | 10.1392 | 0 | 0 | 154.7167 | 0.065534 | 7 | Industrial_2027_SC A_MW_After Competition Groups_7 | Fan System Optimization | 6.553% | 0 | 10.1392 | Industrial_2027_SC A_MW_After Competition Groups_Fan System Optimization
Industrial | Ind ¦ Efficient Compressed Air Nozzles | 2027 | SC A | MW | After Competition Groups | 9.0169 | 0 | 0 | 154.7167 | 0.05828 | 8 | Industrial_2027_SC A_MW_After Competition Groups_8 | Efficient Compressed Air Nozzles | 5.828% | 0 | 9.0169 | Industrial_2027_SC A_MW_After Competition Groups_Efficient Compressed Air Nozzles
Industrial | Ind ¦ High Efficiency HVAC Fans | 2027 | SC A | MW | After Competition Groups | 7.5809 | 0 | 0 | 154.7167 | 0.048999 | 9 | Industrial_2027_SC A_MW_After Competition Groups_9 | High Efficiency HVAC Fans | 4.9% | 0 | 7.5809 | Industrial_2027_SC A_MW_After Competition Groups_High Efficiency HVAC Fans
Industrial | Ind ¦ Greenhouse Grow Lights | 2027 | SC A | MW | After Competition Groups | 4.0775 | 0 | 0 | 154.7167 | 0.026354 | 10 | Industrial_2027_SC A_MW_After Competition Groups_10 | Greenhouse Grow Lights | 2.635% | 0 | 4.0775 | Industrial_2027_SC A_MW_After Competition Groups_Greenhouse Grow Lights
Industrial | Ind ¦ Improved Controls - Process Cooling | 2027 | SC A | MW | After Competition Groups | 3.3434 | 0 | 0 | 154.7167 | 0.02161 | 11 | Industrial_2027_SC A_MW_After Competition Groups_11 | Improved Controls - Process Cooling | 2.161% | 0 | 3.3434 | Industrial_2027_SC A_MW_After Competition Groups_Improved Controls - Process Cooling
Industrial | Ind ¦ Material Handling Improvements | 2027 | SC A | MW | After Competition Groups | 2.6822 | 0 | 0 | 154.7167 | 0.017336 | 12 | Industrial_2027_SC A_MW_After Competition Groups_12 | Material Handling Improvements | 1.734% | 0 | 2.6822 | Industrial_2027_SC A_MW_After Competition Groups_Material Handling Improvements
Industrial | Ind ¦ Process Optimization (Elec) | 2027 | SC A | MW | After Competition Groups | 2.2368 | 0 | 0 | 154.7167 | 0.014457 | 13 | Industrial_2027_SC A_MW_After Competition Groups_13 | Process Optimization (Elec) | 1.446% | 0 | 2.2368 | Industrial_2027_SC A_MW_After Competition Groups_Process Optimization (Elec)
Industrial | Ind ¦ Refiner Plate Improvements | 2027 | SC A | MW | After Competition Groups | 1.0258 | 0 | 0 | 154.7167 | 0.0066299 | 14 | Industrial_2027_SC A_MW_After Competition Groups_14 | Refiner Plate Improvements | 0.663% | 0 | 1.0258 | Industrial_2027_SC A_MW_After Competition Groups_Refiner Plate Improvements
Industrial | Ind ¦ Ventilation Optimization | 2027 | SC A | MW | After Competition Groups | 0.83904 | 0 | 0 | 154.7167 | 0.0054231 | 15 | Industrial_2027_SC A_MW_After Competition Groups_15 | Ventilation Optimization | 0.5423% | 0 | 0.83904 | Industrial_2027_SC A_MW_After Competition Groups_Ventilation Optimization
Industrial | Ind ¦ VAV Conversion Project | 2027 | SC A | MW | After Competition Groups | 0.75681 | 0 | 0 | 154.7167 | 0.0048916 | 16 | Industrial_2027_SC A_MW_After Competition Groups_16 | VAV Conversion Project | 0.4892% | 0 | 0.75681 | Industrial_2027_SC A_MW_After Competition Groups_VAV Conversion Project
Industrial | Ind ¦ Pulp and Paper Process Improvements | 2027 | SC A | MW | After Competition Groups | 0.67753 | 0 | 0 | 154.7167 | 0.0043792 | 17 | Industrial_2027_SC A_MW_After Competition Groups_17 | Pulp and Paper Process Improvements | 0.4379% | 0 | 0.67753 | Industrial_2027_SC A_MW_After Competition Groups_Pulp and Paper Process Improvements
Industrial | Ind ¦ Process Heat Recovery | 2027 | SC A | MW | After Competition Groups | 0.63316 | 0 | 0 | 154.7167 | 0.0040924 | 18 | Industrial_2027_SC A_MW_After Competition Groups_18 | Process Heat Recovery | 0.4092% | 0 | 0.63316 | Industrial_2027_SC A_MW_After Competition Groups_Process Heat Recovery
Industrial | Ind ¦ HE Lighting | 2027 | SC A | MW | After Competition Groups | 0.58872 | 0 | 0 | 154.7167 | 0.0038052 | 19 | Industrial_2027_SC A_MW_After Competition Groups_19 | HE Lighting | 0.3805% | 0 | 0.58872 | Industrial_2027_SC A_MW_After Competition Groups_HE Lighting
Industrial | Ind ¦ Process Improvements | 2027 | SC A | MW | After Competition Groups | 0.47499 | 0 | 0 | 154.7167 | 0.0030701 | 20 | Industrial_2027_SC A_MW_After Competition Groups_20 | Process Improvements | 0.307% | 0 | 0.47499 | Industrial_2027_SC A_MW_After Competition Groups_Process Improvements
Industrial | Ind ¦ High Efficiency Battery Charger | 2027 | SC A | MW | After Competition Groups | 0.45028 | 0 | 0 | 154.7167 | 0.0029103 | 21 | Industrial_2027_SC A_MW_After Competition Groups_21 | High Efficiency Battery Charger | 0.291% | 0 | 0.45028 | Industrial_2027_SC A_MW_After Competition Groups_High Efficiency Battery Charger
Industrial | Ind ¦ Refrigeration Compressor VFD | 2027 | SC A | MW | After Competition Groups | 0.35756 | 0 | 0 | 154.7167 | 0.0023111 | 22 | Industrial_2027_SC A_MW_After Competition Groups_22 | Refrigeration Compressor VFD | 0.2311% | 0 | 0.35756 | Industrial_2027_SC A_MW_After Competition Groups_Refrigeration Compressor VFD
Industrial | Ind ¦ Improved Controls - Process Heating | 2027 | SC A | MW | After Competition Groups | 0.31371 | 0 | 0 | 154.7167 | 0.0020276 | 23 | Industrial_2027_SC A_MW_After Competition Groups_23 | Improved Controls - Process Heating | 0.2028% | 0 | 0.31371 | Industrial_2027_SC A_MW_After Competition Groups_Improved Controls - Process Heating
Industrial | Ind ¦ Cooling Tower Optimization | 2027 | SC A | MW | After Competition Groups | 0.26369 | 0 | 0 | 154.7167 | 0.0017043 | 24 | Industrial_2027_SC A_MW_After Competition Groups_24 | Cooling Tower Optimization | 0.1704% | 0 | 0.26369 | Industrial_2027_SC A_MW_After Competition Groups_Cooling Tower Optimization
Industrial | Ind ¦ Engine Block Heater Timer | 2027 | SC A | MW | After Competition Groups | 0.18679 | 0 | 0 | 154.7167 | 0.0012073 | 25 | Industrial_2027_SC A_MW_After Competition Groups_25 | Engine Block Heater Timer | 0.1207% | 0 | 0.18679 | Industrial_2027_SC A_MW_After Competition Groups_Engine Block Heater Timer
Industrial | Ind ¦ Dairy Pre-Cooler | 2027 | SC A | MW | After Competition Groups | 0.099588 | 0 | 0 | 154.7167 | 0.00064368 | 26 | Industrial_2027_SC A_MW_After Competition Groups_26 | Dairy Pre-Cooler | 0.06437% | 0 | 0.099588 | Industrial_2027_SC A_MW_After Competition Groups_Dairy Pre-Cooler
Industrial | Ind ¦ Air Compressor Heat Recovery | 2027 | SC A | MW | After Competition Groups | 0.08559 | 0 | 0 | 154.7167 | 0.00055321 | 27 | Industrial_2027_SC A_MW_After Competition Groups_27 | Air Compressor Heat Recovery | 0.05532% | 0 | 0.08559 | Industrial_2027_SC A_MW_After Competition Groups_Air Compressor Heat Recovery
Industrial | Ind ¦ Efficient Irrigation | 2027 | SC A | MW | After Competition Groups | 0.082052 | 0 | 0 | 154.7167 | 0.00053034 | 28 | Industrial_2027_SC A_MW_After Competition Groups_28 | Efficient Irrigation | 0.05303% | 0 | 0.082052 | Industrial_2027_SC A_MW_After Competition Groups_Efficient Irrigation
Industrial | Ind ¦ Efficient Refrigeration Compressor | 2027 | SC A | MW | After Competition Groups | 0.057239 | 0 | 0 | 154.7167 | 0.00036996 | 29 | Industrial_2027_SC A_MW_After Competition Groups_29 | Efficient Refrigeration Compressor | 0.037% | 0 | 0.057239 | Industrial_2027_SC A_MW_After Competition Groups_Efficient Refrigeration Compressor
Industrial | Ind ¦ Heat Lamps/Heat Pad | 2027 | SC A | MW | After Competition Groups | 0.01579 | 0 | 0 | 154.7167 | 0.00010206 | 30 | Industrial_2027_SC A_MW_After Competition Groups_30 | Heat Lamps/Heat Pad | 0.01021% | 0 | 0.01579 | Industrial_2027_SC A_MW_After Competition Groups_Heat Lamps/Heat Pad
Industrial | Ind ¦ Free Cooling | 2027 | SC A | MW | After Competition Groups | 0.0061156 | 0 | 0 | 154.7167 | 3.9528e-05 | 31 | Industrial_2027_SC A_MW_After Competition Groups_31 | Free Cooling | 0.003953% | 0 | 0.0061156 | Industrial_2027_SC A_MW_After Competition Groups_Free Cooling
Industrial | Ind ¦ Air Leak Survey and Repair | 2027 | SC B | MW | After Competition Groups | 43.3311 | 0 | 0 | 281.0265 | 0.15419 | 1 | Industrial_2027_SC B_MW_After Competition Groups_1 | Air Leak Survey and Repair | 15.42% | 0 | 43.3311 | Industrial_2027_SC B_MW_After Competition Groups_Air Leak Survey and Repair
Industrial | Ind ¦ Pump System Optimization | 2027 | SC B | MW | After Competition Groups | 32.0172 | 0 | 0 | 281.0265 | 0.11393 | 2 | Industrial_2027_SC B_MW_After Competition Groups_2 | Pump System Optimization | 11.39% | 0 | 32.0172 | Industrial_2027_SC B_MW_After Competition Groups_Pump System Optimization
Industrial | Ind ¦ Recommissioning | 2027 | SC B | MW | After Competition Groups | 30.6698 | 0 | 0 | 281.0265 | 0.10914 | 3 | Industrial_2027_SC B_MW_After Competition Groups_3 | Recommissioning | 10.91% | 0 | 30.6698 | Industrial_2027_SC B_MW_After Competition Groups_Recommissioning
Industrial | Ind ¦ SEM | 2027 | SC B | MW | After Competition Groups | 30.6698 | 0 | 0 | 281.0265 | 0.10914 | 4 | Industrial_2027_SC B_MW_After Competition Groups_4 | SEM | 10.91% | 0 | 30.6698 | Industrial_2027_SC B_MW_After Competition Groups_SEM
Industrial | Ind ¦ Air Compressor Optimization | 2027 | SC B | MW | After Competition Groups | 29.8067 | 0 | 0 | 281.0265 | 0.10606 | 5 | Industrial_2027_SC B_MW_After Competition Groups_5 | Air Compressor Optimization | 10.61% | 0 | 29.8067 | Industrial_2027_SC B_MW_After Competition Groups_Air Compressor Optimization
Industrial | Ind ¦ Efficient Compressed Air Nozzles | 2027 | SC B | MW | After Competition Groups | 22.2978 | 0 | 0 | 281.0265 | 0.079344 | 6 | Industrial_2027_SC B_MW_After Competition Groups_6 | Efficient Compressed Air Nozzles | 7.934% | 0 | 22.2978 | Industrial_2027_SC B_MW_After Competition Groups_Efficient Compressed Air Nozzles
Industrial | Ind ¦ Pump Equipment Upgrade | 2027 | SC B | MW | After Competition Groups | 13.8162 | 0 | 0 | 281.0265 | 0.049163 | 7 | Industrial_2027_SC B_MW_After Competition Groups_7 | Pump Equipment Upgrade | 4.916% | 0 | 13.8162 | Industrial_2027_SC B_MW_After Competition Groups_Pump Equipment Upgrade
Industrial | Ind ¦ High Efficiency HVAC Fans | 2027 | SC B | MW | After Competition Groups | 13.7503 | 0 | 0 | 281.0265 | 0.048929 | 8 | Industrial_2027_SC B_MW_After Competition Groups_8 | High Efficiency HVAC Fans | 4.893% | 0 | 13.7503 | Industrial_2027_SC B_MW_After Competition Groups_High Efficiency HVAC Fans
Industrial | Ind ¦ Fan System Optimization | 2027 | SC B | MW | After Competition Groups | 10.8809 | 0 | 0 | 281.0265 | 0.038719 | 9 | Industrial_2027_SC B_MW_After Competition Groups_9 | Fan System Optimization | 3.872% | 0 | 10.8809 | Industrial_2027_SC B_MW_After Competition Groups_Fan System Optimization
Industrial | Ind ¦ Greenhouse Grow Lights | 2027 | SC B | MW | After Competition Groups | 9.5234 | 0 | 0 | 281.0265 | 0.033888 | 10 | Industrial_2027_SC B_MW_After Competition Groups_10 | Greenhouse Grow Lights | 3.389% | 0 | 9.5234 | Industrial_2027_SC B_MW_After Competition Groups_Greenhouse Grow Lights
Industrial | Ind ¦ Improved Controls - Process Cooling | 2027 | SC B | MW | After Competition Groups | 8.2633 | 0 | 0 | 281.0265 | 0.029404 | 11 | Industrial_2027_SC B_MW_After Competition Groups_11 | Improved Controls - Process Cooling | 2.94% | 0 | 8.2633 | Industrial_2027_SC B_MW_After Competition Groups_Improved Controls - Process Cooling
Industrial | Ind ¦ HE Lighting | 2027 | SC B | MW | After Competition Groups | 7.2545 | 0 | 0 | 281.0265 | 0.025814 | 12 | Industrial_2027_SC B_MW_After Competition Groups_12 | HE Lighting | 2.581% | 0 | 7.2545 | Industrial_2027_SC B_MW_After Competition Groups_HE Lighting
Industrial | Ind ¦ Pulp and Paper Process Improvements | 2027 | SC B | MW | After Competition Groups | 4.3098 | 0 | 0 | 281.0265 | 0.015336 | 13 | Industrial_2027_SC B_MW_After Competition Groups_13 | Pulp and Paper Process Improvements | 1.534% | 0 | 4.3098 | Industrial_2027_SC B_MW_After Competition Groups_Pulp and Paper Process Improvements
Industrial | Ind ¦ Material Handling Improvements | 2027 | SC B | MW | After Competition Groups | 4.2695 | 0 | 0 | 281.0265 | 0.015192 | 14 | Industrial_2027_SC B_MW_After Competition Groups_14 | Material Handling Improvements | 1.519% | 0 | 4.2695 | Industrial_2027_SC B_MW_After Competition Groups_Material Handling Improvements
Industrial | Ind ¦ Refiner Plate Improvements | 2027 | SC B | MW | After Competition Groups | 2.5679 | 0 | 0 | 281.0265 | 0.0091374 | 15 | Industrial_2027_SC B_MW_After Competition Groups_15 | Refiner Plate Improvements | 0.9137% | 0 | 2.5679 | Industrial_2027_SC B_MW_After Competition Groups_Refiner Plate Improvements
Industrial | Ind ¦ Cooling Tower Optimization | 2027 | SC B | MW | After Competition Groups | 2.4634 | 0 | 0 | 281.0265 | 0.0087657 | 16 | Industrial_2027_SC B_MW_After Competition Groups_16 | Cooling Tower Optimization | 0.8766% | 0 | 2.4634 | Industrial_2027_SC B_MW_After Competition Groups_Cooling Tower Optimization
Industrial | Ind ¦ Free Cooling | 2027 | SC B | MW | After Competition Groups | 2.2376 | 0 | 0 | 281.0265 | 0.0079621 | 17 | Industrial_2027_SC B_MW_After Competition Groups_17 | Free Cooling | 0.7962% | 0 | 2.2376 | Industrial_2027_SC B_MW_After Competition Groups_Free Cooling
Industrial | Ind ¦ Process Optimization (Elec) | 2027 | SC B | MW | After Competition Groups | 2.2368 | 0 | 0 | 281.0265 | 0.0079592 | 18 | Industrial_2027_SC B_MW_After Competition Groups_18 | Process Optimization (Elec) | 0.7959% | 0 | 2.2368 | Industrial_2027_SC B_MW_After Competition Groups_Process Optimization (Elec)
Industrial | Ind ¦ Ventilation Optimization | 2027 | SC B | MW | After Competition Groups | 1.9333 | 0 | 0 | 281.0265 | 0.0068793 | 19 | Industrial_2027_SC B_MW_After Competition Groups_19 | Ventilation Optimization | 0.6879% | 0 | 1.9333 | Industrial_2027_SC B_MW_After Competition Groups_Ventilation Optimization
Industrial | Ind ¦ VAV Conversion Project | 2027 | SC B | MW | After Competition Groups | 1.9119 | 0 | 0 | 281.0265 | 0.0068031 | 20 | Industrial_2027_SC B_MW_After Competition Groups_20 | VAV Conversion Project | 0.6803% | 0 | 1.9119 | Industrial_2027_SC B_MW_After Competition Groups_VAV Conversion Project
Industrial | Ind ¦ Process Heat Recovery | 2027 | SC B | MW | After Competition Groups | 1.5717 | 0 | 0 | 281.0265 | 0.0055929 | 21 | Industrial_2027_SC B_MW_After Competition Groups_21 | Process Heat Recovery | 0.5593% | 0 | 1.5717 | Industrial_2027_SC B_MW_After Competition Groups_Process Heat Recovery
Industrial | Ind ¦ High Efficiency Battery Charger | 2027 | SC B | MW | After Competition Groups | 1.3068 | 0 | 0 | 281.0265 | 0.0046501 | 22 | Industrial_2027_SC B_MW_After Competition Groups_22 | High Efficiency Battery Charger | 0.465% | 0 | 1.3068 | Industrial_2027_SC B_MW_After Competition Groups_High Efficiency Battery Charger
Industrial | Ind ¦ Process Improvements | 2027 | SC B | MW | After Competition Groups | 1.2284 | 0 | 0 | 281.0265 | 0.0043711 | 23 | Industrial_2027_SC B_MW_After Competition Groups_23 | Process Improvements | 0.4371% | 0 | 1.2284 | Industrial_2027_SC B_MW_After Competition Groups_Process Improvements
Industrial | Ind ¦ Improved Controls - Process Heating | 2027 | SC B | MW | After Competition Groups | 0.76881 | 0 | 0 | 281.0265 | 0.0027357 | 24 | Industrial_2027_SC B_MW_After Competition Groups_24 | Improved Controls - Process Heating | 0.2736% | 0 | 0.76881 | Industrial_2027_SC B_MW_After Competition Groups_Improved Controls - Process Heating
Industrial | Ind ¦ Refrigeration Compressor VFD | 2027 | SC B | MW | After Competition Groups | 0.74048 | 0 | 0 | 281.0265 | 0.0026349 | 25 | Industrial_2027_SC B_MW_After Competition Groups_25 | Refrigeration Compressor VFD | 0.2635% | 0 | 0.74048 | Industrial_2027_SC B_MW_After Competition Groups_Refrigeration Compressor VFD
Industrial | Ind ¦ Engine Block Heater Timer | 2027 | SC B | MW | After Competition Groups | 0.46304 | 0 | 0 | 281.0265 | 0.0016477 | 26 | Industrial_2027_SC B_MW_After Competition Groups_26 | Engine Block Heater Timer | 0.1648% | 0 | 0.46304 | Industrial_2027_SC B_MW_After Competition Groups_Engine Block Heater Timer
Industrial | Ind ¦ Efficient Irrigation | 2027 | SC B | MW | After Competition Groups | 0.27408 | 0 | 0 | 281.0265 | 0.00097527 | 27 | Industrial_2027_SC B_MW_After Competition Groups_27 | Efficient Irrigation | 0.09753% | 0 | 0.27408 | Industrial_2027_SC B_MW_After Competition Groups_Efficient Irrigation
Industrial | Ind ¦ Air Compressor Heat Recovery | 2027 | SC B | MW | After Competition Groups | 0.21068 | 0 | 0 | 281.0265 | 0.00074967 | 28 | Industrial_2027_SC B_MW_After Competition Groups_28 | Air Compressor Heat Recovery | 0.07497% | 0 | 0.21068 | Industrial_2027_SC B_MW_After Competition Groups_Air Compressor Heat Recovery
Industrial | Ind ¦ Dairy Pre-Cooler | 2027 | SC B | MW | After Competition Groups | 0.14633 | 0 | 0 | 281.0265 | 0.00052069 | 29 | Industrial_2027_SC B_MW_After Competition Groups_29 | Dairy Pre-Cooler | 0.05207% | 0 | 0.14633 | Industrial_2027_SC B_MW_After Competition Groups_Dairy Pre-Cooler
Industrial | Ind ¦ Efficient Refrigeration Compressor | 2027 | SC B | MW | After Competition Groups | 0.0811 | 0 | 0 | 281.0265 | 0.00028858 | 30 | Industrial_2027_SC B_MW_After Competition Groups_30 | Efficient Refrigeration Compressor | 0.02886% | 0 | 0.0811 | Industrial_2027_SC B_MW_After Competition Groups_Efficient Refrigeration Compressor
Industrial | Ind ¦ Heat Lamps/Heat Pad | 2027 | SC B | MW | After Competition Groups | 0.023836 | 0 | 0 | 281.0265 | 8.4817e-05 | 31 | Industrial_2027_SC B_MW_After Competition Groups_31 | Heat Lamps/Heat Pad | 0.008482% | 0 | 0.023836 | Industrial_2027_SC B_MW_After Competition Groups_Heat Lamps/Heat Pad
Industrial | Ind ¦ Pump System Optimization | 2027 | SC C | MW | After Competition Groups | 32.0172 | 0 | 0 | 174.558 | 0.18342 | 1 | Industrial_2027_SC C_MW_After Competition Groups_1 | Pump System Optimization | 18.34% | 0 | 32.0172 | Industrial_2027_SC C_MW_After Competition Groups_Pump System Optimization
Industrial | Ind ¦ Air Compressor Optimization | 2027 | SC C | MW | After Competition Groups | 29.8067 | 0 | 0 | 174.558 | 0.17076 | 2 | Industrial_2027_SC C_MW_After Competition Groups_2 | Air Compressor Optimization | 17.08% | 0 | 29.8067 | Industrial_2027_SC C_MW_After Competition Groups_Air Compressor Optimization
Industrial | Ind ¦ Air Leak Survey and Repair | 2027 | SC C | MW | After Competition Groups | 17.5725 | 0 | 0 | 174.558 | 0.10067 | 3 | Industrial_2027_SC C_MW_After Competition Groups_3 | Air Leak Survey and Repair | 10.07% | 0 | 17.5725 | Industrial_2027_SC C_MW_After Competition Groups_Air Leak Survey and Repair
Industrial | Ind ¦ Pump Equipment Upgrade | 2027 | SC C | MW | After Competition Groups | 13.8162 | 0 | 0 | 174.558 | 0.079149 | 4 | Industrial_2027_SC C_MW_After Competition Groups_4 | Pump Equipment Upgrade | 7.915% | 0 | 13.8162 | Industrial_2027_SC C_MW_After Competition Groups_Pump Equipment Upgrade
Industrial | Ind ¦ Recommissioning | 2027 | SC C | MW | After Competition Groups | 12.4393 | 0 | 0 | 174.558 | 0.071262 | 5 | Industrial_2027_SC C_MW_After Competition Groups_5 | Recommissioning | 7.126% | 0 | 12.4393 | Industrial_2027_SC C_MW_After Competition Groups_Recommissioning
Industrial | Ind ¦ SEM | 2027 | SC C | MW | After Competition Groups | 12.4393 | 0 | 0 | 174.558 | 0.071262 | 6 | Industrial_2027_SC C_MW_After Competition Groups_6 | SEM | 7.126% | 0 | 12.4393 | Industrial_2027_SC C_MW_After Competition Groups_SEM
Industrial | Ind ¦ Fan System Optimization | 2027 | SC C | MW | After Competition Groups | 10.8809 | 0 | 0 | 174.558 | 0.062334 | 7 | Industrial_2027_SC C_MW_After Competition Groups_7 | Fan System Optimization | 6.233% | 0 | 10.8809 | Industrial_2027_SC C_MW_After Competition Groups_Fan System Optimization
Industrial | Ind ¦ Efficient Compressed Air Nozzles | 2027 | SC C | MW | After Competition Groups | 9.0169 | 0 | 0 | 174.558 | 0.051655 | 8 | Industrial_2027_SC C_MW_After Competition Groups_8 | Efficient Compressed Air Nozzles | 5.166% | 0 | 9.0169 | Industrial_2027_SC C_MW_After Competition Groups_Efficient Compressed Air Nozzles
Industrial | Ind ¦ High Efficiency HVAC Fans | 2027 | SC C | MW | After Competition Groups | 7.5809 | 0 | 0 | 174.558 | 0.043429 | 9 | Industrial_2027_SC C_MW_After Competition Groups_9 | High Efficiency HVAC Fans | 4.343% | 0 | 7.5809 | Industrial_2027_SC C_MW_After Competition Groups_High Efficiency HVAC Fans
Industrial | Ind ¦ Greenhouse Grow Lights | 2027 | SC C | MW | After Competition Groups | 5.8099 | 0 | 0 | 174.558 | 0.033284 | 10 | Industrial_2027_SC C_MW_After Competition Groups_10 | Greenhouse Grow Lights | 3.328% | 0 | 5.8099 | Industrial_2027_SC C_MW_After Competition Groups_Greenhouse Grow Lights
Industrial | Ind ¦ Improved Controls - Process Cooling | 2027 | SC C | MW | After Competition Groups | 3.3494 | 0 | 0 | 174.558 | 0.019188 | 11 | Industrial_2027_SC C_MW_After Competition Groups_11 | Improved Controls - Process Cooling | 1.919% | 0 | 3.3494 | Industrial_2027_SC C_MW_After Competition Groups_Improved Controls - Process Cooling
Industrial | Ind ¦ HE Lighting | 2027 | SC C | MW | After Competition Groups | 2.8723 | 0 | 0 | 174.558 | 0.016455 | 12 | Industrial_2027_SC C_MW_After Competition Groups_12 | HE Lighting | 1.645% | 0 | 2.8723 | Industrial_2027_SC C_MW_After Competition Groups_HE Lighting
Industrial | Ind ¦ Material Handling Improvements | 2027 | SC C | MW | After Competition Groups | 2.6822 | 0 | 0 | 174.558 | 0.015366 | 13 | Industrial_2027_SC C_MW_After Competition Groups_13 | Material Handling Improvements | 1.537% | 0 | 2.6822 | Industrial_2027_SC C_MW_After Competition Groups_Material Handling Improvements
Industrial | Ind ¦ Cooling Tower Optimization | 2027 | SC C | MW | After Competition Groups | 2.4634 | 0 | 0 | 174.558 | 0.014112 | 14 | Industrial_2027_SC C_MW_After Competition Groups_14 | Cooling Tower Optimization | 1.411% | 0 | 2.4634 | Industrial_2027_SC C_MW_After Competition Groups_Cooling Tower Optimization
Industrial | Ind ¦ Process Optimization (Elec) | 2027 | SC C | MW | After Competition Groups | 2.2368 | 0 | 0 | 174.558 | 0.012814 | 15 | Industrial_2027_SC C_MW_After Competition Groups_15 | Process Optimization (Elec) | 1.281% | 0 | 2.2368 | Industrial_2027_SC C_MW_After Competition Groups_Process Optimization (Elec)
Industrial | Ind ¦ Ventilation Optimization | 2027 | SC C | MW | After Competition Groups | 1.9333 | 0 | 0 | 174.558 | 0.011075 | 16 | Industrial_2027_SC C_MW_After Competition Groups_16 | Ventilation Optimization | 1.108% | 0 | 1.9333 | Industrial_2027_SC C_MW_After Competition Groups_Ventilation Optimization
Industrial | Ind ¦ Pulp and Paper Process Improvements | 2027 | SC C | MW | After Competition Groups | 1.7248 | 0 | 0 | 174.558 | 0.0098812 | 17 | Industrial_2027_SC C_MW_After Competition Groups_17 | Pulp and Paper Process Improvements | 0.9881% | 0 | 1.7248 | Industrial_2027_SC C_MW_After Competition Groups_Pulp and Paper Process Improvements
Industrial | Ind ¦ Refiner Plate Improvements | 2027 | SC C | MW | After Competition Groups | 1.0258 | 0 | 0 | 174.558 | 0.0058763 | 18 | Industrial_2027_SC C_MW_After Competition Groups_18 | Refiner Plate Improvements | 0.5876% | 0 | 1.0258 | Industrial_2027_SC C_MW_After Competition Groups_Refiner Plate Improvements
Industrial | Ind ¦ Free Cooling | 2027 | SC C | MW | After Competition Groups | 0.92162 | 0 | 0 | 174.558 | 0.0052797 | 19 | Industrial_2027_SC C_MW_After Competition Groups_19 | Free Cooling | 0.528% | 0 | 0.92162 | Industrial_2027_SC C_MW_After Competition Groups_Free Cooling
Industrial | Ind ¦ VAV Conversion Project | 2027 | SC C | MW | After Competition Groups | 0.77438 | 0 | 0 | 174.558 | 0.0044362 | 20 | Industrial_2027_SC C_MW_After Competition Groups_20 | VAV Conversion Project | 0.4436% | 0 | 0.77438 | Industrial_2027_SC C_MW_After Competition Groups_VAV Conversion Project
Industrial | Ind ¦ High Efficiency Battery Charger | 2027 | SC C | MW | After Competition Groups | 0.67911 | 0 | 0 | 174.558 | 0.0038905 | 21 | Industrial_2027_SC C_MW_After Competition Groups_21 | High Efficiency Battery Charger | 0.389% | 0 | 0.67911 | Industrial_2027_SC C_MW_After Competition Groups_High Efficiency Battery Charger
Industrial | Ind ¦ Process Heat Recovery | 2027 | SC C | MW | After Competition Groups | 0.63316 | 0 | 0 | 174.558 | 0.0036272 | 22 | Industrial_2027_SC C_MW_After Competition Groups_22 | Process Heat Recovery | 0.3627% | 0 | 0.63316 | Industrial_2027_SC C_MW_After Competition Groups_Process Heat Recovery
Industrial | Ind ¦ Process Improvements | 2027 | SC C | MW | After Competition Groups | 0.49812 | 0 | 0 | 174.558 | 0.0028536 | 23 | Industrial_2027_SC C_MW_After Competition Groups_23 | Process Improvements | 0.2854% | 0 | 0.49812 | Industrial_2027_SC C_MW_After Competition Groups_Process Improvements
Industrial | Ind ¦ Refrigeration Compressor VFD | 2027 | SC C | MW | After Competition Groups | 0.49612 | 0 | 0 | 174.558 | 0.0028421 | 24 | Industrial_2027_SC C_MW_After Competition Groups_24 | Refrigeration Compressor VFD | 0.2842% | 0 | 0.49612 | Industrial_2027_SC C_MW_After Competition Groups_Refrigeration Compressor VFD
Industrial | Ind ¦ Improved Controls - Process Heating | 2027 | SC C | MW | After Competition Groups | 0.31427 | 0 | 0 | 174.558 | 0.0018004 | 25 | Industrial_2027_SC C_MW_After Competition Groups_25 | Improved Controls - Process Heating | 0.18% | 0 | 0.31427 | Industrial_2027_SC C_MW_After Competition Groups_Improved Controls - Process Heating
Industrial | Ind ¦ Engine Block Heater Timer | 2027 | SC C | MW | After Competition Groups | 0.18718 | 0 | 0 | 174.558 | 0.0010723 | 26 | Industrial_2027_SC C_MW_After Competition Groups_26 | Engine Block Heater Timer | 0.1072% | 0 | 0.18718 | Industrial_2027_SC C_MW_After Competition Groups_Engine Block Heater Timer
Industrial | Ind ¦ Dairy Pre-Cooler | 2027 | SC C | MW | After Competition Groups | 0.11753 | 0 | 0 | 174.558 | 0.0006733 | 27 | Industrial_2027_SC C_MW_After Competition Groups_27 | Dairy Pre-Cooler | 0.06733% | 0 | 0.11753 | Industrial_2027_SC C_MW_After Competition Groups_Dairy Pre-Cooler
Industrial | Ind ¦ Efficient Irrigation | 2027 | SC C | MW | After Competition Groups | 0.10751 | 0 | 0 | 174.558 | 0.00061587 | 28 | Industrial_2027_SC C_MW_After Competition Groups_28 | Efficient Irrigation | 0.06159% | 0 | 0.10751 | Industrial_2027_SC C_MW_After Competition Groups_Efficient Irrigation
Industrial | Ind ¦ Air Compressor Heat Recovery | 2027 | SC C | MW | After Competition Groups | 0.08559 | 0 | 0 | 174.558 | 0.00049033 | 29 | Industrial_2027_SC C_MW_After Competition Groups_29 | Air Compressor Heat Recovery | 0.04903% | 0 | 0.08559 | Industrial_2027_SC C_MW_After Competition Groups_Air Compressor Heat Recovery
Industrial | Ind ¦ Efficient Refrigeration Compressor | 2027 | SC C | MW | After Competition Groups | 0.057239 | 0 | 0 | 174.558 | 0.00032791 | 30 | Industrial_2027_SC C_MW_After Competition Groups_30 | Efficient Refrigeration Compressor | 0.03279% | 0 | 0.057239 | Industrial_2027_SC C_MW_After Competition Groups_Efficient Refrigeration Compressor
Industrial | Ind ¦ Heat Lamps/Heat Pad | 2027 | SC C | MW | After Competition Groups | 0.018375 | 0 | 0 | 174.558 | 0.00010527 | 31 | Industrial_2027_SC C_MW_After Competition Groups_31 | Heat Lamps/Heat Pad | 0.01053% | 0 | 0.018375 | Industrial_2027_SC C_MW_After Competition Groups_Heat Lamps/Heat Pad
Industrial | Ind ¦ Air Compressor Optimization | 2027 | SC D | MW | After Competition Groups | 29.8067 | 1637731.9637 | 1.6377 | 151.599 | 0.19662 | 1 | Industrial_2027_SC D_MW_After Competition Groups_1 | Air Compressor Optimization | 19.66% | 1.6377 | 29.8067 | Industrial_2027_SC D_MW_After Competition Groups_Air Compressor Optimization
Industrial | Ind ¦ Pump System Optimization | 2027 | SC D | MW | After Competition Groups | 22.4784 | 2912430.3619 | 2.9124 | 151.599 | 0.14828 | 2 | Industrial_2027_SC D_MW_After Competition Groups_2 | Pump System Optimization | 14.83% | 2.9124 | 22.4784 | Industrial_2027_SC D_MW_After Competition Groups_Pump System Optimization
Industrial | Ind ¦ Air Leak Survey and Repair | 2027 | SC D | MW | After Competition Groups | 17.5401 | 372477.8062 | 0.37248 | 151.599 | 0.1157 | 3 | Industrial_2027_SC D_MW_After Competition Groups_3 | Air Leak Survey and Repair | 11.57% | 0.37248 | 17.5401 | Industrial_2027_SC D_MW_After Competition Groups_Air Leak Survey and Repair
Industrial | Ind ¦ SEM | 2027 | SC D | MW | After Competition Groups | 12.4393 | 1792182.8571 | 1.7922 | 151.599 | 0.082054 | 4 | Industrial_2027_SC D_MW_After Competition Groups_4 | SEM | 8.205% | 1.7922 | 12.4393 | Industrial_2027_SC D_MW_After Competition Groups_SEM
Industrial | Ind ¦ Recommissioning | 2027 | SC D | MW | After Competition Groups | 12.0018 | 1132638.4761 | 1.1326 | 151.599 | 0.079168 | 5 | Industrial_2027_SC D_MW_After Competition Groups_5 | Recommissioning | 7.917% | 1.1326 | 12.0018 | Industrial_2027_SC D_MW_After Competition Groups_Recommissioning
Industrial | Ind ¦ Fan System Optimization | 2027 | SC D | MW | After Competition Groups | 10.8809 | 1401697.7949 | 1.4017 | 151.599 | 0.071775 | 6 | Industrial_2027_SC D_MW_After Competition Groups_6 | Fan System Optimization | 7.177% | 1.4017 | 10.8809 | Industrial_2027_SC D_MW_After Competition Groups_Fan System Optimization
Industrial | Ind ¦ Pump Equipment Upgrade | 2027 | SC D | MW | After Competition Groups | 10.0901 | 1530896.3621 | 1.5309 | 151.599 | 0.066558 | 7 | Industrial_2027_SC D_MW_After Competition Groups_7 | Pump Equipment Upgrade | 6.656% | 1.5309 | 10.0901 | Industrial_2027_SC D_MW_After Competition Groups_Pump Equipment Upgrade
Industrial | Ind ¦ Efficient Compressed Air Nozzles | 2027 | SC D | MW | After Competition Groups | 9.0169 | 327793.3112 | 0.32779 | 151.599 | 0.059478 | 8 | Industrial_2027_SC D_MW_After Competition Groups_8 | Efficient Compressed Air Nozzles | 5.948% | 0.32779 | 9.0169 | Industrial_2027_SC D_MW_After Competition Groups_Efficient Compressed Air Nozzles
Industrial | Ind ¦ High Efficiency HVAC Fans | 2027 | SC D | MW | After Competition Groups | 7.207 | 1193315.568 | 1.1933 | 151.599 | 0.04754 | 9 | Industrial_2027_SC D_MW_After Competition Groups_9 | High Efficiency HVAC Fans | 4.754% | 1.1933 | 7.207 | Industrial_2027_SC D_MW_After Competition Groups_High Efficiency HVAC Fans
Industrial | Ind ¦ Greenhouse Grow Lights | 2027 | SC D | MW | After Competition Groups | 3.4852 | 531257.1545 | 0.53126 | 151.599 | 0.022989 | 10 | Industrial_2027_SC D_MW_After Competition Groups_10 | Greenhouse Grow Lights | 2.299% | 0.53126 | 3.4852 | Industrial_2027_SC D_MW_After Competition Groups_Greenhouse Grow Lights
Industrial | Ind ¦ Improved Controls - Process Cooling | 2027 | SC D | MW | After Competition Groups | 3.3494 | 174924.3546 | 0.17492 | 151.599 | 0.022094 | 11 | Industrial_2027_SC D_MW_After Competition Groups_11 | Improved Controls - Process Cooling | 2.209% | 0.17492 | 3.3494 | Industrial_2027_SC D_MW_After Competition Groups_Improved Controls - Process Cooling
Industrial | Ind ¦ Material Handling Improvements | 2027 | SC D | MW | After Competition Groups | 2.6822 | 140057.3128 | 0.14006 | 151.599 | 0.017693 | 12 | Industrial_2027_SC D_MW_After Competition Groups_12 | Material Handling Improvements | 1.769% | 0.14006 | 2.6822 | Industrial_2027_SC D_MW_After Competition Groups_Material Handling Improvements
Industrial | Ind ¦ Cooling Tower Optimization | 2027 | SC D | MW | After Competition Groups | 2.2544 | 315755.8656 | 0.31576 | 151.599 | 0.014871 | 13 | Industrial_2027_SC D_MW_After Competition Groups_13 | Cooling Tower Optimization | 1.487% | 0.31576 | 2.2544 | Industrial_2027_SC D_MW_After Competition Groups_Cooling Tower Optimization
Industrial | Ind ¦ Process Optimization (Elec) | 2027 | SC D | MW | After Competition Groups | 2.2368 | 204653.5255 | 0.20465 | 151.599 | 0.014754 | 14 | Industrial_2027_SC D_MW_After Competition Groups_14 | Process Optimization (Elec) | 1.475% | 0.20465 | 2.2368 | Industrial_2027_SC D_MW_After Competition Groups_Process Optimization (Elec)
Industrial | Ind ¦ Ventilation Optimization | 2027 | SC D | MW | After Competition Groups | 1.7039 | 281832.121 | 0.28183 | 151.599 | 0.01124 | 15 | Industrial_2027_SC D_MW_After Competition Groups_15 | Ventilation Optimization | 1.124% | 0.28183 | 1.7039 | Industrial_2027_SC D_MW_After Competition Groups_Ventilation Optimization
Industrial | Ind ¦ Refiner Plate Improvements | 2027 | SC D | MW | After Competition Groups | 1.0258 | 130804.6688 | 0.1308 | 151.599 | 0.0067662 | 16 | Industrial_2027_SC D_MW_After Competition Groups_16 | Refiner Plate Improvements | 0.6766% | 0.1308 | 1.0258 | Industrial_2027_SC D_MW_After Competition Groups_Refiner Plate Improvements
Industrial | Ind ¦ VAV Conversion Project | 2027 | SC D | MW | After Competition Groups | 0.52459 | 130916.8933 | 0.13092 | 151.599 | 0.0034603 | 17 | Industrial_2027_SC D_MW_After Competition Groups_17 | VAV Conversion Project | 0.346% | 0.13092 | 0.52459 | Industrial_2027_SC D_MW_After Competition Groups_VAV Conversion Project
Industrial | Ind ¦ Process Heat Recovery | 2027 | SC D | MW | After Competition Groups | 0.47599 | 101693.1702 | 0.10169 | 151.599 | 0.0031398 | 18 | Industrial_2027_SC D_MW_After Competition Groups_18 | Process Heat Recovery | 0.314% | 0.10169 | 0.47599 | Industrial_2027_SC D_MW_After Competition Groups_Process Heat Recovery
Industrial | Ind ¦ Process Improvements | 2027 | SC D | MW | After Competition Groups | 0.43496 | 40589.9222 | 0.04059 | 151.599 | 0.0028691 | 19 | Industrial_2027_SC D_MW_After Competition Groups_19 | Process Improvements | 0.2869% | 0.04059 | 0.43496 | Industrial_2027_SC D_MW_After Competition Groups_Process Improvements
Industrial | Ind ¦ HE Lighting | 2027 | SC D | MW | After Competition Groups | 0.32764 | 110967.9976 | 0.11097 | 151.599 | 0.0021612 | 20 | Industrial_2027_SC D_MW_After Competition Groups_20 | HE Lighting | 0.2161% | 0.11097 | 0.32764 | Industrial_2027_SC D_MW_After Competition Groups_HE Lighting
Industrial | Ind ¦ High Efficiency Battery Charger | 2027 | SC D | MW | After Competition Groups | 0.32111 | 68528.3519 | 0.068528 | 151.599 | 0.0021181 | 21 | Industrial_2027_SC D_MW_After Competition Groups_21 | High Efficiency Battery Charger | 0.2118% | 0.068528 | 0.32111 | Industrial_2027_SC D_MW_After Competition Groups_High Efficiency Battery Charger
Industrial | Ind ¦ Improved Controls - Process Heating | 2027 | SC D | MW | After Competition Groups | 0.27991 | 46513.2188 | 0.046513 | 151.599 | 0.0018464 | 22 | Industrial_2027_SC D_MW_After Competition Groups_22 | Improved Controls - Process Heating | 0.1846% | 0.046513 | 0.27991 | Industrial_2027_SC D_MW_After Competition Groups_Improved Controls - Process Heating
Industrial | Ind ¦ Refrigeration Compressor VFD | 2027 | SC D | MW | After Competition Groups | 0.27447 | 34965.1205 | 0.034965 | 151.599 | 0.0018105 | 23 | Industrial_2027_SC D_MW_After Competition Groups_23 | Refrigeration Compressor VFD | 0.1811% | 0.034965 | 0.27447 | Industrial_2027_SC D_MW_After Competition Groups_Refrigeration Compressor VFD
Industrial | Ind ¦ Pulp and Paper Process Improvements | 2027 | SC D | MW | After Competition Groups | 0.20273 | 36605.1822 | 0.036605 | 151.599 | 0.0013373 | 24 | Industrial_2027_SC D_MW_After Competition Groups_24 | Pulp and Paper Process Improvements | 0.1337% | 0.036605 | 0.20273 | Industrial_2027_SC D_MW_After Competition Groups_Pulp and Paper Process Improvements
Industrial | Ind ¦ Engine Block Heater Timer | 2027 | SC D | MW | After Competition Groups | 0.17715 | 16632.5801 | 0.016633 | 151.599 | 0.0011685 | 25 | Industrial_2027_SC D_MW_After Competition Groups_25 | Engine Block Heater Timer | 0.1169% | 0.016633 | 0.17715 | Industrial_2027_SC D_MW_After Competition Groups_Engine Block Heater Timer
Industrial | Ind ¦ Free Cooling | 2027 | SC D | MW | After Competition Groups | 0.11754 | 21602.4299 | 0.021602 | 151.599 | 0.00077534 | 26 | Industrial_2027_SC D_MW_After Competition Groups_26 | Free Cooling | 0.07753% | 0.021602 | 0.11754 | Industrial_2027_SC D_MW_After Competition Groups_Free Cooling
Industrial | Ind ¦ Air Compressor Heat Recovery | 2027 | SC D | MW | After Competition Groups | 0.077521 | 16659.7313 | 0.01666 | 151.599 | 0.00051135 | 27 | Industrial_2027_SC D_MW_After Competition Groups_27 | Air Compressor Heat Recovery | 0.05114% | 0.01666 | 0.077521 | Industrial_2027_SC D_MW_After Competition Groups_Air Compressor Heat Recovery
Industrial | Ind ¦ Dairy Pre-Cooler | 2027 | SC D | MW | After Competition Groups | 0.060855 | 8208.4598 | 0.0082085 | 151.599 | 0.00040142 | 28 | Industrial_2027_SC D_MW_After Competition Groups_28 | Dairy Pre-Cooler | 0.04014% | 0.0082085 | 0.060855 | Industrial_2027_SC D_MW_After Competition Groups_Dairy Pre-Cooler
Industrial | Ind ¦ Efficient Irrigation | 2027 | SC D | MW | After Competition Groups | 0.058017 | 22100.5957 | 0.022101 | 151.599 | 0.0003827 | 29 | Industrial_2027_SC D_MW_After Competition Groups_29 | Efficient Irrigation | 0.03827% | 0.022101 | 0.058017 | Industrial_2027_SC D_MW_After Competition Groups_Efficient Irrigation
Industrial | Ind ¦ Efficient Refrigeration Compressor | 2027 | SC D | MW | After Competition Groups | 0.0567 | 5604.3308 | 0.0056043 | 151.599 | 0.00037401 | 30 | Industrial_2027_SC D_MW_After Competition Groups_30 | Efficient Refrigeration Compressor | 0.0374% | 0.0056043 | 0.0567 | Industrial_2027_SC D_MW_After Competition Groups_Efficient Refrigeration Compressor
Industrial | Ind ¦ Heat Lamps/Heat Pad | 2027 | SC D | MW | After Competition Groups | 0.010977 | 2384.6361 | 0.0023846 | 151.599 | 7.2406e-05 | 31 | Industrial_2027_SC D_MW_After Competition Groups_31 | Heat Lamps/Heat Pad | 0.007241% | 0.0023846 | 0.010977 | Industrial_2027_SC D_MW_After Competition Groups_Heat Lamps/Heat Pad
Industrial | Ind ¦ Pump System Optimization | 2027 | Technical | MW | After Competition Groups | 82.8202 | 0 | 0 | 687.2432 | 0.12051 | 1 | Industrial_2027_Technical_MW_After Competition Groups_1 | Pump System Optimization | 12.05% | 0 | 82.8202 | Industrial_2027_Technical_MW_After Competition Groups_Pump System Optimization
Industrial | Ind ¦ HE Lighting | 2027 | Technical | MW | After Competition Groups | 79.4373 | 0 | 0 | 687.2432 | 0.11559 | 2 | Industrial_2027_Technical_MW_After Competition Groups_2 | HE Lighting | 11.56% | 0 | 79.4373 | Industrial_2027_Technical_MW_After Competition Groups_HE Lighting
Industrial | Ind ¦ Air Leak Survey and Repair | 2027 | Technical | MW | After Competition Groups | 74.5022 | 0 | 0 | 687.2432 | 0.10841 | 3 | Industrial_2027_Technical_MW_After Competition Groups_3 | Air Leak Survey and Repair | 10.84% | 0 | 74.5022 | Industrial_2027_Technical_MW_After Competition Groups_Air Leak Survey and Repair
Industrial | Ind ¦ Recommissioning | 2027 | Technical | MW | After Competition Groups | 52.9324 | 0 | 0 | 687.2432 | 0.077021 | 4 | Industrial_2027_Technical_MW_After Competition Groups_4 | Recommissioning | 7.702% | 0 | 52.9324 | Industrial_2027_Technical_MW_After Competition Groups_Recommissioning
Industrial | Ind ¦ SEM | 2027 | Technical | MW | After Competition Groups | 52.9324 | 0 | 0 | 687.2432 | 0.077021 | 5 | Industrial_2027_Technical_MW_After Competition Groups_5 | SEM | 7.702% | 0 | 52.9324 | Industrial_2027_Technical_MW_After Competition Groups_SEM
Industrial | Ind ¦ Air Compressor Optimization | 2027 | Technical | MW | After Competition Groups | 50.6356 | 0 | 0 | 687.2432 | 0.073679 | 6 | Industrial_2027_Technical_MW_After Competition Groups_6 | Air Compressor Optimization | 7.368% | 0 | 50.6356 | Industrial_2027_Technical_MW_After Competition Groups_Air Compressor Optimization
Industrial | Ind ¦ Efficient Compressed Air Nozzles | 2027 | Technical | MW | After Competition Groups | 49.427 | 0 | 0 | 687.2432 | 0.071921 | 7 | Industrial_2027_Technical_MW_After Competition Groups_7 | Efficient Compressed Air Nozzles | 7.192% | 0 | 49.427 | Industrial_2027_Technical_MW_After Competition Groups_Efficient Compressed Air Nozzles
Industrial | Ind ¦ Pump Equipment Upgrade | 2027 | Technical | MW | After Competition Groups | 37.8919 | 0 | 0 | 687.2432 | 0.055136 | 8 | Industrial_2027_Technical_MW_After Competition Groups_8 | Pump Equipment Upgrade | 5.514% | 0 | 37.8919 | Industrial_2027_Technical_MW_After Competition Groups_Pump Equipment Upgrade
Industrial | Ind ¦ High Efficiency HVAC Fans | 2027 | Technical | MW | After Competition Groups | 24.7249 | 0 | 0 | 687.2432 | 0.035977 | 9 | Industrial_2027_Technical_MW_After Competition Groups_9 | High Efficiency HVAC Fans | 3.598% | 0 | 24.7249 | Industrial_2027_Technical_MW_After Competition Groups_High Efficiency HVAC Fans
Industrial | Ind ¦ Process Optimization (Elec) | 2027 | Technical | MW | After Competition Groups | 21.5523 | 0 | 0 | 687.2432 | 0.031361 | 10 | Industrial_2027_Technical_MW_After Competition Groups_10 | Process Optimization (Elec) | 3.136% | 0 | 21.5523 | Industrial_2027_Technical_MW_After Competition Groups_Process Optimization (Elec)
Industrial | Ind ¦ Greenhouse Grow Lights | 2027 | Technical | MW | After Competition Groups | 20.0264 | 0 | 0 | 687.2432 | 0.02914 | 11 | Industrial_2027_Technical_MW_After Competition Groups_11 | Greenhouse Grow Lights | 2.914% | 0 | 20.0264 | Industrial_2027_Technical_MW_After Competition Groups_Greenhouse Grow Lights
Industrial | Ind ¦ Premium Efficient Motors | 2027 | Technical | MW | After Competition Groups | 19.4384 | 0 | 0 | 687.2432 | 0.028285 | 12 | Industrial_2027_Technical_MW_After Competition Groups_12 | Premium Efficient Motors | 2.828% | 0 | 19.4384 | Industrial_2027_Technical_MW_After Competition Groups_Premium Efficient Motors
Industrial | Ind ¦ Fan System Optimization | 2027 | Technical | MW | After Competition Groups | 18.215 | 0 | 0 | 687.2432 | 0.026504 | 13 | Industrial_2027_Technical_MW_After Competition Groups_13 | Fan System Optimization | 2.65% | 0 | 18.215 | Industrial_2027_Technical_MW_After Competition Groups_Fan System Optimization
Industrial | Ind ¦ Improved Controls - Process Cooling | 2027 | Technical | MW | After Competition Groups | 13.7661 | 0 | 0 | 687.2432 | 0.020031 | 14 | Industrial_2027_Technical_MW_After Competition Groups_14 | Improved Controls - Process Cooling | 2.003% | 0 | 13.7661 | Industrial_2027_Technical_MW_After Competition Groups_Improved Controls - Process Cooling
Industrial | Ind ¦ Ventilation Optimization | 2027 | Technical | MW | After Competition Groups | 9.1528 | 0 | 0 | 687.2432 | 0.013318 | 15 | Industrial_2027_Technical_MW_After Competition Groups_15 | Ventilation Optimization | 1.332% | 0 | 9.1528 | Industrial_2027_Technical_MW_After Competition Groups_Ventilation Optimization
Industrial | Ind ¦ HE HVAC Controls | 2027 | Technical | MW | After Competition Groups | 8.78 | 0 | 0 | 687.2432 | 0.012776 | 16 | Industrial_2027_Technical_MW_After Competition Groups_16 | HE HVAC Controls | 1.278% | 0 | 8.78 | Industrial_2027_Technical_MW_After Competition Groups_HE HVAC Controls
Industrial | Ind ¦ Pulp and Paper Process Improvements | 2027 | Technical | MW | After Competition Groups | 8.0379 | 0 | 0 | 687.2432 | 0.011696 | 17 | Industrial_2027_Technical_MW_After Competition Groups_17 | Pulp and Paper Process Improvements | 1.17% | 0 | 8.0379 | Industrial_2027_Technical_MW_After Competition Groups_Pulp and Paper Process Improvements
Industrial | Ind ¦ Material Handling Improvements | 2027 | Technical | MW | After Competition Groups | 7.2885 | 0 | 0 | 687.2432 | 0.010605 | 18 | Industrial_2027_Technical_MW_After Competition Groups_18 | Material Handling Improvements | 1.061% | 0 | 7.2885 | Industrial_2027_Technical_MW_After Competition Groups_Material Handling Improvements
Industrial | Ind ¦ HVLS Fans | 2027 | Technical | MW | After Competition Groups | 5.9211 | 0 | 0 | 687.2432 | 0.0086157 | 19 | Industrial_2027_Technical_MW_After Competition Groups_19 | HVLS Fans | 0.8616% | 0 | 5.9211 | Industrial_2027_Technical_MW_After Competition Groups_HVLS Fans
Industrial | Ind ¦ Refiner Plate Improvements | 2027 | Technical | MW | After Competition Groups | 5.9113 | 0 | 0 | 687.2432 | 0.0086014 | 20 | Industrial_2027_Technical_MW_After Competition Groups_20 | Refiner Plate Improvements | 0.8601% | 0 | 5.9113 | Industrial_2027_Technical_MW_After Competition Groups_Refiner Plate Improvements
Industrial | Ind ¦ HE HVAC Units | 2027 | Technical | MW | After Competition Groups | 5.4005 | 0 | 0 | 687.2432 | 0.0078582 | 21 | Industrial_2027_Technical_MW_After Competition Groups_21 | HE HVAC Units | 0.7858% | 0 | 5.4005 | Industrial_2027_Technical_MW_After Competition Groups_HE HVAC Units
Industrial | Ind ¦ Chiller Optimization | 2027 | Technical | MW | After Competition Groups | 5.3875 | 0 | 0 | 687.2432 | 0.0078393 | 22 | Industrial_2027_Technical_MW_After Competition Groups_22 | Chiller Optimization | 0.7839% | 0 | 5.3875 | Industrial_2027_Technical_MW_After Competition Groups_Chiller Optimization
Industrial | Ind ¦ Cooling Tower Optimization | 2027 | Technical | MW | After Competition Groups | 4.2089 | 0 | 0 | 687.2432 | 0.0061243 | 23 | Industrial_2027_Technical_MW_After Competition Groups_23 | Cooling Tower Optimization | 0.6124% | 0 | 4.2089 | Industrial_2027_Technical_MW_After Competition Groups_Cooling Tower Optimization
Industrial | Ind ¦ Free Cooling | 2027 | Technical | MW | After Competition Groups | 3.522 | 0 | 0 | 687.2432 | 0.0051248 | 24 | Industrial_2027_Technical_MW_After Competition Groups_24 | Free Cooling | 0.5125% | 0 | 3.522 | Industrial_2027_Technical_MW_After Competition Groups_Free Cooling
Industrial | Ind ¦ VAV Conversion Project | 2027 | Technical | MW | After Competition Groups | 3.0498 | 0 | 0 | 687.2432 | 0.0044377 | 25 | Industrial_2027_Technical_MW_After Competition Groups_25 | VAV Conversion Project | 0.4438% | 0 | 3.0498 | Industrial_2027_Technical_MW_After Competition Groups_VAV Conversion Project
Industrial | Ind ¦ Cold Storage Retrofit | 2027 | Technical | MW | After Competition Groups | 2.8957 | 0 | 0 | 687.2432 | 0.0042136 | 26 | Industrial_2027_Technical_MW_After Competition Groups_26 | Cold Storage Retrofit | 0.4214% | 0 | 2.8957 | Industrial_2027_Technical_MW_After Competition Groups_Cold Storage Retrofit
Industrial | Ind ¦ Process Heat Recovery | 2027 | Technical | MW | After Competition Groups | 2.7679 | 0 | 0 | 687.2432 | 0.0040276 | 27 | Industrial_2027_Technical_MW_After Competition Groups_27 | Process Heat Recovery | 0.4028% | 0 | 2.7679 | Industrial_2027_Technical_MW_After Competition Groups_Process Heat Recovery
Industrial | Ind ¦ Synchronous Belts | 2027 | Technical | MW | After Competition Groups | 2.667 | 0 | 0 | 687.2432 | 0.0038808 | 28 | Industrial_2027_Technical_MW_After Competition Groups_28 | Synchronous Belts | 0.3881% | 0 | 2.667 | Industrial_2027_Technical_MW_After Competition Groups_Synchronous Belts
Industrial | Ind ¦ High Efficiency Battery Charger | 2027 | Technical | MW | After Competition Groups | 2.4791 | 0 | 0 | 687.2432 | 0.0036073 | 29 | Industrial_2027_Technical_MW_After Competition Groups_29 | High Efficiency Battery Charger | 0.3607% | 0 | 2.4791 | Industrial_2027_Technical_MW_After Competition Groups_High Efficiency Battery Charger
Industrial | Ind ¦ Process Improvements | 2027 | Technical | MW | After Competition Groups | 2.1631 | 0 | 0 | 687.2432 | 0.0031475 | 30 | Industrial_2027_Technical_MW_After Competition Groups_30 | Process Improvements | 0.3147% | 0 | 2.1631 | Industrial_2027_Technical_MW_After Competition Groups_Process Improvements
Industrial | Ind ¦ Efficient Irrigation | 2027 | Technical | MW | After Competition Groups | 2.0445 | 0 | 0 | 687.2432 | 0.0029749 | 31 | Industrial_2027_Technical_MW_After Competition Groups_31 | Efficient Irrigation | 0.2975% | 0 | 2.0445 | Industrial_2027_Technical_MW_After Competition Groups_Efficient Irrigation
Industrial | Ind ¦ Refrigeration Compressor VFD | 2027 | Technical | MW | After Competition Groups | 1.3487 | 0 | 0 | 687.2432 | 0.0019625 | 32 | Industrial_2027_Technical_MW_After Competition Groups_32 | Refrigeration Compressor VFD | 0.1963% | 0 | 1.3487 | Industrial_2027_Technical_MW_After Competition Groups_Refrigeration Compressor VFD
Industrial | Ind ¦ Improved Controls - Process Heating | 2027 | Technical | MW | After Competition Groups | 1.3104 | 0 | 0 | 687.2432 | 0.0019067 | 33 | Industrial_2027_Technical_MW_After Competition Groups_33 | Improved Controls - Process Heating | 0.1907% | 0 | 1.3104 | Industrial_2027_Technical_MW_After Competition Groups_Improved Controls - Process Heating
Industrial | Ind ¦ Efficient Transformer | 2027 | Technical | MW | After Competition Groups | 1.2437 | 0 | 0 | 687.2432 | 0.0018097 | 34 | Industrial_2027_Technical_MW_After Competition Groups_34 | Efficient Transformer | 0.181% | 0 | 1.2437 | Industrial_2027_Technical_MW_After Competition Groups_Efficient Transformer
Industrial | Ind ¦ High Efficiency Welders | 2027 | Technical | MW | After Competition Groups | 1.0012 | 0 | 0 | 687.2432 | 0.0014568 | 35 | Industrial_2027_Technical_MW_After Competition Groups_35 | High Efficiency Welders | 0.1457% | 0 | 1.0012 | Industrial_2027_Technical_MW_After Competition Groups_High Efficiency Welders
Industrial | Ind ¦ Engine Block Heater Timer | 2027 | Technical | MW | After Competition Groups | 0.82603 | 0 | 0 | 687.2432 | 0.001202 | 36 | Industrial_2027_Technical_MW_After Competition Groups_36 | Engine Block Heater Timer | 0.1202% | 0 | 0.82603 | Industrial_2027_Technical_MW_After Competition Groups_Engine Block Heater Timer
Industrial | Ind ¦ Dairy Pre-Cooler | 2027 | Technical | MW | After Competition Groups | 0.56076 | 0 | 0 | 687.2432 | 0.00081595 | 37 | Industrial_2027_Technical_MW_After Competition Groups_37 | Dairy Pre-Cooler | 0.0816% | 0 | 0.56076 | Industrial_2027_Technical_MW_After Competition Groups_Dairy Pre-Cooler
Industrial | Ind ¦ Air Compressor Heat Recovery | 2027 | Technical | MW | After Competition Groups | 0.35957 | 0 | 0 | 687.2432 | 0.0005232 | 38 | Industrial_2027_Technical_MW_After Competition Groups_38 | Air Compressor Heat Recovery | 0.05232% | 0 | 0.35957 | Industrial_2027_Technical_MW_After Competition Groups_Air Compressor Heat Recovery
Industrial | Ind ¦ Optimize Compressed Air Dryer | 2027 | Technical | MW | After Competition Groups | 0.26039 | 0 | 0 | 687.2432 | 0.00037889 | 39 | Industrial_2027_Technical_MW_After Competition Groups_39 | Optimize Compressed Air Dryer | 0.03789% | 0 | 0.26039 | Industrial_2027_Technical_MW_After Competition Groups_Optimize Compressed Air Dryer
Industrial | Ind ¦ Heat Lamps/Heat Pad | 2027 | Technical | MW | After Competition Groups | 0.13284 | 0 | 0 | 687.2432 | 0.00019329 | 40 | Industrial_2027_Technical_MW_After Competition Groups_40 | Heat Lamps/Heat Pad | 0.01933% | 0 | 0.13284 | Industrial_2027_Technical_MW_After Competition Groups_Heat Lamps/Heat Pad
Industrial | Ind ¦ Efficient Refrigeration Compressor | 2027 | Technical | MW | After Competition Groups | 0.11452 | 0 | 0 | 687.2432 | 0.00016663 | 41 | Industrial_2027_Technical_MW_After Competition Groups_41 | Efficient Refrigeration Compressor | 0.01666% | 0 | 0.11452 | Industrial_2027_Technical_MW_After Competition Groups_Efficient Refrigeration Compressor
Industrial | Ind ¦ Creep Heat Controller | 2027 | Technical | MW | After Competition Groups | 0.10517 | 0 | 0 | 687.2432 | 0.00015303 | 42 | Industrial_2027_Technical_MW_After Competition Groups_42 | Creep Heat Controller | 0.0153% | 0 | 0.10517 | Industrial_2027_Technical_MW_After Competition Groups_Creep Heat Controller
Industrial | Ind ¦ Pump System Optimization | 2028 | Economic | MW | After Competition Groups | 82.689 | 0 | 0 | 585.6785 | 0.14118 | 1 | Industrial_2028_Economic_MW_After Competition Groups_1 | Pump System Optimization | 14.12% | 0 | 82.689 | Industrial_2028_Economic_MW_After Competition Groups_Pump System Optimization
Industrial | Ind ¦ Air Leak Survey and Repair | 2028 | Economic | MW | After Competition Groups | 74.5193 | 0 | 0 | 585.6785 | 0.12724 | 2 | Industrial_2028_Economic_MW_After Competition Groups_2 | Air Leak Survey and Repair | 12.72% | 0 | 74.5193 | Industrial_2028_Economic_MW_After Competition Groups_Air Leak Survey and Repair
Industrial | Ind ¦ Recommissioning | 2028 | Economic | MW | After Competition Groups | 52.7851 | 0 | 0 | 585.6785 | 0.090126 | 3 | Industrial_2028_Economic_MW_After Competition Groups_3 | Recommissioning | 9.013% | 0 | 52.7851 | Industrial_2028_Economic_MW_After Competition Groups_Recommissioning
Industrial | Ind ¦ SEM | 2028 | Economic | MW | After Competition Groups | 52.7851 | 0 | 0 | 585.6785 | 0.090126 | 4 | Industrial_2028_Economic_MW_After Competition Groups_4 | SEM | 9.013% | 0 | 52.7851 | Industrial_2028_Economic_MW_After Competition Groups_SEM
Industrial | Ind ¦ Air Compressor Optimization | 2028 | Economic | MW | After Competition Groups | 51.9078 | 0 | 0 | 585.6785 | 0.088629 | 5 | Industrial_2028_Economic_MW_After Competition Groups_5 | Air Compressor Optimization | 8.863% | 0 | 51.9078 | Industrial_2028_Economic_MW_After Competition Groups_Air Compressor Optimization
Industrial | Ind ¦ Efficient Compressed Air Nozzles | 2028 | Economic | MW | After Competition Groups | 50.7555 | 0 | 0 | 585.6785 | 0.086661 | 6 | Industrial_2028_Economic_MW_After Competition Groups_6 | Efficient Compressed Air Nozzles | 8.666% | 0 | 50.7555 | Industrial_2028_Economic_MW_After Competition Groups_Efficient Compressed Air Nozzles
Industrial | Ind ¦ Pump Equipment Upgrade | 2028 | Economic | MW | After Competition Groups | 38.8428 | 0 | 0 | 585.6785 | 0.066321 | 7 | Industrial_2028_Economic_MW_After Competition Groups_7 | Pump Equipment Upgrade | 6.632% | 0 | 38.8428 | Industrial_2028_Economic_MW_After Competition Groups_Pump Equipment Upgrade
Industrial | Ind ¦ HE Lighting | 2028 | Economic | MW | After Competition Groups | 32.628 | 0 | 0 | 585.6785 | 0.05571 | 8 | Industrial_2028_Economic_MW_After Competition Groups_8 | HE Lighting | 5.571% | 0 | 32.628 | Industrial_2028_Economic_MW_After Competition Groups_HE Lighting
Industrial | Ind ¦ High Efficiency HVAC Fans | 2028 | Economic | MW | After Competition Groups | 25.1277 | 0 | 0 | 585.6785 | 0.042904 | 9 | Industrial_2028_Economic_MW_After Competition Groups_9 | High Efficiency HVAC Fans | 4.29% | 0 | 25.1277 | Industrial_2028_Economic_MW_After Competition Groups_High Efficiency HVAC Fans
Industrial | Ind ¦ Process Optimization (Elec) | 2028 | Economic | MW | After Competition Groups | 21.4716 | 0 | 0 | 585.6785 | 0.036661 | 10 | Industrial_2028_Economic_MW_After Competition Groups_10 | Process Optimization (Elec) | 3.666% | 0 | 21.4716 | Industrial_2028_Economic_MW_After Competition Groups_Process Optimization (Elec)
Industrial | Ind ¦ Greenhouse Grow Lights | 2028 | Economic | MW | After Competition Groups | 20.3739 | 0 | 0 | 585.6785 | 0.034787 | 11 | Industrial_2028_Economic_MW_After Competition Groups_11 | Greenhouse Grow Lights | 3.479% | 0 | 20.3739 | Industrial_2028_Economic_MW_After Competition Groups_Greenhouse Grow Lights
Industrial | Ind ¦ Fan System Optimization | 2028 | Economic | MW | After Competition Groups | 18.4776 | 0 | 0 | 585.6785 | 0.031549 | 12 | Industrial_2028_Economic_MW_After Competition Groups_12 | Fan System Optimization | 3.155% | 0 | 18.4776 | Industrial_2028_Economic_MW_After Competition Groups_Fan System Optimization
Industrial | Ind ¦ Improved Controls - Process Cooling | 2028 | Economic | MW | After Competition Groups | 13.709 | 0 | 0 | 585.6785 | 0.023407 | 13 | Industrial_2028_Economic_MW_After Competition Groups_13 | Improved Controls - Process Cooling | 2.341% | 0 | 13.709 | Industrial_2028_Economic_MW_After Competition Groups_Improved Controls - Process Cooling
Industrial | Ind ¦ Pulp and Paper Process Improvements | 2028 | Economic | MW | After Competition Groups | 8.0554 | 0 | 0 | 585.6785 | 0.013754 | 14 | Industrial_2028_Economic_MW_After Competition Groups_14 | Pulp and Paper Process Improvements | 1.375% | 0 | 8.0554 | Industrial_2028_Economic_MW_After Competition Groups_Pulp and Paper Process Improvements
Industrial | Ind ¦ Material Handling Improvements | 2028 | Economic | MW | After Competition Groups | 7.4812 | 0 | 0 | 585.6785 | 0.012774 | 15 | Industrial_2028_Economic_MW_After Competition Groups_15 | Material Handling Improvements | 1.277% | 0 | 7.4812 | Industrial_2028_Economic_MW_After Competition Groups_Material Handling Improvements
Industrial | Ind ¦ Refiner Plate Improvements | 2028 | Economic | MW | After Competition Groups | 6.1107 | 0 | 0 | 585.6785 | 0.010434 | 16 | Industrial_2028_Economic_MW_After Competition Groups_16 | Refiner Plate Improvements | 1.043% | 0 | 6.1107 | Industrial_2028_Economic_MW_After Competition Groups_Refiner Plate Improvements
Industrial | Ind ¦ Cooling Tower Optimization | 2028 | Economic | MW | After Competition Groups | 4.187 | 0 | 0 | 585.6785 | 0.0071489 | 17 | Industrial_2028_Economic_MW_After Competition Groups_17 | Cooling Tower Optimization | 0.7149% | 0 | 4.187 | Industrial_2028_Economic_MW_After Competition Groups_Cooling Tower Optimization
Industrial | Ind ¦ Free Cooling | 2028 | Economic | MW | After Competition Groups | 3.5149 | 0 | 0 | 585.6785 | 0.0060013 | 18 | Industrial_2028_Economic_MW_After Competition Groups_18 | Free Cooling | 0.6001% | 0 | 3.5149 | Industrial_2028_Economic_MW_After Competition Groups_Free Cooling
Industrial | Ind ¦ Ventilation Optimization | 2028 | Economic | MW | After Competition Groups | 3.4129 | 0 | 0 | 585.6785 | 0.0058272 | 19 | Industrial_2028_Economic_MW_After Competition Groups_19 | Ventilation Optimization | 0.5827% | 0 | 3.4129 | Industrial_2028_Economic_MW_After Competition Groups_Ventilation Optimization
Industrial | Ind ¦ VAV Conversion Project | 2028 | Economic | MW | After Competition Groups | 2.9957 | 0 | 0 | 585.6785 | 0.0051149 | 20 | Industrial_2028_Economic_MW_After Competition Groups_20 | VAV Conversion Project | 0.5115% | 0 | 2.9957 | Industrial_2028_Economic_MW_After Competition Groups_VAV Conversion Project
Industrial | Ind ¦ Process Heat Recovery | 2028 | Economic | MW | After Competition Groups | 2.7624 | 0 | 0 | 585.6785 | 0.0047165 | 21 | Industrial_2028_Economic_MW_After Competition Groups_21 | Process Heat Recovery | 0.4717% | 0 | 2.7624 | Industrial_2028_Economic_MW_After Competition Groups_Process Heat Recovery
Industrial | Ind ¦ High Efficiency Battery Charger | 2028 | Economic | MW | After Competition Groups | 2.5459 | 0 | 0 | 585.6785 | 0.0043469 | 22 | Industrial_2028_Economic_MW_After Competition Groups_22 | High Efficiency Battery Charger | 0.4347% | 0 | 2.5459 | Industrial_2028_Economic_MW_After Competition Groups_High Efficiency Battery Charger
Industrial | Ind ¦ Process Improvements | 2028 | Economic | MW | After Competition Groups | 2.1667 | 0 | 0 | 585.6785 | 0.0036995 | 23 | Industrial_2028_Economic_MW_After Competition Groups_23 | Process Improvements | 0.3699% | 0 | 2.1667 | Industrial_2028_Economic_MW_After Competition Groups_Process Improvements
Industrial | Ind ¦ Efficient Irrigation | 2028 | Economic | MW | After Competition Groups | 2.0909 | 0 | 0 | 585.6785 | 0.00357 | 24 | Industrial_2028_Economic_MW_After Competition Groups_24 | Efficient Irrigation | 0.357% | 0 | 2.0909 | Industrial_2028_Economic_MW_After Competition Groups_Efficient Irrigation
Industrial | Ind ¦ Refrigeration Compressor VFD | 2028 | Economic | MW | After Competition Groups | 1.3828 | 0 | 0 | 585.6785 | 0.002361 | 25 | Industrial_2028_Economic_MW_After Competition Groups_25 | Refrigeration Compressor VFD | 0.2361% | 0 | 1.3828 | Industrial_2028_Economic_MW_After Competition Groups_Refrigeration Compressor VFD
Industrial | Ind ¦ Improved Controls - Process Heating | 2028 | Economic | MW | After Competition Groups | 1.3093 | 0 | 0 | 585.6785 | 0.0022356 | 26 | Industrial_2028_Economic_MW_After Competition Groups_26 | Improved Controls - Process Heating | 0.2236% | 0 | 1.3093 | Industrial_2028_Economic_MW_After Competition Groups_Improved Controls - Process Heating
Industrial | Ind ¦ Engine Block Heater Timer | 2028 | Economic | MW | After Competition Groups | 0.82782 | 0 | 0 | 585.6785 | 0.0014134 | 27 | Industrial_2028_Economic_MW_After Competition Groups_27 | Engine Block Heater Timer | 0.1413% | 0 | 0.82782 | Industrial_2028_Economic_MW_After Competition Groups_Engine Block Heater Timer
Industrial | Ind ¦ Air Compressor Heat Recovery | 2028 | Economic | MW | After Competition Groups | 0.3573 | 0 | 0 | 585.6785 | 0.00061006 | 28 | Industrial_2028_Economic_MW_After Competition Groups_28 | Air Compressor Heat Recovery | 0.06101% | 0 | 0.3573 | Industrial_2028_Economic_MW_After Competition Groups_Air Compressor Heat Recovery
Industrial | Ind ¦ Dairy Pre-Cooler | 2028 | Economic | MW | After Competition Groups | 0.2817 | 0 | 0 | 585.6785 | 0.00048098 | 29 | Industrial_2028_Economic_MW_After Competition Groups_29 | Dairy Pre-Cooler | 0.0481% | 0 | 0.2817 | Industrial_2028_Economic_MW_After Competition Groups_Dairy Pre-Cooler
Industrial | Ind ¦ Efficient Refrigeration Compressor | 2028 | Economic | MW | After Competition Groups | 0.11678 | 0 | 0 | 585.6785 | 0.00019939 | 30 | Industrial_2028_Economic_MW_After Competition Groups_30 | Efficient Refrigeration Compressor | 0.01994% | 0 | 0.11678 | Industrial_2028_Economic_MW_After Competition Groups_Efficient Refrigeration Compressor
Industrial | Ind ¦ Heat Lamps/Heat Pad | 2028 | Economic | MW | After Competition Groups | 0.0070026 | 0 | 0 | 585.6785 | 1.1956e-05 | 31 | Industrial_2028_Economic_MW_After Competition Groups_31 | Heat Lamps/Heat Pad | 0.001196% | 0 | 0.0070026 | Industrial_2028_Economic_MW_After Competition Groups_Heat Lamps/Heat Pad
Industrial | Ind ¦ Air Compressor Optimization | 2028 | SC A | MW | After Competition Groups | 33.1566 | 0 | 0 | 175.9948 | 0.1884 | 1 | Industrial_2028_SC A_MW_After Competition Groups_1 | Air Compressor Optimization | 18.84% | 0 | 33.1566 | Industrial_2028_SC A_MW_After Competition Groups_Air Compressor Optimization
Industrial | Ind ¦ Pump System Optimization | 2028 | SC A | MW | After Competition Groups | 28.2672 | 0 | 0 | 175.9948 | 0.16061 | 2 | Industrial_2028_SC A_MW_After Competition Groups_2 | Pump System Optimization | 16.06% | 0 | 28.2672 | Industrial_2028_SC A_MW_After Competition Groups_Pump System Optimization
Industrial | Ind ¦ Air Leak Survey and Repair | 2028 | SC A | MW | After Competition Groups | 20.403 | 0 | 0 | 175.9948 | 0.11593 | 3 | Industrial_2028_SC A_MW_After Competition Groups_3 | Air Leak Survey and Repair | 11.59% | 0 | 20.403 | Industrial_2028_SC A_MW_After Competition Groups_Air Leak Survey and Repair
Industrial | Ind ¦ Recommissioning | 2028 | SC A | MW | After Competition Groups | 14.444 | 0 | 0 | 175.9948 | 0.082071 | 4 | Industrial_2028_SC A_MW_After Competition Groups_4 | Recommissioning | 8.207% | 0 | 14.444 | Industrial_2028_SC A_MW_After Competition Groups_Recommissioning
Industrial | Ind ¦ SEM | 2028 | SC A | MW | After Competition Groups | 14.444 | 0 | 0 | 175.9948 | 0.082071 | 5 | Industrial_2028_SC A_MW_After Competition Groups_5 | SEM | 8.207% | 0 | 14.444 | Industrial_2028_SC A_MW_After Competition Groups_SEM
Industrial | Ind ¦ Pump Equipment Upgrade | 2028 | SC A | MW | After Competition Groups | 12.5873 | 0 | 0 | 175.9948 | 0.071521 | 6 | Industrial_2028_SC A_MW_After Competition Groups_6 | Pump Equipment Upgrade | 7.152% | 0 | 12.5873 | Industrial_2028_SC A_MW_After Competition Groups_Pump Equipment Upgrade
Industrial | Ind ¦ Fan System Optimization | 2028 | SC A | MW | After Competition Groups | 11.3062 | 0 | 0 | 175.9948 | 0.064242 | 7 | Industrial_2028_SC A_MW_After Competition Groups_7 | Fan System Optimization | 6.424% | 0 | 11.3062 | Industrial_2028_SC A_MW_After Competition Groups_Fan System Optimization
Industrial | Ind ¦ Efficient Compressed Air Nozzles | 2028 | SC A | MW | After Competition Groups | 10.7149 | 0 | 0 | 175.9948 | 0.060882 | 8 | Industrial_2028_SC A_MW_After Competition Groups_8 | Efficient Compressed Air Nozzles | 6.088% | 0 | 10.7149 | Industrial_2028_SC A_MW_After Competition Groups_Efficient Compressed Air Nozzles
Industrial | Ind ¦ High Efficiency HVAC Fans | 2028 | SC A | MW | After Competition Groups | 8.6513 | 0 | 0 | 175.9948 | 0.049157 | 9 | Industrial_2028_SC A_MW_After Competition Groups_9 | High Efficiency HVAC Fans | 4.916% | 0 | 8.6513 | Industrial_2028_SC A_MW_After Competition Groups_High Efficiency HVAC Fans
Industrial | Ind ¦ Greenhouse Grow Lights | 2028 | SC A | MW | After Competition Groups | 4.5092 | 0 | 0 | 175.9948 | 0.025621 | 10 | Industrial_2028_SC A_MW_After Competition Groups_10 | Greenhouse Grow Lights | 2.562% | 0 | 4.5092 | Industrial_2028_SC A_MW_After Competition Groups_Greenhouse Grow Lights
Industrial | Ind ¦ Improved Controls - Process Cooling | 2028 | SC A | MW | After Competition Groups | 3.8853 | 0 | 0 | 175.9948 | 0.022076 | 11 | Industrial_2028_SC A_MW_After Competition Groups_11 | Improved Controls - Process Cooling | 2.208% | 0 | 3.8853 | Industrial_2028_SC A_MW_After Competition Groups_Improved Controls - Process Cooling
Industrial | Ind ¦ Material Handling Improvements | 2028 | SC A | MW | After Competition Groups | 2.9996 | 0 | 0 | 175.9948 | 0.017044 | 12 | Industrial_2028_SC A_MW_After Competition Groups_12 | Material Handling Improvements | 1.704% | 0 | 2.9996 | Industrial_2028_SC A_MW_After Competition Groups_Material Handling Improvements
Industrial | Ind ¦ Process Optimization (Elec) | 2028 | SC A | MW | After Competition Groups | 2.5878 | 0 | 0 | 175.9948 | 0.014704 | 13 | Industrial_2028_SC A_MW_After Competition Groups_13 | Process Optimization (Elec) | 1.47% | 0 | 2.5878 | Industrial_2028_SC A_MW_After Competition Groups_Process Optimization (Elec)
Industrial | Ind ¦ Refiner Plate Improvements | 2028 | SC A | MW | After Competition Groups | 1.2211 | 0 | 0 | 175.9948 | 0.0069384 | 14 | Industrial_2028_SC A_MW_After Competition Groups_14 | Refiner Plate Improvements | 0.6938% | 0 | 1.2211 | Industrial_2028_SC A_MW_After Competition Groups_Refiner Plate Improvements
Industrial | Ind ¦ Ventilation Optimization | 2028 | SC A | MW | After Competition Groups | 0.93773 | 0 | 0 | 175.9948 | 0.0053282 | 15 | Industrial_2028_SC A_MW_After Competition Groups_15 | Ventilation Optimization | 0.5328% | 0 | 0.93773 | Industrial_2028_SC A_MW_After Competition Groups_Ventilation Optimization
Industrial | Ind ¦ VAV Conversion Project | 2028 | SC A | MW | After Competition Groups | 0.87772 | 0 | 0 | 175.9948 | 0.0049872 | 16 | Industrial_2028_SC A_MW_After Competition Groups_16 | VAV Conversion Project | 0.4987% | 0 | 0.87772 | Industrial_2028_SC A_MW_After Competition Groups_VAV Conversion Project
Industrial | Ind ¦ Pulp and Paper Process Improvements | 2028 | SC A | MW | After Competition Groups | 0.77525 | 0 | 0 | 175.9948 | 0.0044049 | 17 | Industrial_2028_SC A_MW_After Competition Groups_17 | Pulp and Paper Process Improvements | 0.4405% | 0 | 0.77525 | Industrial_2028_SC A_MW_After Competition Groups_Pulp and Paper Process Improvements
Industrial | Ind ¦ HE Lighting | 2028 | SC A | MW | After Competition Groups | 0.75055 | 0 | 0 | 175.9948 | 0.0042646 | 18 | Industrial_2028_SC A_MW_After Competition Groups_18 | HE Lighting | 0.4265% | 0 | 0.75055 | Industrial_2028_SC A_MW_After Competition Groups_HE Lighting
Industrial | Ind ¦ Process Heat Recovery | 2028 | SC A | MW | After Competition Groups | 0.73476 | 0 | 0 | 175.9948 | 0.0041749 | 19 | Industrial_2028_SC A_MW_After Competition Groups_19 | Process Heat Recovery | 0.4175% | 0 | 0.73476 | Industrial_2028_SC A_MW_After Competition Groups_Process Heat Recovery
Industrial | Ind ¦ Process Improvements | 2028 | SC A | MW | After Competition Groups | 0.55114 | 0 | 0 | 175.9948 | 0.0031316 | 20 | Industrial_2028_SC A_MW_After Competition Groups_20 | Process Improvements | 0.3132% | 0 | 0.55114 | Industrial_2028_SC A_MW_After Competition Groups_Process Improvements
Industrial | Ind ¦ High Efficiency Battery Charger | 2028 | SC A | MW | After Competition Groups | 0.51451 | 0 | 0 | 175.9948 | 0.0029235 | 21 | Industrial_2028_SC A_MW_After Competition Groups_21 | High Efficiency Battery Charger | 0.2923% | 0 | 0.51451 | Industrial_2028_SC A_MW_After Competition Groups_High Efficiency Battery Charger
Industrial | Ind ¦ Refrigeration Compressor VFD | 2028 | SC A | MW | After Competition Groups | 0.38923 | 0 | 0 | 175.9948 | 0.0022116 | 22 | Industrial_2028_SC A_MW_After Competition Groups_22 | Refrigeration Compressor VFD | 0.2212% | 0 | 0.38923 | Industrial_2028_SC A_MW_After Competition Groups_Refrigeration Compressor VFD
Industrial | Ind ¦ Improved Controls - Process Heating | 2028 | SC A | MW | After Competition Groups | 0.36514 | 0 | 0 | 175.9948 | 0.0020747 | 23 | Industrial_2028_SC A_MW_After Competition Groups_23 | Improved Controls - Process Heating | 0.2075% | 0 | 0.36514 | Industrial_2028_SC A_MW_After Competition Groups_Improved Controls - Process Heating
Industrial | Ind ¦ Cooling Tower Optimization | 2028 | SC A | MW | After Competition Groups | 0.29795 | 0 | 0 | 175.9948 | 0.001693 | 24 | Industrial_2028_SC A_MW_After Competition Groups_24 | Cooling Tower Optimization | 0.1693% | 0 | 0.29795 | Industrial_2028_SC A_MW_After Competition Groups_Cooling Tower Optimization
Industrial | Ind ¦ Engine Block Heater Timer | 2028 | SC A | MW | After Competition Groups | 0.21681 | 0 | 0 | 175.9948 | 0.0012319 | 25 | Industrial_2028_SC A_MW_After Competition Groups_25 | Engine Block Heater Timer | 0.1232% | 0 | 0.21681 | Industrial_2028_SC A_MW_After Competition Groups_Engine Block Heater Timer
Industrial | Ind ¦ Dairy Pre-Cooler | 2028 | SC A | MW | After Competition Groups | 0.11136 | 0 | 0 | 175.9948 | 0.00063273 | 26 | Industrial_2028_SC A_MW_After Competition Groups_26 | Dairy Pre-Cooler | 0.06327% | 0 | 0.11136 | Industrial_2028_SC A_MW_After Competition Groups_Dairy Pre-Cooler
Industrial | Ind ¦ Efficient Irrigation | 2028 | SC A | MW | After Competition Groups | 0.10664 | 0 | 0 | 175.9948 | 0.00060592 | 27 | Industrial_2028_SC A_MW_After Competition Groups_27 | Efficient Irrigation | 0.06059% | 0 | 0.10664 | Industrial_2028_SC A_MW_After Competition Groups_Efficient Irrigation
Industrial | Ind ¦ Air Compressor Heat Recovery | 2028 | SC A | MW | After Competition Groups | 0.099282 | 0 | 0 | 175.9948 | 0.00056412 | 28 | Industrial_2028_SC A_MW_After Competition Groups_28 | Air Compressor Heat Recovery | 0.05641% | 0 | 0.099282 | Industrial_2028_SC A_MW_After Competition Groups_Air Compressor Heat Recovery
Industrial | Ind ¦ Efficient Refrigeration Compressor | 2028 | SC A | MW | After Competition Groups | 0.062214 | 0 | 0 | 175.9948 | 0.0003535 | 29 | Industrial_2028_SC A_MW_After Competition Groups_29 | Efficient Refrigeration Compressor | 0.03535% | 0 | 0.062214 | Industrial_2028_SC A_MW_After Competition Groups_Efficient Refrigeration Compressor
Industrial | Ind ¦ Heat Lamps/Heat Pad | 2028 | SC A | MW | After Competition Groups | 0.020194 | 0 | 0 | 175.9948 | 0.00011474 | 30 | Industrial_2028_SC A_MW_After Competition Groups_30 | Heat Lamps/Heat Pad | 0.01147% | 0 | 0.020194 | Industrial_2028_SC A_MW_After Competition Groups_Heat Lamps/Heat Pad
Industrial | Ind ¦ Free Cooling | 2028 | SC A | MW | After Competition Groups | 0.0068593 | 0 | 0 | 175.9948 | 3.8975e-05 | 31 | Industrial_2028_SC A_MW_After Competition Groups_31 | Free Cooling | 0.003897% | 0 | 0.0068593 | Industrial_2028_SC A_MW_After Competition Groups_Free Cooling
Industrial | Ind ¦ Air Leak Survey and Repair | 2028 | SC B | MW | After Competition Groups | 48.3762 | 0 | 0 | 318.0138 | 0.15212 | 1 | Industrial_2028_SC B_MW_After Competition Groups_1 | Air Leak Survey and Repair | 15.21% | 0 | 48.3762 | Industrial_2028_SC B_MW_After Competition Groups_Air Leak Survey and Repair
Industrial | Ind ¦ Pump System Optimization | 2028 | SC B | MW | After Competition Groups | 37.374 | 0 | 0 | 318.0138 | 0.11752 | 2 | Industrial_2028_SC B_MW_After Competition Groups_2 | Pump System Optimization | 11.75% | 0 | 37.374 | Industrial_2028_SC B_MW_After Competition Groups_Pump System Optimization
Industrial | Ind ¦ Recommissioning | 2028 | SC B | MW | After Competition Groups | 34.2411 | 0 | 0 | 318.0138 | 0.10767 | 3 | Industrial_2028_SC B_MW_After Competition Groups_3 | Recommissioning | 10.77% | 0 | 34.2411 | Industrial_2028_SC B_MW_After Competition Groups_Recommissioning
Industrial | Ind ¦ SEM | 2028 | SC B | MW | After Competition Groups | 34.2411 | 0 | 0 | 318.0138 | 0.10767 | 4 | Industrial_2028_SC B_MW_After Competition Groups_4 | SEM | 10.77% | 0 | 34.2411 | Industrial_2028_SC B_MW_After Competition Groups_SEM
Industrial | Ind ¦ Air Compressor Optimization | 2028 | SC B | MW | After Competition Groups | 33.1566 | 0 | 0 | 318.0138 | 0.10426 | 5 | Industrial_2028_SC B_MW_After Competition Groups_5 | Air Compressor Optimization | 10.43% | 0 | 33.1566 | Industrial_2028_SC B_MW_After Competition Groups_Air Compressor Optimization
Industrial | Ind ¦ Efficient Compressed Air Nozzles | 2028 | SC B | MW | After Competition Groups | 25.5309 | 0 | 0 | 318.0138 | 0.080282 | 6 | Industrial_2028_SC B_MW_After Competition Groups_6 | Efficient Compressed Air Nozzles | 8.028% | 0 | 25.5309 | Industrial_2028_SC B_MW_After Competition Groups_Efficient Compressed Air Nozzles
Industrial | Ind ¦ Pump Equipment Upgrade | 2028 | SC B | MW | After Competition Groups | 16.2203 | 0 | 0 | 318.0138 | 0.051005 | 7 | Industrial_2028_SC B_MW_After Competition Groups_7 | Pump Equipment Upgrade | 5.101% | 0 | 16.2203 | Industrial_2028_SC B_MW_After Competition Groups_Pump Equipment Upgrade
Industrial | Ind ¦ High Efficiency HVAC Fans | 2028 | SC B | MW | After Competition Groups | 15.3795 | 0 | 0 | 318.0138 | 0.048361 | 8 | Industrial_2028_SC B_MW_After Competition Groups_8 | High Efficiency HVAC Fans | 4.836% | 0 | 15.3795 | Industrial_2028_SC B_MW_After Competition Groups_High Efficiency HVAC Fans
Industrial | Ind ¦ Fan System Optimization | 2028 | SC B | MW | After Competition Groups | 12.0819 | 0 | 0 | 318.0138 | 0.037992 | 9 | Industrial_2028_SC B_MW_After Competition Groups_9 | Fan System Optimization | 3.799% | 0 | 12.0819 | Industrial_2028_SC B_MW_After Competition Groups_Fan System Optimization
Industrial | Ind ¦ Greenhouse Grow Lights | 2028 | SC B | MW | After Competition Groups | 10.8165 | 0 | 0 | 318.0138 | 0.034013 | 10 | Industrial_2028_SC B_MW_After Competition Groups_10 | Greenhouse Grow Lights | 3.401% | 0 | 10.8165 | Industrial_2028_SC B_MW_After Competition Groups_Greenhouse Grow Lights
Industrial | Ind ¦ Improved Controls - Process Cooling | 2028 | SC B | MW | After Competition Groups | 9.2334 | 0 | 0 | 318.0138 | 0.029035 | 11 | Industrial_2028_SC B_MW_After Competition Groups_11 | Improved Controls - Process Cooling | 2.903% | 0 | 9.2334 | Industrial_2028_SC B_MW_After Competition Groups_Improved Controls - Process Cooling
Industrial | Ind ¦ HE Lighting | 2028 | SC B | MW | After Competition Groups | 9.0312 | 0 | 0 | 318.0138 | 0.028399 | 12 | Industrial_2028_SC B_MW_After Competition Groups_12 | HE Lighting | 2.84% | 0 | 9.0312 | Industrial_2028_SC B_MW_After Competition Groups_HE Lighting
Industrial | Ind ¦ Pulp and Paper Process Improvements | 2028 | SC B | MW | After Competition Groups | 4.8292 | 0 | 0 | 318.0138 | 0.015185 | 13 | Industrial_2028_SC B_MW_After Competition Groups_13 | Pulp and Paper Process Improvements | 1.519% | 0 | 4.8292 | Industrial_2028_SC B_MW_After Competition Groups_Pulp and Paper Process Improvements
Industrial | Ind ¦ Material Handling Improvements | 2028 | SC B | MW | After Competition Groups | 4.7208 | 0 | 0 | 318.0138 | 0.014845 | 14 | Industrial_2028_SC B_MW_After Competition Groups_14 | Material Handling Improvements | 1.484% | 0 | 4.7208 | Industrial_2028_SC B_MW_After Competition Groups_Material Handling Improvements
Industrial | Ind ¦ Refiner Plate Improvements | 2028 | SC B | MW | After Competition Groups | 2.9547 | 0 | 0 | 318.0138 | 0.0092911 | 15 | Industrial_2028_SC B_MW_After Competition Groups_15 | Refiner Plate Improvements | 0.9291% | 0 | 2.9547 | Industrial_2028_SC B_MW_After Competition Groups_Refiner Plate Improvements
Industrial | Ind ¦ Cooling Tower Optimization | 2028 | SC B | MW | After Competition Groups | 2.7485 | 0 | 0 | 318.0138 | 0.0086427 | 16 | Industrial_2028_SC B_MW_After Competition Groups_16 | Cooling Tower Optimization | 0.8643% | 0 | 2.7485 | Industrial_2028_SC B_MW_After Competition Groups_Cooling Tower Optimization
Industrial | Ind ¦ Process Optimization (Elec) | 2028 | SC B | MW | After Competition Groups | 2.5878 | 0 | 0 | 318.0138 | 0.0081373 | 17 | Industrial_2028_SC B_MW_After Competition Groups_17 | Process Optimization (Elec) | 0.8137% | 0 | 2.5878 | Industrial_2028_SC B_MW_After Competition Groups_Process Optimization (Elec)
Industrial | Ind ¦ Free Cooling | 2028 | SC B | MW | After Competition Groups | 2.4916 | 0 | 0 | 318.0138 | 0.0078349 | 18 | Industrial_2028_SC B_MW_After Competition Groups_18 | Free Cooling | 0.7835% | 0 | 2.4916 | Industrial_2028_SC B_MW_After Competition Groups_Free Cooling
Industrial | Ind ¦ Ventilation Optimization | 2028 | SC B | MW | After Competition Groups | 2.1467 | 0 | 0 | 318.0138 | 0.0067503 | 19 | Industrial_2028_SC B_MW_After Competition Groups_19 | Ventilation Optimization | 0.675% | 0 | 2.1467 | Industrial_2028_SC B_MW_After Competition Groups_Ventilation Optimization
Industrial | Ind ¦ VAV Conversion Project | 2028 | SC B | MW | After Competition Groups | 2.1335 | 0 | 0 | 318.0138 | 0.0067089 | 20 | Industrial_2028_SC B_MW_After Competition Groups_20 | VAV Conversion Project | 0.6709% | 0 | 2.1335 | Industrial_2028_SC B_MW_After Competition Groups_VAV Conversion Project
Industrial | Ind ¦ Process Heat Recovery | 2028 | SC B | MW | After Competition Groups | 1.7576 | 0 | 0 | 318.0138 | 0.0055269 | 21 | Industrial_2028_SC B_MW_After Competition Groups_21 | Process Heat Recovery | 0.5527% | 0 | 1.7576 | Industrial_2028_SC B_MW_After Competition Groups_Process Heat Recovery
Industrial | Ind ¦ High Efficiency Battery Charger | 2028 | SC B | MW | After Competition Groups | 1.4682 | 0 | 0 | 318.0138 | 0.0046169 | 22 | Industrial_2028_SC B_MW_After Competition Groups_22 | High Efficiency Battery Charger | 0.4617% | 0 | 1.4682 | Industrial_2028_SC B_MW_After Competition Groups_High Efficiency Battery Charger
Industrial | Ind ¦ Process Improvements | 2028 | SC B | MW | After Competition Groups | 1.3711 | 0 | 0 | 318.0138 | 0.0043116 | 23 | Industrial_2028_SC B_MW_After Competition Groups_23 | Process Improvements | 0.4312% | 0 | 1.3711 | Industrial_2028_SC B_MW_After Competition Groups_Process Improvements
Industrial | Ind ¦ Improved Controls - Process Heating | 2028 | SC B | MW | After Competition Groups | 0.85811 | 0 | 0 | 318.0138 | 0.0026983 | 24 | Industrial_2028_SC B_MW_After Competition Groups_24 | Improved Controls - Process Heating | 0.2698% | 0 | 0.85811 | Industrial_2028_SC B_MW_After Competition Groups_Improved Controls - Process Heating
Industrial | Ind ¦ Refrigeration Compressor VFD | 2028 | SC B | MW | After Competition Groups | 0.83595 | 0 | 0 | 318.0138 | 0.0026287 | 25 | Industrial_2028_SC B_MW_After Competition Groups_25 | Refrigeration Compressor VFD | 0.2629% | 0 | 0.83595 | Industrial_2028_SC B_MW_After Competition Groups_Refrigeration Compressor VFD
Industrial | Ind ¦ Engine Block Heater Timer | 2028 | SC B | MW | After Competition Groups | 0.51732 | 0 | 0 | 318.0138 | 0.0016267 | 26 | Industrial_2028_SC B_MW_After Competition Groups_26 | Engine Block Heater Timer | 0.1627% | 0 | 0.51732 | Industrial_2028_SC B_MW_After Competition Groups_Engine Block Heater Timer
Industrial | Ind ¦ Efficient Irrigation | 2028 | SC B | MW | After Competition Groups | 0.39451 | 0 | 0 | 318.0138 | 0.0012405 | 27 | Industrial_2028_SC B_MW_After Competition Groups_27 | Efficient Irrigation | 0.1241% | 0 | 0.39451 | Industrial_2028_SC B_MW_After Competition Groups_Efficient Irrigation
Industrial | Ind ¦ Air Compressor Heat Recovery | 2028 | SC B | MW | After Competition Groups | 0.23487 | 0 | 0 | 318.0138 | 0.00073855 | 28 | Industrial_2028_SC B_MW_After Competition Groups_28 | Air Compressor Heat Recovery | 0.07385% | 0 | 0.23487 | Industrial_2028_SC B_MW_After Competition Groups_Air Compressor Heat Recovery
Industrial | Ind ¦ Dairy Pre-Cooler | 2028 | SC B | MW | After Competition Groups | 0.16284 | 0 | 0 | 318.0138 | 0.00051206 | 29 | Industrial_2028_SC B_MW_After Competition Groups_29 | Dairy Pre-Cooler | 0.05121% | 0 | 0.16284 | Industrial_2028_SC B_MW_After Competition Groups_Dairy Pre-Cooler
Industrial | Ind ¦ Efficient Refrigeration Compressor | 2028 | SC B | MW | After Competition Groups | 0.087767 | 0 | 0 | 318.0138 | 0.00027599 | 30 | Industrial_2028_SC B_MW_After Competition Groups_30 | Efficient Refrigeration Compressor | 0.0276% | 0 | 0.087767 | Industrial_2028_SC B_MW_After Competition Groups_Efficient Refrigeration Compressor
Industrial | Ind ¦ Heat Lamps/Heat Pad | 2028 | SC B | MW | After Competition Groups | 0.029892 | 0 | 0 | 318.0138 | 9.3997e-05 | 31 | Industrial_2028_SC B_MW_After Competition Groups_31 | Heat Lamps/Heat Pad | 0.0094% | 0 | 0.029892 | Industrial_2028_SC B_MW_After Competition Groups_Heat Lamps/Heat Pad
Industrial | Ind ¦ Pump System Optimization | 2028 | SC C | MW | After Competition Groups | 37.374 | 0 | 0 | 201.051 | 0.18589 | 1 | Industrial_2028_SC C_MW_After Competition Groups_1 | Pump System Optimization | 18.59% | 0 | 37.374 | Industrial_2028_SC C_MW_After Competition Groups_Pump System Optimization
Industrial | Ind ¦ Air Compressor Optimization | 2028 | SC C | MW | After Competition Groups | 33.1566 | 0 | 0 | 201.051 | 0.16492 | 2 | Industrial_2028_SC C_MW_After Competition Groups_2 | Air Compressor Optimization | 16.49% | 0 | 33.1566 | Industrial_2028_SC C_MW_After Competition Groups_Air Compressor Optimization
Industrial | Ind ¦ Air Leak Survey and Repair | 2028 | SC C | MW | After Competition Groups | 20.403 | 0 | 0 | 201.051 | 0.10148 | 3 | Industrial_2028_SC C_MW_After Competition Groups_3 | Air Leak Survey and Repair | 10.15% | 0 | 20.403 | Industrial_2028_SC C_MW_After Competition Groups_Air Leak Survey and Repair
Industrial | Ind ¦ Pump Equipment Upgrade | 2028 | SC C | MW | After Competition Groups | 16.2203 | 0 | 0 | 201.051 | 0.080678 | 4 | Industrial_2028_SC C_MW_After Competition Groups_4 | Pump Equipment Upgrade | 8.068% | 0 | 16.2203 | Industrial_2028_SC C_MW_After Competition Groups_Pump Equipment Upgrade
Industrial | Ind ¦ Recommissioning | 2028 | SC C | MW | After Competition Groups | 14.444 | 0 | 0 | 201.051 | 0.071843 | 5 | Industrial_2028_SC C_MW_After Competition Groups_5 | Recommissioning | 7.184% | 0 | 14.444 | Industrial_2028_SC C_MW_After Competition Groups_Recommissioning
Industrial | Ind ¦ SEM | 2028 | SC C | MW | After Competition Groups | 14.444 | 0 | 0 | 201.051 | 0.071843 | 6 | Industrial_2028_SC C_MW_After Competition Groups_6 | SEM | 7.184% | 0 | 14.444 | Industrial_2028_SC C_MW_After Competition Groups_SEM
Industrial | Ind ¦ Fan System Optimization | 2028 | SC C | MW | After Competition Groups | 12.0819 | 0 | 0 | 201.051 | 0.060094 | 7 | Industrial_2028_SC C_MW_After Competition Groups_7 | Fan System Optimization | 6.009% | 0 | 12.0819 | Industrial_2028_SC C_MW_After Competition Groups_Fan System Optimization
Industrial | Ind ¦ Efficient Compressed Air Nozzles | 2028 | SC C | MW | After Competition Groups | 10.7149 | 0 | 0 | 201.051 | 0.053294 | 8 | Industrial_2028_SC C_MW_After Competition Groups_8 | Efficient Compressed Air Nozzles | 5.329% | 0 | 10.7149 | Industrial_2028_SC C_MW_After Competition Groups_Efficient Compressed Air Nozzles
Industrial | Ind ¦ High Efficiency HVAC Fans | 2028 | SC C | MW | After Competition Groups | 8.6513 | 0 | 0 | 201.051 | 0.04303 | 9 | Industrial_2028_SC C_MW_After Competition Groups_9 | High Efficiency HVAC Fans | 4.303% | 0 | 8.6513 | Industrial_2028_SC C_MW_After Competition Groups_High Efficiency HVAC Fans
Industrial | Ind ¦ Greenhouse Grow Lights | 2028 | SC C | MW | After Competition Groups | 6.5966 | 0 | 0 | 201.051 | 0.03281 | 10 | Industrial_2028_SC C_MW_After Competition Groups_10 | Greenhouse Grow Lights | 3.281% | 0 | 6.5966 | Industrial_2028_SC C_MW_After Competition Groups_Greenhouse Grow Lights
Industrial | Ind ¦ Improved Controls - Process Cooling | 2028 | SC C | MW | After Competition Groups | 3.8923 | 0 | 0 | 201.051 | 0.01936 | 11 | Industrial_2028_SC C_MW_After Competition Groups_11 | Improved Controls - Process Cooling | 1.936% | 0 | 3.8923 | Industrial_2028_SC C_MW_After Competition Groups_Improved Controls - Process Cooling
Industrial | Ind ¦ HE Lighting | 2028 | SC C | MW | After Competition Groups | 3.6893 | 0 | 0 | 201.051 | 0.01835 | 12 | Industrial_2028_SC C_MW_After Competition Groups_12 | HE Lighting | 1.835% | 0 | 3.6893 | Industrial_2028_SC C_MW_After Competition Groups_HE Lighting
Industrial | Ind ¦ Material Handling Improvements | 2028 | SC C | MW | After Competition Groups | 2.9996 | 0 | 0 | 201.051 | 0.01492 | 13 | Industrial_2028_SC C_MW_After Competition Groups_13 | Material Handling Improvements | 1.492% | 0 | 2.9996 | Industrial_2028_SC C_MW_After Competition Groups_Material Handling Improvements
Industrial | Ind ¦ Cooling Tower Optimization | 2028 | SC C | MW | After Competition Groups | 2.7485 | 0 | 0 | 201.051 | 0.013671 | 14 | Industrial_2028_SC C_MW_After Competition Groups_14 | Cooling Tower Optimization | 1.367% | 0 | 2.7485 | Industrial_2028_SC C_MW_After Competition Groups_Cooling Tower Optimization
Industrial | Ind ¦ Process Optimization (Elec) | 2028 | SC C | MW | After Competition Groups | 2.5878 | 0 | 0 | 201.051 | 0.012871 | 15 | Industrial_2028_SC C_MW_After Competition Groups_15 | Process Optimization (Elec) | 1.287% | 0 | 2.5878 | Industrial_2028_SC C_MW_After Competition Groups_Process Optimization (Elec)
Industrial | Ind ¦ Ventilation Optimization | 2028 | SC C | MW | After Competition Groups | 2.1467 | 0 | 0 | 201.051 | 0.010677 | 16 | Industrial_2028_SC C_MW_After Competition Groups_16 | Ventilation Optimization | 1.068% | 0 | 2.1467 | Industrial_2028_SC C_MW_After Competition Groups_Ventilation Optimization
Industrial | Ind ¦ Pulp and Paper Process Improvements | 2028 | SC C | MW | After Competition Groups | 2.0012 | 0 | 0 | 201.051 | 0.0099535 | 17 | Industrial_2028_SC C_MW_After Competition Groups_17 | Pulp and Paper Process Improvements | 0.9954% | 0 | 2.0012 | Industrial_2028_SC C_MW_After Competition Groups_Pulp and Paper Process Improvements
Industrial | Ind ¦ Refiner Plate Improvements | 2028 | SC C | MW | After Competition Groups | 1.2211 | 0 | 0 | 201.051 | 0.0060737 | 18 | Industrial_2028_SC C_MW_After Competition Groups_18 | Refiner Plate Improvements | 0.6074% | 0 | 1.2211 | Industrial_2028_SC C_MW_After Competition Groups_Refiner Plate Improvements
Industrial | Ind ¦ Free Cooling | 2028 | SC C | MW | After Competition Groups | 1.0729 | 0 | 0 | 201.051 | 0.0053365 | 19 | Industrial_2028_SC C_MW_After Competition Groups_19 | Free Cooling | 0.5337% | 0 | 1.0729 | Industrial_2028_SC C_MW_After Competition Groups_Free Cooling
Industrial | Ind ¦ VAV Conversion Project | 2028 | SC C | MW | After Competition Groups | 0.89832 | 0 | 0 | 201.051 | 0.0044681 | 20 | Industrial_2028_SC C_MW_After Competition Groups_20 | VAV Conversion Project | 0.4468% | 0 | 0.89832 | Industrial_2028_SC C_MW_After Competition Groups_VAV Conversion Project
Industrial | Ind ¦ High Efficiency Battery Charger | 2028 | SC C | MW | After Competition Groups | 0.78236 | 0 | 0 | 201.051 | 0.0038914 | 21 | Industrial_2028_SC C_MW_After Competition Groups_21 | High Efficiency Battery Charger | 0.3891% | 0 | 0.78236 | Industrial_2028_SC C_MW_After Competition Groups_High Efficiency Battery Charger
Industrial | Ind ¦ Process Heat Recovery | 2028 | SC C | MW | After Competition Groups | 0.73476 | 0 | 0 | 201.051 | 0.0036546 | 22 | Industrial_2028_SC C_MW_After Competition Groups_22 | Process Heat Recovery | 0.3655% | 0 | 0.73476 | Industrial_2028_SC C_MW_After Competition Groups_Process Heat Recovery
Industrial | Ind ¦ Process Improvements | 2028 | SC C | MW | After Competition Groups | 0.57825 | 0 | 0 | 201.051 | 0.0028761 | 23 | Industrial_2028_SC C_MW_After Competition Groups_23 | Process Improvements | 0.2876% | 0 | 0.57825 | Industrial_2028_SC C_MW_After Competition Groups_Process Improvements
Industrial | Ind ¦ Refrigeration Compressor VFD | 2028 | SC C | MW | After Competition Groups | 0.55532 | 0 | 0 | 201.051 | 0.0027621 | 24 | Industrial_2028_SC C_MW_After Competition Groups_24 | Refrigeration Compressor VFD | 0.2762% | 0 | 0.55532 | Industrial_2028_SC C_MW_After Competition Groups_Refrigeration Compressor VFD
Industrial | Ind ¦ Improved Controls - Process Heating | 2028 | SC C | MW | After Competition Groups | 0.3658 | 0 | 0 | 201.051 | 0.0018194 | 25 | Industrial_2028_SC C_MW_After Competition Groups_25 | Improved Controls - Process Heating | 0.1819% | 0 | 0.3658 | Industrial_2028_SC C_MW_After Competition Groups_Improved Controls - Process Heating
Industrial | Ind ¦ Engine Block Heater Timer | 2028 | SC C | MW | After Competition Groups | 0.21727 | 0 | 0 | 201.051 | 0.0010807 | 26 | Industrial_2028_SC C_MW_After Competition Groups_26 | Engine Block Heater Timer | 0.1081% | 0 | 0.21727 | Industrial_2028_SC C_MW_After Competition Groups_Engine Block Heater Timer
Industrial | Ind ¦ Efficient Irrigation | 2028 | SC C | MW | After Competition Groups | 0.15674 | 0 | 0 | 201.051 | 0.00077961 | 27 | Industrial_2028_SC C_MW_After Competition Groups_27 | Efficient Irrigation | 0.07796% | 0 | 0.15674 | Industrial_2028_SC C_MW_After Competition Groups_Efficient Irrigation
Industrial | Ind ¦ Dairy Pre-Cooler | 2028 | SC C | MW | After Competition Groups | 0.13119 | 0 | 0 | 201.051 | 0.00065251 | 28 | Industrial_2028_SC C_MW_After Competition Groups_28 | Dairy Pre-Cooler | 0.06525% | 0 | 0.13119 | Industrial_2028_SC C_MW_After Competition Groups_Dairy Pre-Cooler
Industrial | Ind ¦ Air Compressor Heat Recovery | 2028 | SC C | MW | After Competition Groups | 0.099282 | 0 | 0 | 201.051 | 0.00049382 | 29 | Industrial_2028_SC C_MW_After Competition Groups_29 | Air Compressor Heat Recovery | 0.04938% | 0 | 0.099282 | Industrial_2028_SC C_MW_After Competition Groups_Air Compressor Heat Recovery
Industrial | Ind ¦ Efficient Refrigeration Compressor | 2028 | SC C | MW | After Competition Groups | 0.062214 | 0 | 0 | 201.051 | 0.00030944 | 30 | Industrial_2028_SC C_MW_After Competition Groups_30 | Efficient Refrigeration Compressor | 0.03094% | 0 | 0.062214 | Industrial_2028_SC C_MW_After Competition Groups_Efficient Refrigeration Compressor
Industrial | Ind ¦ Heat Lamps/Heat Pad | 2028 | SC C | MW | After Competition Groups | 0.023485 | 0 | 0 | 201.051 | 0.00011681 | 31 | Industrial_2028_SC C_MW_After Competition Groups_31 | Heat Lamps/Heat Pad | 0.01168% | 0 | 0.023485 | Industrial_2028_SC C_MW_After Competition Groups_Heat Lamps/Heat Pad
Industrial | Ind ¦ Air Compressor Optimization | 2028 | SC D | MW | After Competition Groups | 33.1566 | 1582609.8688 | 1.5826 | 171.8381 | 0.19295 | 1 | Industrial_2028_SC D_MW_After Competition Groups_1 | Air Compressor Optimization | 19.3% | 1.5826 | 33.1566 | Industrial_2028_SC D_MW_After Competition Groups_Air Compressor Optimization
Industrial | Ind ¦ Pump System Optimization | 2028 | SC D | MW | After Competition Groups | 24.9169 | 3124617.2811 | 3.1246 | 171.8381 | 0.145 | 2 | Industrial_2028_SC D_MW_After Competition Groups_2 | Pump System Optimization | 14.5% | 3.1246 | 24.9169 | Industrial_2028_SC D_MW_After Competition Groups_Pump System Optimization
Industrial | Ind ¦ Air Leak Survey and Repair | 2028 | SC D | MW | After Competition Groups | 20.365 | 403169.7579 | 0.40317 | 171.8381 | 0.11851 | 3 | Industrial_2028_SC D_MW_After Competition Groups_3 | Air Leak Survey and Repair | 11.85% | 0.40317 | 20.365 | Industrial_2028_SC D_MW_After Competition Groups_Air Leak Survey and Repair
Industrial | Ind ¦ SEM | 2028 | SC D | MW | After Competition Groups | 14.444 | 1941473.0966 | 1.9415 | 171.8381 | 0.084056 | 4 | Industrial_2028_SC D_MW_After Competition Groups_4 | SEM | 8.406% | 1.9415 | 14.444 | Industrial_2028_SC D_MW_After Competition Groups_SEM
Industrial | Ind ¦ Recommissioning | 2028 | SC D | MW | After Competition Groups | 13.9303 | 1227239.7702 | 1.2272 | 171.8381 | 0.081067 | 5 | Industrial_2028_SC D_MW_After Competition Groups_5 | Recommissioning | 8.107% | 1.2272 | 13.9303 | Industrial_2028_SC D_MW_After Competition Groups_Recommissioning
Industrial | Ind ¦ Fan System Optimization | 2028 | SC D | MW | After Competition Groups | 12.0819 | 1333199.5497 | 1.3332 | 171.8381 | 0.07031 | 6 | Industrial_2028_SC D_MW_After Competition Groups_6 | Fan System Optimization | 7.031% | 1.3332 | 12.0819 | Industrial_2028_SC D_MW_After Competition Groups_Fan System Optimization
Industrial | Ind ¦ Pump Equipment Upgrade | 2028 | SC D | MW | After Competition Groups | 11.0813 | 1477433.2982 | 1.4774 | 171.8381 | 0.064487 | 7 | Industrial_2028_SC D_MW_After Competition Groups_7 | Pump Equipment Upgrade | 6.449% | 1.4774 | 11.0813 | Industrial_2028_SC D_MW_After Competition Groups_Pump Equipment Upgrade
Industrial | Ind ¦ Efficient Compressed Air Nozzles | 2028 | SC D | MW | After Competition Groups | 10.7149 | 360488.8197 | 0.36049 | 171.8381 | 0.062355 | 8 | Industrial_2028_SC D_MW_After Competition Groups_8 | Efficient Compressed Air Nozzles | 6.235% | 0.36049 | 10.7149 | Industrial_2028_SC D_MW_After Competition Groups_Efficient Compressed Air Nozzles
Industrial | Ind ¦ High Efficiency HVAC Fans | 2028 | SC D | MW | After Competition Groups | 8.2128 | 1301741.944 | 1.3017 | 171.8381 | 0.047794 | 9 | Industrial_2028_SC D_MW_After Competition Groups_9 | High Efficiency HVAC Fans | 4.779% | 1.3017 | 8.2128 | Industrial_2028_SC D_MW_After Competition Groups_High Efficiency HVAC Fans
Industrial | Ind ¦ Improved Controls - Process Cooling | 2028 | SC D | MW | After Competition Groups | 3.8923 | 189929.4019 | 0.18993 | 171.8381 | 0.022651 | 10 | Industrial_2028_SC D_MW_After Competition Groups_10 | Improved Controls - Process Cooling | 2.265% | 0.18993 | 3.8923 | Industrial_2028_SC D_MW_After Competition Groups_Improved Controls - Process Cooling
Industrial | Ind ¦ Greenhouse Grow Lights | 2028 | SC D | MW | After Competition Groups | 3.8604 | 548852.2795 | 0.54885 | 171.8381 | 0.022465 | 11 | Industrial_2028_SC D_MW_After Competition Groups_11 | Greenhouse Grow Lights | 2.247% | 0.54885 | 3.8604 | Industrial_2028_SC D_MW_After Competition Groups_Greenhouse Grow Lights
Industrial | Ind ¦ Material Handling Improvements | 2028 | SC D | MW | After Competition Groups | 2.9996 | 147899.896 | 0.1479 | 171.8381 | 0.017456 | 12 | Industrial_2028_SC D_MW_After Competition Groups_12 | Material Handling Improvements | 1.746% | 0.1479 | 2.9996 | Industrial_2028_SC D_MW_After Competition Groups_Material Handling Improvements
Industrial | Ind ¦ Process Optimization (Elec) | 2028 | SC D | MW | After Competition Groups | 2.5878 | 223385.6219 | 0.22339 | 171.8381 | 0.015059 | 13 | Industrial_2028_SC D_MW_After Competition Groups_13 | Process Optimization (Elec) | 1.506% | 0.22339 | 2.5878 | Industrial_2028_SC D_MW_After Competition Groups_Process Optimization (Elec)
Industrial | Ind ¦ Cooling Tower Optimization | 2028 | SC D | MW | After Competition Groups | 2.5317 | 307862.8649 | 0.30786 | 171.8381 | 0.014733 | 14 | Industrial_2028_SC D_MW_After Competition Groups_14 | Cooling Tower Optimization | 1.473% | 0.30786 | 2.5317 | Industrial_2028_SC D_MW_After Competition Groups_Cooling Tower Optimization
Industrial | Ind ¦ Ventilation Optimization | 2028 | SC D | MW | After Competition Groups | 1.8942 | 278295.3395 | 0.2783 | 171.8381 | 0.011023 | 15 | Industrial_2028_SC D_MW_After Competition Groups_15 | Ventilation Optimization | 1.102% | 0.2783 | 1.8942 | Industrial_2028_SC D_MW_After Competition Groups_Ventilation Optimization
Industrial | Ind ¦ Refiner Plate Improvements | 2028 | SC D | MW | After Competition Groups | 1.2211 | 142860.5891 | 0.14286 | 171.8381 | 0.0071063 | 16 | Industrial_2028_SC D_MW_After Competition Groups_16 | Refiner Plate Improvements | 0.7106% | 0.14286 | 1.2211 | Industrial_2028_SC D_MW_After Competition Groups_Refiner Plate Improvements
Industrial | Ind ¦ VAV Conversion Project | 2028 | SC D | MW | After Competition Groups | 0.60612 | 140671.2322 | 0.14067 | 171.8381 | 0.0035273 | 17 | Industrial_2028_SC D_MW_After Competition Groups_17 | VAV Conversion Project | 0.3527% | 0.14067 | 0.60612 | Industrial_2028_SC D_MW_After Competition Groups_VAV Conversion Project
Industrial | Ind ¦ Process Heat Recovery | 2028 | SC D | MW | After Competition Groups | 0.55096 | 109655.7264 | 0.10966 | 171.8381 | 0.0032063 | 18 | Industrial_2028_SC D_MW_After Competition Groups_18 | Process Heat Recovery | 0.3206% | 0.10966 | 0.55096 | Industrial_2028_SC D_MW_After Competition Groups_Process Heat Recovery
Industrial | Ind ¦ Process Improvements | 2028 | SC D | MW | After Competition Groups | 0.5041 | 44003.1932 | 0.044003 | 171.8381 | 0.0029336 | 19 | Industrial_2028_SC D_MW_After Competition Groups_19 | Process Improvements | 0.2934% | 0.044003 | 0.5041 | Industrial_2028_SC D_MW_After Competition Groups_Process Improvements
Industrial | Ind ¦ HE Lighting | 2028 | SC D | MW | After Competition Groups | 0.42018 | 135370.1153 | 0.13537 | 171.8381 | 0.0024452 | 20 | Industrial_2028_SC D_MW_After Competition Groups_20 | HE Lighting | 0.2445% | 0.13537 | 0.42018 | Industrial_2028_SC D_MW_After Competition Groups_HE Lighting
Industrial | Ind ¦ High Efficiency Battery Charger | 2028 | SC D | MW | After Competition Groups | 0.36605 | 77545.3648 | 0.077545 | 171.8381 | 0.0021302 | 21 | Industrial_2028_SC D_MW_After Competition Groups_21 | High Efficiency Battery Charger | 0.213% | 0.077545 | 0.36605 | Industrial_2028_SC D_MW_After Competition Groups_High Efficiency Battery Charger
Industrial | Ind ¦ Improved Controls - Process Heating | 2028 | SC D | MW | After Competition Groups | 0.3254 | 50491.583 | 0.050492 | 171.8381 | 0.0018936 | 22 | Industrial_2028_SC D_MW_After Competition Groups_22 | Improved Controls - Process Heating | 0.1894% | 0.050492 | 0.3254 | Industrial_2028_SC D_MW_After Competition Groups_Improved Controls - Process Heating
Industrial | Ind ¦ Refrigeration Compressor VFD | 2028 | SC D | MW | After Competition Groups | 0.29926 | 36260.3342 | 0.03626 | 171.8381 | 0.0017415 | 23 | Industrial_2028_SC D_MW_After Competition Groups_23 | Refrigeration Compressor VFD | 0.1742% | 0.03626 | 0.29926 | Industrial_2028_SC D_MW_After Competition Groups_Refrigeration Compressor VFD
Industrial | Ind ¦ Pulp and Paper Process Improvements | 2028 | SC D | MW | After Competition Groups | 0.22816 | 37195.4615 | 0.037195 | 171.8381 | 0.0013278 | 24 | Industrial_2028_SC D_MW_After Competition Groups_24 | Pulp and Paper Process Improvements | 0.1328% | 0.037195 | 0.22816 | Industrial_2028_SC D_MW_After Competition Groups_Pulp and Paper Process Improvements
Industrial | Ind ¦ Engine Block Heater Timer | 2028 | SC D | MW | After Competition Groups | 0.2055 | 18045.316 | 0.018045 | 171.8381 | 0.0011959 | 25 | Industrial_2028_SC D_MW_After Competition Groups_25 | Engine Block Heater Timer | 0.1196% | 0.018045 | 0.2055 | Industrial_2028_SC D_MW_After Competition Groups_Engine Block Heater Timer
Industrial | Ind ¦ Free Cooling | 2028 | SC D | MW | After Competition Groups | 0.13272 | 22199.7952 | 0.0222 | 171.8381 | 0.00077234 | 26 | Industrial_2028_SC D_MW_After Competition Groups_26 | Free Cooling | 0.07723% | 0.0222 | 0.13272 | Industrial_2028_SC D_MW_After Competition Groups_Free Cooling
Industrial | Ind ¦ Air Compressor Heat Recovery | 2028 | SC D | MW | After Competition Groups | 0.089824 | 17997.266 | 0.017997 | 171.8381 | 0.00052273 | 27 | Industrial_2028_SC D_MW_After Competition Groups_27 | Air Compressor Heat Recovery | 0.05227% | 0.017997 | 0.089824 | Industrial_2028_SC D_MW_After Competition Groups_Air Compressor Heat Recovery
Industrial | Ind ¦ Efficient Irrigation | 2028 | SC D | MW | After Competition Groups | 0.075245 | 25364.9695 | 0.025365 | 171.8381 | 0.00043788 | 28 | Industrial_2028_SC D_MW_After Competition Groups_28 | Efficient Irrigation | 0.04379% | 0.025365 | 0.075245 | Industrial_2028_SC D_MW_After Competition Groups_Efficient Irrigation
Industrial | Ind ¦ Dairy Pre-Cooler | 2028 | SC D | MW | After Competition Groups | 0.068242 | 8200.5289 | 0.0082005 | 171.8381 | 0.00039713 | 29 | Industrial_2028_SC D_MW_After Competition Groups_29 | Dairy Pre-Cooler | 0.03971% | 0.0082005 | 0.068242 | Industrial_2028_SC D_MW_After Competition Groups_Dairy Pre-Cooler
Industrial | Ind ¦ Efficient Refrigeration Compressor | 2028 | SC D | MW | After Competition Groups | 0.061582 | 5823.7489 | 0.0058237 | 171.8381 | 0.00035837 | 30 | Industrial_2028_SC D_MW_After Competition Groups_30 | Efficient Refrigeration Compressor | 0.03584% | 0.0058237 | 0.061582 | Industrial_2028_SC D_MW_After Competition Groups_Efficient Refrigeration Compressor
Industrial | Ind ¦ Heat Lamps/Heat Pad | 2028 | SC D | MW | After Competition Groups | 0.014003 | 2205.4412 | 0.0022054 | 171.8381 | 8.1492e-05 | 31 | Industrial_2028_SC D_MW_After Competition Groups_31 | Heat Lamps/Heat Pad | 0.008149% | 0.0022054 | 0.014003 | Industrial_2028_SC D_MW_After Competition Groups_Heat Lamps/Heat Pad
Industrial | Ind ¦ Pump System Optimization | 2028 | Technical | MW | After Competition Groups | 85.4071 | 0 | 0 | 697.2133 | 0.1225 | 1 | Industrial_2028_Technical_MW_After Competition Groups_1 | Pump System Optimization | 12.25% | 0 | 85.4071 | Industrial_2028_Technical_MW_After Competition Groups_Pump System Optimization
Industrial | Ind ¦ HE Lighting | 2028 | Technical | MW | After Competition Groups | 81.4497 | 0 | 0 | 697.2133 | 0.11682 | 2 | Industrial_2028_Technical_MW_After Competition Groups_2 | HE Lighting | 11.68% | 0 | 81.4497 | Industrial_2028_Technical_MW_After Competition Groups_HE Lighting
Industrial | Ind ¦ Air Leak Survey and Repair | 2028 | Technical | MW | After Competition Groups | 74.5193 | 0 | 0 | 697.2133 | 0.10688 | 3 | Industrial_2028_Technical_MW_After Competition Groups_3 | Air Leak Survey and Repair | 10.69% | 0 | 74.5193 | Industrial_2028_Technical_MW_After Competition Groups_Air Leak Survey and Repair
Industrial | Ind ¦ Recommissioning | 2028 | Technical | MW | After Competition Groups | 52.7851 | 0 | 0 | 697.2133 | 0.075709 | 4 | Industrial_2028_Technical_MW_After Competition Groups_4 | Recommissioning | 7.571% | 0 | 52.7851 | Industrial_2028_Technical_MW_After Competition Groups_Recommissioning
Industrial | Ind ¦ SEM | 2028 | Technical | MW | After Competition Groups | 52.7851 | 0 | 0 | 697.2133 | 0.075709 | 5 | Industrial_2028_Technical_MW_After Competition Groups_5 | SEM | 7.571% | 0 | 52.7851 | Industrial_2028_Technical_MW_After Competition Groups_SEM
Industrial | Ind ¦ Air Compressor Optimization | 2028 | Technical | MW | After Competition Groups | 51.9078 | 0 | 0 | 697.2133 | 0.07445 | 6 | Industrial_2028_Technical_MW_After Competition Groups_6 | Air Compressor Optimization | 7.445% | 0 | 51.9078 | Industrial_2028_Technical_MW_After Competition Groups_Air Compressor Optimization
Industrial | Ind ¦ Efficient Compressed Air Nozzles | 2028 | Technical | MW | After Competition Groups | 50.7555 | 0 | 0 | 697.2133 | 0.072798 | 7 | Industrial_2028_Technical_MW_After Competition Groups_7 | Efficient Compressed Air Nozzles | 7.28% | 0 | 50.7555 | Industrial_2028_Technical_MW_After Competition Groups_Efficient Compressed Air Nozzles
Industrial | Ind ¦ Pump Equipment Upgrade | 2028 | Technical | MW | After Competition Groups | 38.8428 | 0 | 0 | 697.2133 | 0.055711 | 8 | Industrial_2028_Technical_MW_After Competition Groups_8 | Pump Equipment Upgrade | 5.571% | 0 | 38.8428 | Industrial_2028_Technical_MW_After Competition Groups_Pump Equipment Upgrade
Industrial | Ind ¦ High Efficiency HVAC Fans | 2028 | Technical | MW | After Competition Groups | 25.1277 | 0 | 0 | 697.2133 | 0.03604 | 9 | Industrial_2028_Technical_MW_After Competition Groups_9 | High Efficiency HVAC Fans | 3.604% | 0 | 25.1277 | Industrial_2028_Technical_MW_After Competition Groups_High Efficiency HVAC Fans
Industrial | Ind ¦ Process Optimization (Elec) | 2028 | Technical | MW | After Competition Groups | 21.4716 | 0 | 0 | 697.2133 | 0.030796 | 10 | Industrial_2028_Technical_MW_After Competition Groups_10 | Process Optimization (Elec) | 3.08% | 0 | 21.4716 | Industrial_2028_Technical_MW_After Competition Groups_Process Optimization (Elec)
Industrial | Ind ¦ Greenhouse Grow Lights | 2028 | Technical | MW | After Competition Groups | 20.3739 | 0 | 0 | 697.2133 | 0.029222 | 11 | Industrial_2028_Technical_MW_After Competition Groups_11 | Greenhouse Grow Lights | 2.922% | 0 | 20.3739 | Industrial_2028_Technical_MW_After Competition Groups_Greenhouse Grow Lights
Industrial | Ind ¦ Premium Efficient Motors | 2028 | Technical | MW | After Competition Groups | 19.7527 | 0 | 0 | 697.2133 | 0.028331 | 12 | Industrial_2028_Technical_MW_After Competition Groups_12 | Premium Efficient Motors | 2.833% | 0 | 19.7527 | Industrial_2028_Technical_MW_After Competition Groups_Premium Efficient Motors
Industrial | Ind ¦ Fan System Optimization | 2028 | Technical | MW | After Competition Groups | 18.4776 | 0 | 0 | 697.2133 | 0.026502 | 13 | Industrial_2028_Technical_MW_After Competition Groups_13 | Fan System Optimization | 2.65% | 0 | 18.4776 | Industrial_2028_Technical_MW_After Competition Groups_Fan System Optimization
Industrial | Ind ¦ Improved Controls - Process Cooling | 2028 | Technical | MW | After Competition Groups | 13.709 | 0 | 0 | 697.2133 | 0.019662 | 14 | Industrial_2028_Technical_MW_After Competition Groups_14 | Improved Controls - Process Cooling | 1.966% | 0 | 13.709 | Industrial_2028_Technical_MW_After Competition Groups_Improved Controls - Process Cooling
Industrial | Ind ¦ Ventilation Optimization | 2028 | Technical | MW | After Competition Groups | 9.369 | 0 | 0 | 697.2133 | 0.013438 | 15 | Industrial_2028_Technical_MW_After Competition Groups_15 | Ventilation Optimization | 1.344% | 0 | 9.369 | Industrial_2028_Technical_MW_After Competition Groups_Ventilation Optimization
Industrial | Ind ¦ HE HVAC Controls | 2028 | Technical | MW | After Competition Groups | 8.7553 | 0 | 0 | 697.2133 | 0.012558 | 16 | Industrial_2028_Technical_MW_After Competition Groups_16 | HE HVAC Controls | 1.256% | 0 | 8.7553 | Industrial_2028_Technical_MW_After Competition Groups_HE HVAC Controls
Industrial | Ind ¦ Pulp and Paper Process Improvements | 2028 | Technical | MW | After Competition Groups | 8.0554 | 0 | 0 | 697.2133 | 0.011554 | 17 | Industrial_2028_Technical_MW_After Competition Groups_17 | Pulp and Paper Process Improvements | 1.155% | 0 | 8.0554 | Industrial_2028_Technical_MW_After Competition Groups_Pulp and Paper Process Improvements
Industrial | Ind ¦ Material Handling Improvements | 2028 | Technical | MW | After Competition Groups | 7.4812 | 0 | 0 | 697.2133 | 0.01073 | 18 | Industrial_2028_Technical_MW_After Competition Groups_18 | Material Handling Improvements | 1.073% | 0 | 7.4812 | Industrial_2028_Technical_MW_After Competition Groups_Material Handling Improvements
Industrial | Ind ¦ Refiner Plate Improvements | 2028 | Technical | MW | After Competition Groups | 6.1107 | 0 | 0 | 697.2133 | 0.0087645 | 19 | Industrial_2028_Technical_MW_After Competition Groups_19 | Refiner Plate Improvements | 0.8765% | 0 | 6.1107 | Industrial_2028_Technical_MW_After Competition Groups_Refiner Plate Improvements
Industrial | Ind ¦ HVLS Fans | 2028 | Technical | MW | After Competition Groups | 6.0647 | 0 | 0 | 697.2133 | 0.0086985 | 20 | Industrial_2028_Technical_MW_After Competition Groups_20 | HVLS Fans | 0.8699% | 0 | 6.0647 | Industrial_2028_Technical_MW_After Competition Groups_HVLS Fans
Industrial | Ind ¦ HE HVAC Units | 2028 | Technical | MW | After Competition Groups | 5.4787 | 0 | 0 | 697.2133 | 0.007858 | 21 | Industrial_2028_Technical_MW_After Competition Groups_21 | HE HVAC Units | 0.7858% | 0 | 5.4787 | Industrial_2028_Technical_MW_After Competition Groups_HE HVAC Units
Industrial | Ind ¦ Chiller Optimization | 2028 | Technical | MW | After Competition Groups | 5.3567 | 0 | 0 | 697.2133 | 0.007683 | 22 | Industrial_2028_Technical_MW_After Competition Groups_22 | Chiller Optimization | 0.7683% | 0 | 5.3567 | Industrial_2028_Technical_MW_After Competition Groups_Chiller Optimization
Industrial | Ind ¦ Cooling Tower Optimization | 2028 | Technical | MW | After Competition Groups | 4.187 | 0 | 0 | 697.2133 | 0.0060053 | 23 | Industrial_2028_Technical_MW_After Competition Groups_23 | Cooling Tower Optimization | 0.6005% | 0 | 4.187 | Industrial_2028_Technical_MW_After Competition Groups_Cooling Tower Optimization
Industrial | Ind ¦ Free Cooling | 2028 | Technical | MW | After Competition Groups | 3.5149 | 0 | 0 | 697.2133 | 0.0050413 | 24 | Industrial_2028_Technical_MW_After Competition Groups_24 | Free Cooling | 0.5041% | 0 | 3.5149 | Industrial_2028_Technical_MW_After Competition Groups_Free Cooling
Industrial | Ind ¦ VAV Conversion Project | 2028 | Technical | MW | After Competition Groups | 2.9957 | 0 | 0 | 697.2133 | 0.0042967 | 25 | Industrial_2028_Technical_MW_After Competition Groups_25 | VAV Conversion Project | 0.4297% | 0 | 2.9957 | Industrial_2028_Technical_MW_After Competition Groups_VAV Conversion Project
Industrial | Ind ¦ Cold Storage Retrofit | 2028 | Technical | MW | After Competition Groups | 2.8877 | 0 | 0 | 697.2133 | 0.0041418 | 26 | Industrial_2028_Technical_MW_After Competition Groups_26 | Cold Storage Retrofit | 0.4142% | 0 | 2.8877 | Industrial_2028_Technical_MW_After Competition Groups_Cold Storage Retrofit
Industrial | Ind ¦ Process Heat Recovery | 2028 | Technical | MW | After Competition Groups | 2.7624 | 0 | 0 | 697.2133 | 0.003962 | 27 | Industrial_2028_Technical_MW_After Competition Groups_27 | Process Heat Recovery | 0.3962% | 0 | 2.7624 | Industrial_2028_Technical_MW_After Competition Groups_Process Heat Recovery
Industrial | Ind ¦ Synchronous Belts | 2028 | Technical | MW | After Competition Groups | 2.658 | 0 | 0 | 697.2133 | 0.0038124 | 28 | Industrial_2028_Technical_MW_After Competition Groups_28 | Synchronous Belts | 0.3812% | 0 | 2.658 | Industrial_2028_Technical_MW_After Competition Groups_Synchronous Belts
Industrial | Ind ¦ High Efficiency Battery Charger | 2028 | Technical | MW | After Competition Groups | 2.5459 | 0 | 0 | 697.2133 | 0.0036516 | 29 | Industrial_2028_Technical_MW_After Competition Groups_29 | High Efficiency Battery Charger | 0.3652% | 0 | 2.5459 | Industrial_2028_Technical_MW_After Competition Groups_High Efficiency Battery Charger
Industrial | Ind ¦ Process Improvements | 2028 | Technical | MW | After Competition Groups | 2.1667 | 0 | 0 | 697.2133 | 0.0031077 | 30 | Industrial_2028_Technical_MW_After Competition Groups_30 | Process Improvements | 0.3108% | 0 | 2.1667 | Industrial_2028_Technical_MW_After Competition Groups_Process Improvements
Industrial | Ind ¦ Efficient Irrigation | 2028 | Technical | MW | After Competition Groups | 2.0909 | 0 | 0 | 697.2133 | 0.0029989 | 31 | Industrial_2028_Technical_MW_After Competition Groups_31 | Efficient Irrigation | 0.2999% | 0 | 2.0909 | Industrial_2028_Technical_MW_After Competition Groups_Efficient Irrigation
Industrial | Ind ¦ Refrigeration Compressor VFD | 2028 | Technical | MW | After Competition Groups | 1.3828 | 0 | 0 | 697.2133 | 0.0019833 | 32 | Industrial_2028_Technical_MW_After Competition Groups_32 | Refrigeration Compressor VFD | 0.1983% | 0 | 1.3828 | Industrial_2028_Technical_MW_After Competition Groups_Refrigeration Compressor VFD
Industrial | Ind ¦ Improved Controls - Process Heating | 2028 | Technical | MW | After Competition Groups | 1.3093 | 0 | 0 | 697.2133 | 0.001878 | 33 | Industrial_2028_Technical_MW_After Competition Groups_33 | Improved Controls - Process Heating | 0.1878% | 0 | 1.3093 | Industrial_2028_Technical_MW_After Competition Groups_Improved Controls - Process Heating
Industrial | Ind ¦ Efficient Transformer | 2028 | Technical | MW | After Competition Groups | 1.2772 | 0 | 0 | 697.2133 | 0.0018319 | 34 | Industrial_2028_Technical_MW_After Competition Groups_34 | Efficient Transformer | 0.1832% | 0 | 1.2772 | Industrial_2028_Technical_MW_After Competition Groups_Efficient Transformer
Industrial | Ind ¦ High Efficiency Welders | 2028 | Technical | MW | After Competition Groups | 1.0246 | 0 | 0 | 697.2133 | 0.0014696 | 35 | Industrial_2028_Technical_MW_After Competition Groups_35 | High Efficiency Welders | 0.147% | 0 | 1.0246 | Industrial_2028_Technical_MW_After Competition Groups_High Efficiency Welders
Industrial | Ind ¦ Engine Block Heater Timer | 2028 | Technical | MW | After Competition Groups | 0.82782 | 0 | 0 | 697.2133 | 0.0011873 | 36 | Industrial_2028_Technical_MW_After Competition Groups_36 | Engine Block Heater Timer | 0.1187% | 0 | 0.82782 | Industrial_2028_Technical_MW_After Competition Groups_Engine Block Heater Timer
Industrial | Ind ¦ Dairy Pre-Cooler | 2028 | Technical | MW | After Competition Groups | 0.57334 | 0 | 0 | 697.2133 | 0.00082232 | 37 | Industrial_2028_Technical_MW_After Competition Groups_37 | Dairy Pre-Cooler | 0.08223% | 0 | 0.57334 | Industrial_2028_Technical_MW_After Competition Groups_Dairy Pre-Cooler
Industrial | Ind ¦ Air Compressor Heat Recovery | 2028 | Technical | MW | After Competition Groups | 0.3573 | 0 | 0 | 697.2133 | 0.00051246 | 38 | Industrial_2028_Technical_MW_After Competition Groups_38 | Air Compressor Heat Recovery | 0.05125% | 0 | 0.3573 | Industrial_2028_Technical_MW_After Competition Groups_Air Compressor Heat Recovery
Industrial | Ind ¦ Optimize Compressed Air Dryer | 2028 | Technical | MW | After Competition Groups | 0.25963 | 0 | 0 | 697.2133 | 0.00037238 | 39 | Industrial_2028_Technical_MW_After Competition Groups_39 | Optimize Compressed Air Dryer | 0.03724% | 0 | 0.25963 | Industrial_2028_Technical_MW_After Competition Groups_Optimize Compressed Air Dryer
Industrial | Ind ¦ Heat Lamps/Heat Pad | 2028 | Technical | MW | After Competition Groups | 0.13377 | 0 | 0 | 697.2133 | 0.00019187 | 40 | Industrial_2028_Technical_MW_After Competition Groups_40 | Heat Lamps/Heat Pad | 0.01919% | 0 | 0.13377 | Industrial_2028_Technical_MW_After Competition Groups_Heat Lamps/Heat Pad
Industrial | Ind ¦ Efficient Refrigeration Compressor | 2028 | Technical | MW | After Competition Groups | 0.11678 | 0 | 0 | 697.2133 | 0.00016749 | 41 | Industrial_2028_Technical_MW_After Competition Groups_41 | Efficient Refrigeration Compressor | 0.01675% | 0 | 0.11678 | Industrial_2028_Technical_MW_After Competition Groups_Efficient Refrigeration Compressor
Industrial | Ind ¦ Creep Heat Controller | 2028 | Technical | MW | After Competition Groups | 0.10502 | 0 | 0 | 697.2133 | 0.00015062 | 42 | Industrial_2028_Technical_MW_After Competition Groups_42 | Creep Heat Controller | 0.01506% | 0 | 0.10502 | Industrial_2028_Technical_MW_After Competition Groups_Creep Heat Controller
Industrial | Ind ¦ Pump System Optimization | 2029 | Economic | MW | After Competition Groups | 85.1619 | 0 | 0 | 595.0095 | 0.14313 | 1 | Industrial_2029_Economic_MW_After Competition Groups_1 | Pump System Optimization | 14.31% | 0 | 85.1619 | Industrial_2029_Economic_MW_After Competition Groups_Pump System Optimization
Industrial | Ind ¦ Air Leak Survey and Repair | 2029 | Economic | MW | After Competition Groups | 74.5961 | 0 | 0 | 595.0095 | 0.12537 | 2 | Industrial_2029_Economic_MW_After Competition Groups_2 | Air Leak Survey and Repair | 12.54% | 0 | 74.5961 | Industrial_2029_Economic_MW_After Competition Groups_Air Leak Survey and Repair
Industrial | Ind ¦ Air Compressor Optimization | 2029 | Economic | MW | After Competition Groups | 53.148 | 0 | 0 | 595.0095 | 0.089323 | 3 | Industrial_2029_Economic_MW_After Competition Groups_3 | Air Compressor Optimization | 8.932% | 0 | 53.148 | Industrial_2029_Economic_MW_After Competition Groups_Air Compressor Optimization
Industrial | Ind ¦ Recommissioning | 2029 | Economic | MW | After Competition Groups | 52.6509 | 0 | 0 | 595.0095 | 0.088488 | 4 | Industrial_2029_Economic_MW_After Competition Groups_4 | Recommissioning | 8.849% | 0 | 52.6509 | Industrial_2029_Economic_MW_After Competition Groups_Recommissioning
Industrial | Ind ¦ SEM | 2029 | Economic | MW | After Competition Groups | 52.6509 | 0 | 0 | 595.0095 | 0.088488 | 5 | Industrial_2029_Economic_MW_After Competition Groups_5 | SEM | 8.849% | 0 | 52.6509 | Industrial_2029_Economic_MW_After Competition Groups_SEM
Industrial | Ind ¦ Efficient Compressed Air Nozzles | 2029 | Economic | MW | After Competition Groups | 52.0566 | 0 | 0 | 595.0095 | 0.087489 | 6 | Industrial_2029_Economic_MW_After Competition Groups_6 | Efficient Compressed Air Nozzles | 8.749% | 0 | 52.0566 | Industrial_2029_Economic_MW_After Competition Groups_Efficient Compressed Air Nozzles
Industrial | Ind ¦ Pump Equipment Upgrade | 2029 | Economic | MW | After Competition Groups | 39.762 | 0 | 0 | 595.0095 | 0.066826 | 7 | Industrial_2029_Economic_MW_After Competition Groups_7 | Pump Equipment Upgrade | 6.683% | 0 | 39.762 | Industrial_2029_Economic_MW_After Competition Groups_Pump Equipment Upgrade
Industrial | Ind ¦ HE Lighting | 2029 | Economic | MW | After Competition Groups | 34.7181 | 0 | 0 | 595.0095 | 0.058349 | 8 | Industrial_2029_Economic_MW_After Competition Groups_8 | HE Lighting | 5.835% | 0 | 34.7181 | Industrial_2029_Economic_MW_After Competition Groups_HE Lighting
Industrial | Ind ¦ High Efficiency HVAC Fans | 2029 | Economic | MW | After Competition Groups | 25.5719 | 0 | 0 | 595.0095 | 0.042977 | 9 | Industrial_2029_Economic_MW_After Competition Groups_9 | High Efficiency HVAC Fans | 4.298% | 0 | 25.5719 | Industrial_2029_Economic_MW_After Competition Groups_High Efficiency HVAC Fans
Industrial | Ind ¦ Process Optimization (Elec) | 2029 | Economic | MW | After Competition Groups | 21.395 | 0 | 0 | 595.0095 | 0.035957 | 10 | Industrial_2029_Economic_MW_After Competition Groups_10 | Process Optimization (Elec) | 3.596% | 0 | 21.395 | Industrial_2029_Economic_MW_After Competition Groups_Process Optimization (Elec)
Industrial | Ind ¦ Greenhouse Grow Lights | 2029 | Economic | MW | After Competition Groups | 20.7117 | 0 | 0 | 595.0095 | 0.034809 | 11 | Industrial_2029_Economic_MW_After Competition Groups_11 | Greenhouse Grow Lights | 3.481% | 0 | 20.7117 | Industrial_2029_Economic_MW_After Competition Groups_Greenhouse Grow Lights
Industrial | Ind ¦ Fan System Optimization | 2029 | Economic | MW | After Competition Groups | 18.7504 | 0 | 0 | 595.0095 | 0.031513 | 12 | Industrial_2029_Economic_MW_After Competition Groups_12 | Fan System Optimization | 3.151% | 0 | 18.7504 | Industrial_2029_Economic_MW_After Competition Groups_Fan System Optimization
Industrial | Ind ¦ Improved Controls - Process Cooling | 2029 | Economic | MW | After Competition Groups | 13.648 | 0 | 0 | 595.0095 | 0.022937 | 13 | Industrial_2029_Economic_MW_After Competition Groups_13 | Improved Controls - Process Cooling | 2.294% | 0 | 13.648 | Industrial_2029_Economic_MW_After Competition Groups_Improved Controls - Process Cooling
Industrial | Ind ¦ Pulp and Paper Process Improvements | 2029 | Economic | MW | After Competition Groups | 8.0028 | 0 | 0 | 595.0095 | 0.01345 | 14 | Industrial_2029_Economic_MW_After Competition Groups_14 | Pulp and Paper Process Improvements | 1.345% | 0 | 8.0028 | Industrial_2029_Economic_MW_After Competition Groups_Pulp and Paper Process Improvements
Industrial | Ind ¦ Material Handling Improvements | 2029 | Economic | MW | After Competition Groups | 7.662 | 0 | 0 | 595.0095 | 0.012877 | 15 | Industrial_2029_Economic_MW_After Competition Groups_15 | Material Handling Improvements | 1.288% | 0 | 7.662 | Industrial_2029_Economic_MW_After Competition Groups_Material Handling Improvements
Industrial | Ind ¦ Refiner Plate Improvements | 2029 | Economic | MW | After Competition Groups | 6.2256 | 0 | 0 | 595.0095 | 0.010463 | 16 | Industrial_2029_Economic_MW_After Competition Groups_16 | Refiner Plate Improvements | 1.046% | 0 | 6.2256 | Industrial_2029_Economic_MW_After Competition Groups_Refiner Plate Improvements
Industrial | Ind ¦ Cooling Tower Optimization | 2029 | Economic | MW | After Competition Groups | 4.1782 | 0 | 0 | 595.0095 | 0.007022 | 17 | Industrial_2029_Economic_MW_After Competition Groups_17 | Cooling Tower Optimization | 0.7022% | 0 | 4.1782 | Industrial_2029_Economic_MW_After Competition Groups_Cooling Tower Optimization
Industrial | Ind ¦ Ventilation Optimization | 2029 | Economic | MW | After Competition Groups | 3.6558 | 0 | 0 | 595.0095 | 0.0061442 | 18 | Industrial_2029_Economic_MW_After Competition Groups_18 | Ventilation Optimization | 0.6144% | 0 | 3.6558 | Industrial_2029_Economic_MW_After Competition Groups_Ventilation Optimization
Industrial | Ind ¦ Free Cooling | 2029 | Economic | MW | After Competition Groups | 3.5078 | 0 | 0 | 595.0095 | 0.0058953 | 19 | Industrial_2029_Economic_MW_After Competition Groups_19 | Free Cooling | 0.5895% | 0 | 3.5078 | Industrial_2029_Economic_MW_After Competition Groups_Free Cooling
Industrial | Ind ¦ VAV Conversion Project | 2029 | Economic | MW | After Competition Groups | 2.9552 | 0 | 0 | 595.0095 | 0.0049666 | 20 | Industrial_2029_Economic_MW_After Competition Groups_20 | VAV Conversion Project | 0.4967% | 0 | 2.9552 | Industrial_2029_Economic_MW_After Competition Groups_VAV Conversion Project
Industrial | Ind ¦ Process Heat Recovery | 2029 | Economic | MW | After Competition Groups | 2.7583 | 0 | 0 | 595.0095 | 0.0046357 | 21 | Industrial_2029_Economic_MW_After Competition Groups_21 | Process Heat Recovery | 0.4636% | 0 | 2.7583 | Industrial_2029_Economic_MW_After Competition Groups_Process Heat Recovery
Industrial | Ind ¦ High Efficiency Battery Charger | 2029 | Economic | MW | After Competition Groups | 2.6121 | 0 | 0 | 595.0095 | 0.0043901 | 22 | Industrial_2029_Economic_MW_After Competition Groups_22 | High Efficiency Battery Charger | 0.439% | 0 | 2.6121 | Industrial_2029_Economic_MW_After Competition Groups_High Efficiency Battery Charger
Industrial | Ind ¦ Process Improvements | 2029 | Economic | MW | After Competition Groups | 2.1684 | 0 | 0 | 595.0095 | 0.0036443 | 23 | Industrial_2029_Economic_MW_After Competition Groups_23 | Process Improvements | 0.3644% | 0 | 2.1684 | Industrial_2029_Economic_MW_After Competition Groups_Process Improvements
Industrial | Ind ¦ Efficient Irrigation | 2029 | Economic | MW | After Competition Groups | 2.1347 | 0 | 0 | 595.0095 | 0.0035876 | 24 | Industrial_2029_Economic_MW_After Competition Groups_24 | Efficient Irrigation | 0.3588% | 0 | 2.1347 | Industrial_2029_Economic_MW_After Competition Groups_Efficient Irrigation
Industrial | Ind ¦ Refrigeration Compressor VFD | 2029 | Economic | MW | After Competition Groups | 1.4136 | 0 | 0 | 595.0095 | 0.0023758 | 25 | Industrial_2029_Economic_MW_After Competition Groups_25 | Refrigeration Compressor VFD | 0.2376% | 0 | 1.4136 | Industrial_2029_Economic_MW_After Competition Groups_Refrigeration Compressor VFD
Industrial | Ind ¦ Improved Controls - Process Heating | 2029 | Economic | MW | After Competition Groups | 1.309 | 0 | 0 | 595.0095 | 0.0021999 | 26 | Industrial_2029_Economic_MW_After Competition Groups_26 | Improved Controls - Process Heating | 0.22% | 0 | 1.309 | Industrial_2029_Economic_MW_After Competition Groups_Improved Controls - Process Heating
Industrial | Ind ¦ Engine Block Heater Timer | 2029 | Economic | MW | After Competition Groups | 0.8291 | 0 | 0 | 595.0095 | 0.0013934 | 27 | Industrial_2029_Economic_MW_After Competition Groups_27 | Engine Block Heater Timer | 0.1393% | 0 | 0.8291 | Industrial_2029_Economic_MW_After Competition Groups_Engine Block Heater Timer
Industrial | Ind ¦ Air Compressor Heat Recovery | 2029 | Economic | MW | After Competition Groups | 0.35539 | 0 | 0 | 595.0095 | 0.00059729 | 28 | Industrial_2029_Economic_MW_After Competition Groups_28 | Air Compressor Heat Recovery | 0.05973% | 0 | 0.35539 | Industrial_2029_Economic_MW_After Competition Groups_Air Compressor Heat Recovery
Industrial | Ind ¦ Dairy Pre-Cooler | 2029 | Economic | MW | After Competition Groups | 0.29314 | 0 | 0 | 595.0095 | 0.00049267 | 29 | Industrial_2029_Economic_MW_After Competition Groups_29 | Dairy Pre-Cooler | 0.04927% | 0 | 0.29314 | Industrial_2029_Economic_MW_After Competition Groups_Dairy Pre-Cooler
Industrial | Ind ¦ Efficient Refrigeration Compressor | 2029 | Economic | MW | After Competition Groups | 0.11895 | 0 | 0 | 595.0095 | 0.00019991 | 30 | Industrial_2029_Economic_MW_After Competition Groups_30 | Efficient Refrigeration Compressor | 0.01999% | 0 | 0.11895 | Industrial_2029_Economic_MW_After Competition Groups_Efficient Refrigeration Compressor
Industrial | Ind ¦ Heat Lamps/Heat Pad | 2029 | Economic | MW | After Competition Groups | 0.0079743 | 0 | 0 | 595.0095 | 1.3402e-05 | 31 | Industrial_2029_Economic_MW_After Competition Groups_31 | Heat Lamps/Heat Pad | 0.00134% | 0 | 0.0079743 | Industrial_2029_Economic_MW_After Competition Groups_Heat Lamps/Heat Pad
Industrial | Ind ¦ Air Compressor Optimization | 2029 | SC A | MW | After Competition Groups | 36.2905 | 0 | 0 | 197.6263 | 0.18363 | 1 | Industrial_2029_SC A_MW_After Competition Groups_1 | Air Compressor Optimization | 18.36% | 0 | 36.2905 | Industrial_2029_SC A_MW_After Competition Groups_Air Compressor Optimization
Industrial | Ind ¦ Pump System Optimization | 2029 | SC A | MW | After Competition Groups | 31.3603 | 0 | 0 | 197.6263 | 0.15868 | 2 | Industrial_2029_SC A_MW_After Competition Groups_2 | Pump System Optimization | 15.87% | 0 | 31.3603 | Industrial_2029_SC A_MW_After Competition Groups_Pump System Optimization
Industrial | Ind ¦ Air Leak Survey and Repair | 2029 | SC A | MW | After Competition Groups | 23.379 | 0 | 0 | 197.6263 | 0.1183 | 3 | Industrial_2029_SC A_MW_After Competition Groups_3 | Air Leak Survey and Repair | 11.83% | 0 | 23.379 | Industrial_2029_SC A_MW_After Competition Groups_Air Leak Survey and Repair
Industrial | Ind ¦ Recommissioning | 2029 | SC A | MW | After Competition Groups | 16.5528 | 0 | 0 | 197.6263 | 0.083758 | 4 | Industrial_2029_SC A_MW_After Competition Groups_4 | Recommissioning | 8.376% | 0 | 16.5528 | Industrial_2029_SC A_MW_After Competition Groups_Recommissioning
Industrial | Ind ¦ SEM | 2029 | SC A | MW | After Competition Groups | 16.5528 | 0 | 0 | 197.6263 | 0.083758 | 5 | Industrial_2029_SC A_MW_After Competition Groups_5 | SEM | 8.376% | 0 | 16.5528 | Industrial_2029_SC A_MW_After Competition Groups_SEM
Industrial | Ind ¦ Pump Equipment Upgrade | 2029 | SC A | MW | After Competition Groups | 13.8487 | 0 | 0 | 197.6263 | 0.070075 | 6 | Industrial_2029_SC A_MW_After Competition Groups_6 | Pump Equipment Upgrade | 7.008% | 0 | 13.8487 | Industrial_2029_SC A_MW_After Competition Groups_Pump Equipment Upgrade
Industrial | Ind ¦ Efficient Compressed Air Nozzles | 2029 | SC A | MW | After Competition Groups | 12.568 | 0 | 0 | 197.6263 | 0.063595 | 7 | Industrial_2029_SC A_MW_After Competition Groups_7 | Efficient Compressed Air Nozzles | 6.359% | 0 | 12.568 | Industrial_2029_SC A_MW_After Competition Groups_Efficient Compressed Air Nozzles
Industrial | Ind ¦ Fan System Optimization | 2029 | SC A | MW | After Competition Groups | 12.4002 | 0 | 0 | 197.6263 | 0.062746 | 8 | Industrial_2029_SC A_MW_After Competition Groups_8 | Fan System Optimization | 6.275% | 0 | 12.4002 | Industrial_2029_SC A_MW_After Competition Groups_Fan System Optimization
Industrial | Ind ¦ High Efficiency HVAC Fans | 2029 | SC A | MW | After Competition Groups | 9.771 | 0 | 0 | 197.6263 | 0.049442 | 9 | Industrial_2029_SC A_MW_After Competition Groups_9 | High Efficiency HVAC Fans | 4.944% | 0 | 9.771 | Industrial_2029_SC A_MW_After Competition Groups_High Efficiency HVAC Fans
Industrial | Ind ¦ Greenhouse Grow Lights | 2029 | SC A | MW | After Competition Groups | 4.946 | 0 | 0 | 197.6263 | 0.025027 | 10 | Industrial_2029_SC A_MW_After Competition Groups_10 | Greenhouse Grow Lights | 2.503% | 0 | 4.946 | Industrial_2029_SC A_MW_After Competition Groups_Greenhouse Grow Lights
Industrial | Ind ¦ Improved Controls - Process Cooling | 2029 | SC A | MW | After Competition Groups | 4.4564 | 0 | 0 | 197.6263 | 0.02255 | 11 | Industrial_2029_SC A_MW_After Competition Groups_11 | Improved Controls - Process Cooling | 2.255% | 0 | 4.4564 | Industrial_2029_SC A_MW_After Competition Groups_Improved Controls - Process Cooling
Industrial | Ind ¦ Material Handling Improvements | 2029 | SC A | MW | After Competition Groups | 3.322 | 0 | 0 | 197.6263 | 0.01681 | 12 | Industrial_2029_SC A_MW_After Competition Groups_12 | Material Handling Improvements | 1.681% | 0 | 3.322 | Industrial_2029_SC A_MW_After Competition Groups_Material Handling Improvements
Industrial | Ind ¦ Process Optimization (Elec) | 2029 | SC A | MW | After Competition Groups | 2.9626 | 0 | 0 | 197.6263 | 0.014991 | 13 | Industrial_2029_SC A_MW_After Competition Groups_13 | Process Optimization (Elec) | 1.499% | 0 | 2.9626 | Industrial_2029_SC A_MW_After Competition Groups_Process Optimization (Elec)
Industrial | Ind ¦ Refiner Plate Improvements | 2029 | SC A | MW | After Competition Groups | 1.423 | 0 | 0 | 197.6263 | 0.0072003 | 14 | Industrial_2029_SC A_MW_After Competition Groups_14 | Refiner Plate Improvements | 0.72% | 0 | 1.423 | Industrial_2029_SC A_MW_After Competition Groups_Refiner Plate Improvements
Industrial | Ind ¦ Ventilation Optimization | 2029 | SC A | MW | After Competition Groups | 1.0316 | 0 | 0 | 197.6263 | 0.0052199 | 15 | Industrial_2029_SC A_MW_After Competition Groups_15 | Ventilation Optimization | 0.522% | 0 | 1.0316 | Industrial_2029_SC A_MW_After Competition Groups_Ventilation Optimization
Industrial | Ind ¦ VAV Conversion Project | 2029 | SC A | MW | After Competition Groups | 1.0049 | 0 | 0 | 197.6263 | 0.0050851 | 16 | Industrial_2029_SC A_MW_After Competition Groups_16 | VAV Conversion Project | 0.5085% | 0 | 1.0049 | Industrial_2029_SC A_MW_After Competition Groups_VAV Conversion Project
Industrial | Ind ¦ HE Lighting | 2029 | SC A | MW | After Competition Groups | 0.93705 | 0 | 0 | 197.6263 | 0.0047415 | 17 | Industrial_2029_SC A_MW_After Competition Groups_17 | HE Lighting | 0.4742% | 0 | 0.93705 | Industrial_2029_SC A_MW_After Competition Groups_HE Lighting
Industrial | Ind ¦ Pulp and Paper Process Improvements | 2029 | SC A | MW | After Competition Groups | 0.87579 | 0 | 0 | 197.6263 | 0.0044315 | 18 | Industrial_2029_SC A_MW_After Competition Groups_18 | Pulp and Paper Process Improvements | 0.4432% | 0 | 0.87579 | Industrial_2029_SC A_MW_After Competition Groups_Pulp and Paper Process Improvements
Industrial | Ind ¦ Process Heat Recovery | 2029 | SC A | MW | After Competition Groups | 0.8418 | 0 | 0 | 197.6263 | 0.0042596 | 19 | Industrial_2029_SC A_MW_After Competition Groups_19 | Process Heat Recovery | 0.426% | 0 | 0.8418 | Industrial_2029_SC A_MW_After Competition Groups_Process Heat Recovery
Industrial | Ind ¦ Process Improvements | 2029 | SC A | MW | After Competition Groups | 0.63134 | 0 | 0 | 197.6263 | 0.0031946 | 20 | Industrial_2029_SC A_MW_After Competition Groups_20 | Process Improvements | 0.3195% | 0 | 0.63134 | Industrial_2029_SC A_MW_After Competition Groups_Process Improvements
Industrial | Ind ¦ High Efficiency Battery Charger | 2029 | SC A | MW | After Competition Groups | 0.58257 | 0 | 0 | 197.6263 | 0.0029478 | 21 | Industrial_2029_SC A_MW_After Competition Groups_21 | High Efficiency Battery Charger | 0.2948% | 0 | 0.58257 | Industrial_2029_SC A_MW_After Competition Groups_High Efficiency Battery Charger
Industrial | Ind ¦ Improved Controls - Process Heating | 2029 | SC A | MW | After Competition Groups | 0.41927 | 0 | 0 | 197.6263 | 0.0021215 | 22 | Industrial_2029_SC A_MW_After Competition Groups_22 | Improved Controls - Process Heating | 0.2122% | 0 | 0.41927 | Industrial_2029_SC A_MW_After Competition Groups_Improved Controls - Process Heating
Industrial | Ind ¦ Refrigeration Compressor VFD | 2029 | SC A | MW | After Competition Groups | 0.41883 | 0 | 0 | 197.6263 | 0.0021193 | 23 | Industrial_2029_SC A_MW_After Competition Groups_23 | Refrigeration Compressor VFD | 0.2119% | 0 | 0.41883 | Industrial_2029_SC A_MW_After Competition Groups_Refrigeration Compressor VFD
Industrial | Ind ¦ Cooling Tower Optimization | 2029 | SC A | MW | After Competition Groups | 0.33172 | 0 | 0 | 197.6263 | 0.0016785 | 24 | Industrial_2029_SC A_MW_After Competition Groups_24 | Cooling Tower Optimization | 0.1679% | 0 | 0.33172 | Industrial_2029_SC A_MW_After Competition Groups_Cooling Tower Optimization
Industrial | Ind ¦ Engine Block Heater Timer | 2029 | SC A | MW | After Competition Groups | 0.24843 | 0 | 0 | 197.6263 | 0.0012571 | 25 | Industrial_2029_SC A_MW_After Competition Groups_25 | Engine Block Heater Timer | 0.1257% | 0 | 0.24843 | Industrial_2029_SC A_MW_After Competition Groups_Engine Block Heater Timer
Industrial | Ind ¦ Efficient Irrigation | 2029 | SC A | MW | After Competition Groups | 0.13428 | 0 | 0 | 197.6263 | 0.00067946 | 26 | Industrial_2029_SC A_MW_After Competition Groups_26 | Efficient Irrigation | 0.06795% | 0 | 0.13428 | Industrial_2029_SC A_MW_After Competition Groups_Efficient Irrigation
Industrial | Ind ¦ Dairy Pre-Cooler | 2029 | SC A | MW | After Competition Groups | 0.12295 | 0 | 0 | 197.6263 | 0.00062215 | 27 | Industrial_2029_SC A_MW_After Competition Groups_27 | Dairy Pre-Cooler | 0.06222% | 0 | 0.12295 | Industrial_2029_SC A_MW_After Competition Groups_Dairy Pre-Cooler
Industrial | Ind ¦ Air Compressor Heat Recovery | 2029 | SC A | MW | After Competition Groups | 0.11365 | 0 | 0 | 197.6263 | 0.00057506 | 28 | Industrial_2029_SC A_MW_After Competition Groups_28 | Air Compressor Heat Recovery | 0.05751% | 0 | 0.11365 | Industrial_2029_SC A_MW_After Competition Groups_Air Compressor Heat Recovery
Industrial | Ind ¦ Efficient Refrigeration Compressor | 2029 | SC A | MW | After Competition Groups | 0.067199 | 0 | 0 | 197.6263 | 0.00034003 | 29 | Industrial_2029_SC A_MW_After Competition Groups_29 | Efficient Refrigeration Compressor | 0.034% | 0 | 0.067199 | Industrial_2029_SC A_MW_After Competition Groups_Efficient Refrigeration Compressor
Industrial | Ind ¦ Heat Lamps/Heat Pad | 2029 | SC A | MW | After Competition Groups | 0.024209 | 0 | 0 | 197.6263 | 0.0001225 | 30 | Industrial_2029_SC A_MW_After Competition Groups_30 | Heat Lamps/Heat Pad | 0.01225% | 0 | 0.024209 | Industrial_2029_SC A_MW_After Competition Groups_Heat Lamps/Heat Pad
Industrial | Ind ¦ Free Cooling | 2029 | SC A | MW | After Competition Groups | 0.0075602 | 0 | 0 | 197.6263 | 3.8255e-05 | 31 | Industrial_2029_SC A_MW_After Competition Groups_31 | Free Cooling | 0.003826% | 0 | 0.0075602 | Industrial_2029_SC A_MW_After Competition Groups_Free Cooling
Industrial | Ind ¦ Air Leak Survey and Repair | 2029 | SC B | MW | After Competition Groups | 52.9713 | 0 | 0 | 353.4822 | 0.14986 | 1 | Industrial_2029_SC B_MW_After Competition Groups_1 | Air Leak Survey and Repair | 14.99% | 0 | 52.9713 | Industrial_2029_SC B_MW_After Competition Groups_Air Leak Survey and Repair
Industrial | Ind ¦ Pump System Optimization | 2029 | SC B | MW | After Competition Groups | 42.8693 | 0 | 0 | 353.4822 | 0.12128 | 2 | Industrial_2029_SC B_MW_After Competition Groups_2 | Pump System Optimization | 12.13% | 0 | 42.8693 | Industrial_2029_SC B_MW_After Competition Groups_Pump System Optimization
Industrial | Ind ¦ Recommissioning | 2029 | SC B | MW | After Competition Groups | 37.4952 | 0 | 0 | 353.4822 | 0.10607 | 3 | Industrial_2029_SC B_MW_After Competition Groups_3 | Recommissioning | 10.61% | 0 | 37.4952 | Industrial_2029_SC B_MW_After Competition Groups_Recommissioning
Industrial | Ind ¦ SEM | 2029 | SC B | MW | After Competition Groups | 37.4952 | 0 | 0 | 353.4822 | 0.10607 | 4 | Industrial_2029_SC B_MW_After Competition Groups_4 | SEM | 10.61% | 0 | 37.4952 | Industrial_2029_SC B_MW_After Competition Groups_SEM
Industrial | Ind ¦ Air Compressor Optimization | 2029 | SC B | MW | After Competition Groups | 36.2905 | 0 | 0 | 353.4822 | 0.10267 | 5 | Industrial_2029_SC B_MW_After Competition Groups_5 | Air Compressor Optimization | 10.27% | 0 | 36.2905 | Industrial_2029_SC B_MW_After Competition Groups_Air Compressor Optimization
Industrial | Ind ¦ Efficient Compressed Air Nozzles | 2029 | SC B | MW | After Competition Groups | 28.6763 | 0 | 0 | 353.4822 | 0.081125 | 6 | Industrial_2029_SC B_MW_After Competition Groups_6 | Efficient Compressed Air Nozzles | 8.113% | 0 | 28.6763 | Industrial_2029_SC B_MW_After Competition Groups_Efficient Compressed Air Nozzles
Industrial | Ind ¦ Pump Equipment Upgrade | 2029 | SC B | MW | After Competition Groups | 18.7222 | 0 | 0 | 353.4822 | 0.052965 | 7 | Industrial_2029_SC B_MW_After Competition Groups_7 | Pump Equipment Upgrade | 5.297% | 0 | 18.7222 | Industrial_2029_SC B_MW_After Competition Groups_Pump Equipment Upgrade
Industrial | Ind ¦ High Efficiency HVAC Fans | 2029 | SC B | MW | After Competition Groups | 16.9193 | 0 | 0 | 353.4822 | 0.047865 | 8 | Industrial_2029_SC B_MW_After Competition Groups_8 | High Efficiency HVAC Fans | 4.786% | 0 | 16.9193 | Industrial_2029_SC B_MW_After Competition Groups_High Efficiency HVAC Fans
Industrial | Ind ¦ Fan System Optimization | 2029 | SC B | MW | After Competition Groups | 13.1923 | 0 | 0 | 353.4822 | 0.037321 | 9 | Industrial_2029_SC B_MW_After Competition Groups_9 | Fan System Optimization | 3.732% | 0 | 13.1923 | Industrial_2029_SC B_MW_After Competition Groups_Fan System Optimization
Industrial | Ind ¦ Greenhouse Grow Lights | 2029 | SC B | MW | After Competition Groups | 12.0535 | 0 | 0 | 353.4822 | 0.034099 | 10 | Industrial_2029_SC B_MW_After Competition Groups_10 | Greenhouse Grow Lights | 3.41% | 0 | 12.0535 | Industrial_2029_SC B_MW_After Competition Groups_Greenhouse Grow Lights
Industrial | Ind ¦ HE Lighting | 2029 | SC B | MW | After Competition Groups | 10.9558 | 0 | 0 | 353.4822 | 0.030994 | 11 | Industrial_2029_SC B_MW_After Competition Groups_11 | HE Lighting | 3.099% | 0 | 10.9558 | Industrial_2029_SC B_MW_After Competition Groups_HE Lighting
Industrial | Ind ¦ Improved Controls - Process Cooling | 2029 | SC B | MW | After Competition Groups | 10.1193 | 0 | 0 | 353.4822 | 0.028628 | 12 | Industrial_2029_SC B_MW_After Competition Groups_12 | Improved Controls - Process Cooling | 2.863% | 0 | 10.1193 | Industrial_2029_SC B_MW_After Competition Groups_Improved Controls - Process Cooling
Industrial | Ind ¦ Pulp and Paper Process Improvements | 2029 | SC B | MW | After Competition Groups | 5.3107 | 0 | 0 | 353.4822 | 0.015024 | 13 | Industrial_2029_SC B_MW_After Competition Groups_13 | Pulp and Paper Process Improvements | 1.502% | 0 | 5.3107 | Industrial_2029_SC B_MW_After Competition Groups_Pulp and Paper Process Improvements
Industrial | Ind ¦ Material Handling Improvements | 2029 | SC B | MW | After Competition Groups | 5.1415 | 0 | 0 | 353.4822 | 0.014545 | 14 | Industrial_2029_SC B_MW_After Competition Groups_14 | Material Handling Improvements | 1.455% | 0 | 5.1415 | Industrial_2029_SC B_MW_After Competition Groups_Material Handling Improvements
Industrial | Ind ¦ Refiner Plate Improvements | 2029 | SC B | MW | After Competition Groups | 3.3092 | 0 | 0 | 353.4822 | 0.0093618 | 15 | Industrial_2029_SC B_MW_After Competition Groups_15 | Refiner Plate Improvements | 0.9362% | 0 | 3.3092 | Industrial_2029_SC B_MW_After Competition Groups_Refiner Plate Improvements
Industrial | Ind ¦ Cooling Tower Optimization | 2029 | SC B | MW | After Competition Groups | 3.0073 | 0 | 0 | 353.4822 | 0.0085077 | 16 | Industrial_2029_SC B_MW_After Competition Groups_16 | Cooling Tower Optimization | 0.8508% | 0 | 3.0073 | Industrial_2029_SC B_MW_After Competition Groups_Cooling Tower Optimization
Industrial | Ind ¦ Process Optimization (Elec) | 2029 | SC B | MW | After Competition Groups | 2.9626 | 0 | 0 | 353.4822 | 0.0083811 | 17 | Industrial_2029_SC B_MW_After Competition Groups_17 | Process Optimization (Elec) | 0.8381% | 0 | 2.9626 | Industrial_2029_SC B_MW_After Competition Groups_Process Optimization (Elec)
Industrial | Ind ¦ Free Cooling | 2029 | SC B | MW | After Competition Groups | 2.719 | 0 | 0 | 353.4822 | 0.007692 | 18 | Industrial_2029_SC B_MW_After Competition Groups_18 | Free Cooling | 0.7692% | 0 | 2.719 | Industrial_2029_SC B_MW_After Competition Groups_Free Cooling
Industrial | Ind ¦ Ventilation Optimization | 2029 | SC B | MW | After Competition Groups | 2.3596 | 0 | 0 | 353.4822 | 0.0066752 | 19 | Industrial_2029_SC B_MW_After Competition Groups_19 | Ventilation Optimization | 0.6675% | 0 | 2.3596 | Industrial_2029_SC B_MW_After Competition Groups_Ventilation Optimization
Industrial | Ind ¦ VAV Conversion Project | 2029 | SC B | MW | After Competition Groups | 2.3357 | 0 | 0 | 353.4822 | 0.0066077 | 20 | Industrial_2029_SC B_MW_After Competition Groups_20 | VAV Conversion Project | 0.6608% | 0 | 2.3357 | Industrial_2029_SC B_MW_After Competition Groups_VAV Conversion Project
Industrial | Ind ¦ Process Heat Recovery | 2029 | SC B | MW | After Competition Groups | 1.9285 | 0 | 0 | 353.4822 | 0.0054556 | 21 | Industrial_2029_SC B_MW_After Competition Groups_21 | Process Heat Recovery | 0.5456% | 0 | 1.9285 | Industrial_2029_SC B_MW_After Competition Groups_Process Heat Recovery
Industrial | Ind ¦ High Efficiency Battery Charger | 2029 | SC B | MW | After Competition Groups | 1.6225 | 0 | 0 | 353.4822 | 0.0045901 | 22 | Industrial_2029_SC B_MW_After Competition Groups_22 | High Efficiency Battery Charger | 0.459% | 0 | 1.6225 | Industrial_2029_SC B_MW_After Competition Groups_High Efficiency Battery Charger
Industrial | Ind ¦ Process Improvements | 2029 | SC B | MW | After Competition Groups | 1.5013 | 0 | 0 | 353.4822 | 0.0042471 | 23 | Industrial_2029_SC B_MW_After Competition Groups_23 | Process Improvements | 0.4247% | 0 | 1.5013 | Industrial_2029_SC B_MW_After Competition Groups_Process Improvements
Industrial | Ind ¦ Improved Controls - Process Heating | 2029 | SC B | MW | After Competition Groups | 0.9389 | 0 | 0 | 353.4822 | 0.0026561 | 24 | Industrial_2029_SC B_MW_After Competition Groups_24 | Improved Controls - Process Heating | 0.2656% | 0 | 0.9389 | Industrial_2029_SC B_MW_After Competition Groups_Improved Controls - Process Heating
Industrial | Ind ¦ Refrigeration Compressor VFD | 2029 | SC B | MW | After Competition Groups | 0.92707 | 0 | 0 | 353.4822 | 0.0026227 | 25 | Industrial_2029_SC B_MW_After Competition Groups_25 | Refrigeration Compressor VFD | 0.2623% | 0 | 0.92707 | Industrial_2029_SC B_MW_After Competition Groups_Refrigeration Compressor VFD
Industrial | Ind ¦ Engine Block Heater Timer | 2029 | SC B | MW | After Competition Groups | 0.56702 | 0 | 0 | 353.4822 | 0.0016041 | 26 | Industrial_2029_SC B_MW_After Competition Groups_26 | Engine Block Heater Timer | 0.1604% | 0 | 0.56702 | Industrial_2029_SC B_MW_After Competition Groups_Engine Block Heater Timer
Industrial | Ind ¦ Efficient Irrigation | 2029 | SC B | MW | After Competition Groups | 0.52678 | 0 | 0 | 353.4822 | 0.0014903 | 27 | Industrial_2029_SC B_MW_After Competition Groups_27 | Efficient Irrigation | 0.149% | 0 | 0.52678 | Industrial_2029_SC B_MW_After Competition Groups_Efficient Irrigation
Industrial | Ind ¦ Air Compressor Heat Recovery | 2029 | SC B | MW | After Competition Groups | 0.2568 | 0 | 0 | 353.4822 | 0.00072648 | 28 | Industrial_2029_SC B_MW_After Competition Groups_28 | Air Compressor Heat Recovery | 0.07265% | 0 | 0.2568 | Industrial_2029_SC B_MW_After Competition Groups_Air Compressor Heat Recovery
Industrial | Ind ¦ Dairy Pre-Cooler | 2029 | SC B | MW | After Competition Groups | 0.17853 | 0 | 0 | 353.4822 | 0.00050507 | 29 | Industrial_2029_SC B_MW_After Competition Groups_29 | Dairy Pre-Cooler | 0.05051% | 0 | 0.17853 | Industrial_2029_SC B_MW_After Competition Groups_Dairy Pre-Cooler
Industrial | Ind ¦ Efficient Refrigeration Compressor | 2029 | SC B | MW | After Competition Groups | 0.093786 | 0 | 0 | 353.4822 | 0.00026532 | 30 | Industrial_2029_SC B_MW_After Competition Groups_30 | Efficient Refrigeration Compressor | 0.02653% | 0 | 0.093786 | Industrial_2029_SC B_MW_After Competition Groups_Efficient Refrigeration Compressor
Industrial | Ind ¦ Heat Lamps/Heat Pad | 2029 | SC B | MW | After Competition Groups | 0.035088 | 0 | 0 | 353.4822 | 9.9265e-05 | 31 | Industrial_2029_SC B_MW_After Competition Groups_31 | Heat Lamps/Heat Pad | 0.009926% | 0 | 0.035088 | Industrial_2029_SC B_MW_After Competition Groups_Heat Lamps/Heat Pad
Industrial | Ind ¦ Pump System Optimization | 2029 | SC C | MW | After Competition Groups | 42.8693 | 0 | 0 | 228.3003 | 0.18778 | 1 | Industrial_2029_SC C_MW_After Competition Groups_1 | Pump System Optimization | 18.78% | 0 | 42.8693 | Industrial_2029_SC C_MW_After Competition Groups_Pump System Optimization
Industrial | Ind ¦ Air Compressor Optimization | 2029 | SC C | MW | After Competition Groups | 36.2905 | 0 | 0 | 228.3003 | 0.15896 | 2 | Industrial_2029_SC C_MW_After Competition Groups_2 | Air Compressor Optimization | 15.9% | 0 | 36.2905 | Industrial_2029_SC C_MW_After Competition Groups_Air Compressor Optimization
Industrial | Ind ¦ Air Leak Survey and Repair | 2029 | SC C | MW | After Competition Groups | 23.379 | 0 | 0 | 228.3003 | 0.1024 | 3 | Industrial_2029_SC C_MW_After Competition Groups_3 | Air Leak Survey and Repair | 10.24% | 0 | 23.379 | Industrial_2029_SC C_MW_After Competition Groups_Air Leak Survey and Repair
Industrial | Ind ¦ Pump Equipment Upgrade | 2029 | SC C | MW | After Competition Groups | 18.7222 | 0 | 0 | 228.3003 | 0.082007 | 4 | Industrial_2029_SC C_MW_After Competition Groups_4 | Pump Equipment Upgrade | 8.201% | 0 | 18.7222 | Industrial_2029_SC C_MW_After Competition Groups_Pump Equipment Upgrade
Industrial | Ind ¦ Recommissioning | 2029 | SC C | MW | After Competition Groups | 16.5528 | 0 | 0 | 228.3003 | 0.072504 | 5 | Industrial_2029_SC C_MW_After Competition Groups_5 | Recommissioning | 7.25% | 0 | 16.5528 | Industrial_2029_SC C_MW_After Competition Groups_Recommissioning
Industrial | Ind ¦ SEM | 2029 | SC C | MW | After Competition Groups | 16.5528 | 0 | 0 | 228.3003 | 0.072504 | 6 | Industrial_2029_SC C_MW_After Competition Groups_6 | SEM | 7.25% | 0 | 16.5528 | Industrial_2029_SC C_MW_After Competition Groups_SEM
Industrial | Ind ¦ Fan System Optimization | 2029 | SC C | MW | After Competition Groups | 13.1923 | 0 | 0 | 228.3003 | 0.057785 | 7 | Industrial_2029_SC C_MW_After Competition Groups_7 | Fan System Optimization | 5.779% | 0 | 13.1923 | Industrial_2029_SC C_MW_After Competition Groups_Fan System Optimization
Industrial | Ind ¦ Efficient Compressed Air Nozzles | 2029 | SC C | MW | After Competition Groups | 12.568 | 0 | 0 | 228.3003 | 0.05505 | 8 | Industrial_2029_SC C_MW_After Competition Groups_8 | Efficient Compressed Air Nozzles | 5.505% | 0 | 12.568 | Industrial_2029_SC C_MW_After Competition Groups_Efficient Compressed Air Nozzles
Industrial | Ind ¦ High Efficiency HVAC Fans | 2029 | SC C | MW | After Competition Groups | 9.771 | 0 | 0 | 228.3003 | 0.042799 | 9 | Industrial_2029_SC C_MW_After Competition Groups_9 | High Efficiency HVAC Fans | 4.28% | 0 | 9.771 | Industrial_2029_SC C_MW_After Competition Groups_High Efficiency HVAC Fans
Industrial | Ind ¦ Greenhouse Grow Lights | 2029 | SC C | MW | After Competition Groups | 7.4163 | 0 | 0 | 228.3003 | 0.032485 | 10 | Industrial_2029_SC C_MW_After Competition Groups_10 | Greenhouse Grow Lights | 3.248% | 0 | 7.4163 | Industrial_2029_SC C_MW_After Competition Groups_Greenhouse Grow Lights
Industrial | Ind ¦ HE Lighting | 2029 | SC C | MW | After Competition Groups | 4.6475 | 0 | 0 | 228.3003 | 0.020357 | 11 | Industrial_2029_SC C_MW_After Competition Groups_11 | HE Lighting | 2.036% | 0 | 4.6475 | Industrial_2029_SC C_MW_After Competition Groups_HE Lighting
Industrial | Ind ¦ Improved Controls - Process Cooling | 2029 | SC C | MW | After Competition Groups | 4.4645 | 0 | 0 | 228.3003 | 0.019556 | 12 | Industrial_2029_SC C_MW_After Competition Groups_12 | Improved Controls - Process Cooling | 1.956% | 0 | 4.4645 | Industrial_2029_SC C_MW_After Competition Groups_Improved Controls - Process Cooling
Industrial | Ind ¦ Material Handling Improvements | 2029 | SC C | MW | After Competition Groups | 3.322 | 0 | 0 | 228.3003 | 0.014551 | 13 | Industrial_2029_SC C_MW_After Competition Groups_13 | Material Handling Improvements | 1.455% | 0 | 3.322 | Industrial_2029_SC C_MW_After Competition Groups_Material Handling Improvements
Industrial | Ind ¦ Cooling Tower Optimization | 2029 | SC C | MW | After Competition Groups | 3.0073 | 0 | 0 | 228.3003 | 0.013173 | 14 | Industrial_2029_SC C_MW_After Competition Groups_14 | Cooling Tower Optimization | 1.317% | 0 | 3.0073 | Industrial_2029_SC C_MW_After Competition Groups_Cooling Tower Optimization
Industrial | Ind ¦ Process Optimization (Elec) | 2029 | SC C | MW | After Competition Groups | 2.9626 | 0 | 0 | 228.3003 | 0.012977 | 15 | Industrial_2029_SC C_MW_After Competition Groups_15 | Process Optimization (Elec) | 1.298% | 0 | 2.9626 | Industrial_2029_SC C_MW_After Competition Groups_Process Optimization (Elec)
Industrial | Ind ¦ Ventilation Optimization | 2029 | SC C | MW | After Competition Groups | 2.3596 | 0 | 0 | 228.3003 | 0.010335 | 16 | Industrial_2029_SC C_MW_After Competition Groups_16 | Ventilation Optimization | 1.034% | 0 | 2.3596 | Industrial_2029_SC C_MW_After Competition Groups_Ventilation Optimization
Industrial | Ind ¦ Pulp and Paper Process Improvements | 2029 | SC C | MW | After Competition Groups | 2.2927 | 0 | 0 | 228.3003 | 0.010043 | 17 | Industrial_2029_SC C_MW_After Competition Groups_17 | Pulp and Paper Process Improvements | 1.004% | 0 | 2.2927 | Industrial_2029_SC C_MW_After Competition Groups_Pulp and Paper Process Improvements
Industrial | Ind ¦ Refiner Plate Improvements | 2029 | SC C | MW | After Competition Groups | 1.423 | 0 | 0 | 228.3003 | 0.0062328 | 18 | Industrial_2029_SC C_MW_After Competition Groups_18 | Refiner Plate Improvements | 0.6233% | 0 | 1.423 | Industrial_2029_SC C_MW_After Competition Groups_Refiner Plate Improvements
Industrial | Ind ¦ Free Cooling | 2029 | SC C | MW | After Competition Groups | 1.232 | 0 | 0 | 228.3003 | 0.0053962 | 19 | Industrial_2029_SC C_MW_After Competition Groups_19 | Free Cooling | 0.5396% | 0 | 1.232 | Industrial_2029_SC C_MW_After Competition Groups_Free Cooling
Industrial | Ind ¦ VAV Conversion Project | 2029 | SC C | MW | After Competition Groups | 1.0287 | 0 | 0 | 228.3003 | 0.0045058 | 20 | Industrial_2029_SC C_MW_After Competition Groups_20 | VAV Conversion Project | 0.4506% | 0 | 1.0287 | Industrial_2029_SC C_MW_After Competition Groups_VAV Conversion Project
Industrial | Ind ¦ High Efficiency Battery Charger | 2029 | SC C | MW | After Competition Groups | 0.89201 | 0 | 0 | 228.3003 | 0.0039072 | 21 | Industrial_2029_SC C_MW_After Competition Groups_21 | High Efficiency Battery Charger | 0.3907% | 0 | 0.89201 | Industrial_2029_SC C_MW_After Competition Groups_High Efficiency Battery Charger
Industrial | Ind ¦ Process Heat Recovery | 2029 | SC C | MW | After Competition Groups | 0.8418 | 0 | 0 | 228.3003 | 0.0036873 | 22 | Industrial_2029_SC C_MW_After Competition Groups_22 | Process Heat Recovery | 0.3687% | 0 | 0.8418 | Industrial_2029_SC C_MW_After Competition Groups_Process Heat Recovery
Industrial | Ind ¦ Process Improvements | 2029 | SC C | MW | After Competition Groups | 0.66258 | 0 | 0 | 228.3003 | 0.0029022 | 23 | Industrial_2029_SC C_MW_After Competition Groups_23 | Process Improvements | 0.2902% | 0 | 0.66258 | Industrial_2029_SC C_MW_After Competition Groups_Process Improvements
Industrial | Ind ¦ Refrigeration Compressor VFD | 2029 | SC C | MW | After Competition Groups | 0.6146 | 0 | 0 | 228.3003 | 0.0026921 | 24 | Industrial_2029_SC C_MW_After Competition Groups_24 | Refrigeration Compressor VFD | 0.2692% | 0 | 0.6146 | Industrial_2029_SC C_MW_After Competition Groups_Refrigeration Compressor VFD
Industrial | Ind ¦ Improved Controls - Process Heating | 2029 | SC C | MW | After Competition Groups | 0.42003 | 0 | 0 | 228.3003 | 0.0018398 | 25 | Industrial_2029_SC C_MW_After Competition Groups_25 | Improved Controls - Process Heating | 0.184% | 0 | 0.42003 | Industrial_2029_SC C_MW_After Competition Groups_Improved Controls - Process Heating
Industrial | Ind ¦ Engine Block Heater Timer | 2029 | SC C | MW | After Competition Groups | 0.24896 | 0 | 0 | 228.3003 | 0.0010905 | 26 | Industrial_2029_SC C_MW_After Competition Groups_26 | Engine Block Heater Timer | 0.1091% | 0 | 0.24896 | Industrial_2029_SC C_MW_After Competition Groups_Engine Block Heater Timer
Industrial | Ind ¦ Efficient Irrigation | 2029 | SC C | MW | After Competition Groups | 0.21251 | 0 | 0 | 228.3003 | 0.00093082 | 27 | Industrial_2029_SC C_MW_After Competition Groups_27 | Efficient Irrigation | 0.09308% | 0 | 0.21251 | Industrial_2029_SC C_MW_After Competition Groups_Efficient Irrigation
Industrial | Ind ¦ Dairy Pre-Cooler | 2029 | SC C | MW | After Competition Groups | 0.14482 | 0 | 0 | 228.3003 | 0.00063433 | 28 | Industrial_2029_SC C_MW_After Competition Groups_28 | Dairy Pre-Cooler | 0.06343% | 0 | 0.14482 | Industrial_2029_SC C_MW_After Competition Groups_Dairy Pre-Cooler
Industrial | Ind ¦ Air Compressor Heat Recovery | 2029 | SC C | MW | After Competition Groups | 0.11365 | 0 | 0 | 228.3003 | 0.0004978 | 29 | Industrial_2029_SC C_MW_After Competition Groups_29 | Air Compressor Heat Recovery | 0.04978% | 0 | 0.11365 | Industrial_2029_SC C_MW_After Competition Groups_Air Compressor Heat Recovery
Industrial | Ind ¦ Efficient Refrigeration Compressor | 2029 | SC C | MW | After Competition Groups | 0.067199 | 0 | 0 | 228.3003 | 0.00029434 | 30 | Industrial_2029_SC C_MW_After Competition Groups_30 | Efficient Refrigeration Compressor | 0.02943% | 0 | 0.067199 | Industrial_2029_SC C_MW_After Competition Groups_Efficient Refrigeration Compressor
Industrial | Ind ¦ Heat Lamps/Heat Pad | 2029 | SC C | MW | After Competition Groups | 0.028155 | 0 | 0 | 228.3003 | 0.00012332 | 31 | Industrial_2029_SC C_MW_After Competition Groups_31 | Heat Lamps/Heat Pad | 0.01233% | 0 | 0.028155 | Industrial_2029_SC C_MW_After Competition Groups_Heat Lamps/Heat Pad
Industrial | Ind ¦ Air Compressor Optimization | 2029 | SC D | MW | After Competition Groups | 36.2905 | 1492534.5577 | 1.4925 | 192.3607 | 0.18866 | 1 | Industrial_2029_SC D_MW_After Competition Groups_1 | Air Compressor Optimization | 18.87% | 1.4925 | 36.2905 | Industrial_2029_SC D_MW_After Competition Groups_Air Compressor Optimization
Industrial | Ind ¦ Pump System Optimization | 2029 | SC D | MW | After Competition Groups | 27.3368 | 3162709.1106 | 3.1627 | 192.3607 | 0.14211 | 2 | Industrial_2029_SC D_MW_After Competition Groups_2 | Pump System Optimization | 14.21% | 3.1627 | 27.3368 | Industrial_2029_SC D_MW_After Competition Groups_Pump System Optimization
Industrial | Ind ¦ Air Leak Survey and Repair | 2029 | SC D | MW | After Competition Groups | 23.3352 | 432391.3622 | 0.43239 | 192.3607 | 0.12131 | 3 | Industrial_2029_SC D_MW_After Competition Groups_3 | Air Leak Survey and Repair | 12.13% | 0.43239 | 23.3352 | Industrial_2029_SC D_MW_After Competition Groups_Air Leak Survey and Repair
Industrial | Ind ¦ SEM | 2029 | SC D | MW | After Competition Groups | 16.5528 | 2083099.2951 | 2.0831 | 192.3607 | 0.086051 | 4 | Industrial_2029_SC D_MW_After Competition Groups_4 | SEM | 8.605% | 2.0831 | 16.5528 | Industrial_2029_SC D_MW_After Competition Groups_SEM
Industrial | Ind ¦ Recommissioning | 2029 | SC D | MW | After Competition Groups | 15.9606 | 1317810.0409 | 1.3178 | 192.3607 | 0.082972 | 5 | Industrial_2029_SC D_MW_After Competition Groups_5 | Recommissioning | 8.297% | 1.3178 | 15.9606 | Industrial_2029_SC D_MW_After Competition Groups_Recommissioning
Industrial | Ind ¦ Fan System Optimization | 2029 | SC D | MW | After Competition Groups | 13.1923 | 1257321.8666 | 1.2573 | 192.3607 | 0.068581 | 6 | Industrial_2029_SC D_MW_After Competition Groups_6 | Fan System Optimization | 6.858% | 1.2573 | 13.1923 | Industrial_2029_SC D_MW_After Competition Groups_Fan System Optimization
Industrial | Ind ¦ Efficient Compressed Air Nozzles | 2029 | SC D | MW | After Competition Groups | 12.568 | 395523.6196 | 0.39552 | 192.3607 | 0.065335 | 7 | Industrial_2029_SC D_MW_After Competition Groups_7 | Efficient Compressed Air Nozzles | 6.534% | 0.39552 | 12.568 | Industrial_2029_SC D_MW_After Competition Groups_Efficient Compressed Air Nozzles
Industrial | Ind ¦ Pump Equipment Upgrade | 2029 | SC D | MW | After Competition Groups | 12.051 | 1474166.6522 | 1.4742 | 192.3607 | 0.062648 | 8 | Industrial_2029_SC D_MW_After Competition Groups_8 | Pump Equipment Upgrade | 6.265% | 1.4742 | 12.051 | Industrial_2029_SC D_MW_After Competition Groups_Pump Equipment Upgrade
Industrial | Ind ¦ High Efficiency HVAC Fans | 2029 | SC D | MW | After Competition Groups | 9.2653 | 1390617.7806 | 1.3906 | 192.3607 | 0.048166 | 9 | Industrial_2029_SC D_MW_After Competition Groups_9 | High Efficiency HVAC Fans | 4.817% | 1.3906 | 9.2653 | Industrial_2029_SC D_MW_After Competition Groups_High Efficiency HVAC Fans
Industrial | Ind ¦ Improved Controls - Process Cooling | 2029 | SC D | MW | After Competition Groups | 4.4645 | 204175.2317 | 0.20418 | 192.3607 | 0.023209 | 10 | Industrial_2029_SC D_MW_After Competition Groups_10 | Improved Controls - Process Cooling | 2.321% | 0.20418 | 4.4645 | Industrial_2029_SC D_MW_After Competition Groups_Improved Controls - Process Cooling
Industrial | Ind ¦ Greenhouse Grow Lights | 2029 | SC D | MW | After Competition Groups | 4.2365 | 561178.2384 | 0.56118 | 192.3607 | 0.022024 | 11 | Industrial_2029_SC D_MW_After Competition Groups_11 | Greenhouse Grow Lights | 2.202% | 0.56118 | 4.2365 | Industrial_2029_SC D_MW_After Competition Groups_Greenhouse Grow Lights
Industrial | Ind ¦ Material Handling Improvements | 2029 | SC D | MW | After Competition Groups | 3.322 | 155041.0183 | 0.15504 | 192.3607 | 0.01727 | 12 | Industrial_2029_SC D_MW_After Competition Groups_12 | Material Handling Improvements | 1.727% | 0.15504 | 3.322 | Industrial_2029_SC D_MW_After Competition Groups_Material Handling Improvements
Industrial | Ind ¦ Process Optimization (Elec) | 2029 | SC D | MW | After Competition Groups | 2.9626 | 243278.284 | 0.24328 | 192.3607 | 0.015401 | 13 | Industrial_2029_SC D_MW_After Competition Groups_13 | Process Optimization (Elec) | 1.54% | 0.24328 | 2.9626 | Industrial_2029_SC D_MW_After Competition Groups_Process Optimization (Elec)
Industrial | Ind ¦ Cooling Tower Optimization | 2029 | SC D | MW | After Competition Groups | 2.7897 | 292062.2169 | 0.29206 | 192.3607 | 0.014502 | 14 | Industrial_2029_SC D_MW_After Competition Groups_14 | Cooling Tower Optimization | 1.45% | 0.29206 | 2.7897 | Industrial_2029_SC D_MW_After Competition Groups_Cooling Tower Optimization
Industrial | Ind ¦ Ventilation Optimization | 2029 | SC D | MW | After Competition Groups | 2.0831 | 281853.447 | 0.28185 | 192.3607 | 0.010829 | 15 | Industrial_2029_SC D_MW_After Competition Groups_15 | Ventilation Optimization | 1.083% | 0.28185 | 2.0831 | Industrial_2029_SC D_MW_After Competition Groups_Ventilation Optimization
Industrial | Ind ¦ Refiner Plate Improvements | 2029 | SC D | MW | After Competition Groups | 1.423 | 151828.7407 | 0.15183 | 192.3607 | 0.0073974 | 16 | Industrial_2029_SC D_MW_After Competition Groups_16 | Refiner Plate Improvements | 0.7397% | 0.15183 | 1.423 | Industrial_2029_SC D_MW_After Competition Groups_Refiner Plate Improvements
Industrial | Ind ¦ VAV Conversion Project | 2029 | SC D | MW | After Competition Groups | 0.69148 | 150221.3921 | 0.15022 | 192.3607 | 0.0035947 | 17 | Industrial_2029_SC D_MW_After Competition Groups_17 | VAV Conversion Project | 0.3595% | 0.15022 | 0.69148 | Industrial_2029_SC D_MW_After Competition Groups_VAV Conversion Project
Industrial | Ind ¦ Process Heat Recovery | 2029 | SC D | MW | After Competition Groups | 0.62964 | 117390.8233 | 0.11739 | 192.3607 | 0.0032732 | 18 | Industrial_2029_SC D_MW_After Competition Groups_18 | Process Heat Recovery | 0.3273% | 0.11739 | 0.62964 | Industrial_2029_SC D_MW_After Competition Groups_Process Heat Recovery
Industrial | Ind ¦ Process Improvements | 2029 | SC D | MW | After Competition Groups | 0.57701 | 47322.771 | 0.047323 | 192.3607 | 0.0029996 | 19 | Industrial_2029_SC D_MW_After Competition Groups_19 | Process Improvements | 0.3% | 0.047323 | 0.57701 | Industrial_2029_SC D_MW_After Competition Groups_Process Improvements
Industrial | Ind ¦ HE Lighting | 2029 | SC D | MW | After Competition Groups | 0.52694 | 159281.0844 | 0.15928 | 192.3607 | 0.0027393 | 20 | Industrial_2029_SC D_MW_After Competition Groups_20 | HE Lighting | 0.2739% | 0.15928 | 0.52694 | Industrial_2029_SC D_MW_After Competition Groups_HE Lighting
Industrial | Ind ¦ High Efficiency Battery Charger | 2029 | SC D | MW | After Competition Groups | 0.41388 | 84176.3719 | 0.084176 | 192.3607 | 0.0021516 | 21 | Industrial_2029_SC D_MW_After Competition Groups_21 | High Efficiency Battery Charger | 0.2152% | 0.084176 | 0.41388 | Industrial_2029_SC D_MW_After Competition Groups_High Efficiency Battery Charger
Industrial | Ind ¦ Improved Controls - Process Heating | 2029 | SC D | MW | After Competition Groups | 0.37337 | 54317.9955 | 0.054318 | 192.3607 | 0.001941 | 22 | Industrial_2029_SC D_MW_After Competition Groups_22 | Improved Controls - Process Heating | 0.1941% | 0.054318 | 0.37337 | Industrial_2029_SC D_MW_After Competition Groups_Improved Controls - Process Heating
Industrial | Ind ¦ Refrigeration Compressor VFD | 2029 | SC D | MW | After Competition Groups | 0.32208 | 34049.1249 | 0.034049 | 192.3607 | 0.0016744 | 23 | Industrial_2029_SC D_MW_After Competition Groups_23 | Refrigeration Compressor VFD | 0.1674% | 0.034049 | 0.32208 | Industrial_2029_SC D_MW_After Competition Groups_Refrigeration Compressor VFD
Industrial | Ind ¦ Pulp and Paper Process Improvements | 2029 | SC D | MW | After Competition Groups | 0.25356 | 37889.669 | 0.03789 | 192.3607 | 0.0013181 | 24 | Industrial_2029_SC D_MW_After Competition Groups_24 | Pulp and Paper Process Improvements | 0.1318% | 0.03789 | 0.25356 | Industrial_2029_SC D_MW_After Competition Groups_Pulp and Paper Process Improvements
Industrial | Ind ¦ Engine Block Heater Timer | 2029 | SC D | MW | After Competition Groups | 0.23539 | 19402.0374 | 0.019402 | 192.3607 | 0.0012237 | 25 | Industrial_2029_SC D_MW_After Competition Groups_25 | Engine Block Heater Timer | 0.1224% | 0.019402 | 0.23539 | Industrial_2029_SC D_MW_After Competition Groups_Engine Block Heater Timer
Industrial | Ind ¦ Free Cooling | 2029 | SC D | MW | After Competition Groups | 0.14796 | 22748.3346 | 0.022748 | 192.3607 | 0.0007692 | 26 | Industrial_2029_SC D_MW_After Competition Groups_26 | Free Cooling | 0.07692% | 0.022748 | 0.14796 | Industrial_2029_SC D_MW_After Competition Groups_Free Cooling
Industrial | Ind ¦ Air Compressor Heat Recovery | 2029 | SC D | MW | After Competition Groups | 0.10275 | 19290.6666 | 0.019291 | 192.3607 | 0.00053417 | 27 | Industrial_2029_SC D_MW_After Competition Groups_27 | Air Compressor Heat Recovery | 0.05342% | 0.019291 | 0.10275 | Industrial_2029_SC D_MW_After Competition Groups_Air Compressor Heat Recovery
Industrial | Ind ¦ Efficient Irrigation | 2029 | SC D | MW | After Competition Groups | 0.094357 | 28682.3411 | 0.028682 | 192.3607 | 0.00049052 | 28 | Industrial_2029_SC D_MW_After Competition Groups_28 | Efficient Irrigation | 0.04905% | 0.028682 | 0.094357 | Industrial_2029_SC D_MW_After Competition Groups_Efficient Irrigation
Industrial | Ind ¦ Dairy Pre-Cooler | 2029 | SC D | MW | After Competition Groups | 0.075377 | 8079.2525 | 0.0080793 | 192.3607 | 0.00039185 | 29 | Industrial_2029_SC D_MW_After Competition Groups_29 | Dairy Pre-Cooler | 0.03919% | 0.0080793 | 0.075377 | Industrial_2029_SC D_MW_After Competition Groups_Dairy Pre-Cooler
Industrial | Ind ¦ Efficient Refrigeration Compressor | 2029 | SC D | MW | After Competition Groups | 0.066472 | 6024.3861 | 0.0060244 | 192.3607 | 0.00034556 | 30 | Industrial_2029_SC D_MW_After Competition Groups_30 | Efficient Refrigeration Compressor | 0.03456% | 0.0060244 | 0.066472 | Industrial_2029_SC D_MW_After Competition Groups_Efficient Refrigeration Compressor
Industrial | Ind ¦ Heat Lamps/Heat Pad | 2029 | SC D | MW | After Competition Groups | 0.016719 | 2018.2269 | 0.0020182 | 192.3607 | 8.6915e-05 | 31 | Industrial_2029_SC D_MW_After Competition Groups_31 | Heat Lamps/Heat Pad | 0.008692% | 0.0020182 | 0.016719 | Industrial_2029_SC D_MW_After Competition Groups_Heat Lamps/Heat Pad
Industrial | Ind ¦ Pump System Optimization | 2029 | Technical | MW | After Competition Groups | 87.9444 | 0 | 0 | 707.012 | 0.12439 | 1 | Industrial_2029_Technical_MW_After Competition Groups_1 | Pump System Optimization | 12.44% | 0 | 87.9444 | Industrial_2029_Technical_MW_After Competition Groups_Pump System Optimization
Industrial | Ind ¦ HE Lighting | 2029 | Technical | MW | After Competition Groups | 83.4335 | 0 | 0 | 707.012 | 0.11801 | 2 | Industrial_2029_Technical_MW_After Competition Groups_2 | HE Lighting | 11.8% | 0 | 83.4335 | Industrial_2029_Technical_MW_After Competition Groups_HE Lighting
Industrial | Ind ¦ Air Leak Survey and Repair | 2029 | Technical | MW | After Competition Groups | 74.5961 | 0 | 0 | 707.012 | 0.10551 | 3 | Industrial_2029_Technical_MW_After Competition Groups_3 | Air Leak Survey and Repair | 10.55% | 0 | 74.5961 | Industrial_2029_Technical_MW_After Competition Groups_Air Leak Survey and Repair
Industrial | Ind ¦ Air Compressor Optimization | 2029 | Technical | MW | After Competition Groups | 53.148 | 0 | 0 | 707.012 | 0.075173 | 4 | Industrial_2029_Technical_MW_After Competition Groups_4 | Air Compressor Optimization | 7.517% | 0 | 53.148 | Industrial_2029_Technical_MW_After Competition Groups_Air Compressor Optimization
Industrial | Ind ¦ Recommissioning | 2029 | Technical | MW | After Competition Groups | 52.6509 | 0 | 0 | 707.012 | 0.07447 | 5 | Industrial_2029_Technical_MW_After Competition Groups_5 | Recommissioning | 7.447% | 0 | 52.6509 | Industrial_2029_Technical_MW_After Competition Groups_Recommissioning
Industrial | Ind ¦ SEM | 2029 | Technical | MW | After Competition Groups | 52.6509 | 0 | 0 | 707.012 | 0.07447 | 6 | Industrial_2029_Technical_MW_After Competition Groups_6 | SEM | 7.447% | 0 | 52.6509 | Industrial_2029_Technical_MW_After Competition Groups_SEM
Industrial | Ind ¦ Efficient Compressed Air Nozzles | 2029 | Technical | MW | After Competition Groups | 52.0566 | 0 | 0 | 707.012 | 0.073629 | 7 | Industrial_2029_Technical_MW_After Competition Groups_7 | Efficient Compressed Air Nozzles | 7.363% | 0 | 52.0566 | Industrial_2029_Technical_MW_After Competition Groups_Efficient Compressed Air Nozzles
Industrial | Ind ¦ Pump Equipment Upgrade | 2029 | Technical | MW | After Competition Groups | 39.762 | 0 | 0 | 707.012 | 0.05624 | 8 | Industrial_2029_Technical_MW_After Competition Groups_8 | Pump Equipment Upgrade | 5.624% | 0 | 39.762 | Industrial_2029_Technical_MW_After Competition Groups_Pump Equipment Upgrade
Industrial | Ind ¦ High Efficiency HVAC Fans | 2029 | Technical | MW | After Competition Groups | 25.5719 | 0 | 0 | 707.012 | 0.036169 | 9 | Industrial_2029_Technical_MW_After Competition Groups_9 | High Efficiency HVAC Fans | 3.617% | 0 | 25.5719 | Industrial_2029_Technical_MW_After Competition Groups_High Efficiency HVAC Fans
Industrial | Ind ¦ Process Optimization (Elec) | 2029 | Technical | MW | After Competition Groups | 21.395 | 0 | 0 | 707.012 | 0.030261 | 10 | Industrial_2029_Technical_MW_After Competition Groups_10 | Process Optimization (Elec) | 3.026% | 0 | 21.395 | Industrial_2029_Technical_MW_After Competition Groups_Process Optimization (Elec)
Industrial | Ind ¦ Greenhouse Grow Lights | 2029 | Technical | MW | After Competition Groups | 20.7117 | 0 | 0 | 707.012 | 0.029295 | 11 | Industrial_2029_Technical_MW_After Competition Groups_11 | Greenhouse Grow Lights | 2.929% | 0 | 20.7117 | Industrial_2029_Technical_MW_After Competition Groups_Greenhouse Grow Lights
Industrial | Ind ¦ Premium Efficient Motors | 2029 | Technical | MW | After Competition Groups | 20.0602 | 0 | 0 | 707.012 | 0.028373 | 12 | Industrial_2029_Technical_MW_After Competition Groups_12 | Premium Efficient Motors | 2.837% | 0 | 20.0602 | Industrial_2029_Technical_MW_After Competition Groups_Premium Efficient Motors
Industrial | Ind ¦ Fan System Optimization | 2029 | Technical | MW | After Competition Groups | 18.7504 | 0 | 0 | 707.012 | 0.026521 | 13 | Industrial_2029_Technical_MW_After Competition Groups_13 | Fan System Optimization | 2.652% | 0 | 18.7504 | Industrial_2029_Technical_MW_After Competition Groups_Fan System Optimization
Industrial | Ind ¦ Improved Controls - Process Cooling | 2029 | Technical | MW | After Competition Groups | 13.648 | 0 | 0 | 707.012 | 0.019304 | 14 | Industrial_2029_Technical_MW_After Competition Groups_14 | Improved Controls - Process Cooling | 1.93% | 0 | 13.648 | Industrial_2029_Technical_MW_After Competition Groups_Improved Controls - Process Cooling
Industrial | Ind ¦ Ventilation Optimization | 2029 | Technical | MW | After Competition Groups | 9.5967 | 0 | 0 | 707.012 | 0.013574 | 15 | Industrial_2029_Technical_MW_After Competition Groups_15 | Ventilation Optimization | 1.357% | 0 | 9.5967 | Industrial_2029_Technical_MW_After Competition Groups_Ventilation Optimization
Industrial | Ind ¦ HE HVAC Controls | 2029 | Technical | MW | After Competition Groups | 8.7326 | 0 | 0 | 707.012 | 0.012351 | 16 | Industrial_2029_Technical_MW_After Competition Groups_16 | HE HVAC Controls | 1.235% | 0 | 8.7326 | Industrial_2029_Technical_MW_After Competition Groups_HE HVAC Controls
Industrial | Ind ¦ Pulp and Paper Process Improvements | 2029 | Technical | MW | After Competition Groups | 8.0028 | 0 | 0 | 707.012 | 0.011319 | 17 | Industrial_2029_Technical_MW_After Competition Groups_17 | Pulp and Paper Process Improvements | 1.132% | 0 | 8.0028 | Industrial_2029_Technical_MW_After Competition Groups_Pulp and Paper Process Improvements
Industrial | Ind ¦ Material Handling Improvements | 2029 | Technical | MW | After Competition Groups | 7.662 | 0 | 0 | 707.012 | 0.010837 | 18 | Industrial_2029_Technical_MW_After Competition Groups_18 | Material Handling Improvements | 1.084% | 0 | 7.662 | Industrial_2029_Technical_MW_After Competition Groups_Material Handling Improvements
Industrial | Ind ¦ Refiner Plate Improvements | 2029 | Technical | MW | After Competition Groups | 6.2256 | 0 | 0 | 707.012 | 0.0088054 | 19 | Industrial_2029_Technical_MW_After Competition Groups_19 | Refiner Plate Improvements | 0.8805% | 0 | 6.2256 | Industrial_2029_Technical_MW_After Competition Groups_Refiner Plate Improvements
Industrial | Ind ¦ HVLS Fans | 2029 | Technical | MW | After Competition Groups | 6.2017 | 0 | 0 | 707.012 | 0.0087718 | 20 | Industrial_2029_Technical_MW_After Competition Groups_20 | HVLS Fans | 0.8772% | 0 | 6.2017 | Industrial_2029_Technical_MW_After Competition Groups_HVLS Fans
Industrial | Ind ¦ HE HVAC Units | 2029 | Technical | MW | After Competition Groups | 5.5585 | 0 | 0 | 707.012 | 0.007862 | 21 | Industrial_2029_Technical_MW_After Competition Groups_21 | HE HVAC Units | 0.7862% | 0 | 5.5585 | Industrial_2029_Technical_MW_After Competition Groups_HE HVAC Units
Industrial | Ind ¦ Chiller Optimization | 2029 | Technical | MW | After Competition Groups | 5.338 | 0 | 0 | 707.012 | 0.00755 | 22 | Industrial_2029_Technical_MW_After Competition Groups_22 | Chiller Optimization | 0.755% | 0 | 5.338 | Industrial_2029_Technical_MW_After Competition Groups_Chiller Optimization
Industrial | Ind ¦ Cooling Tower Optimization | 2029 | Technical | MW | After Competition Groups | 4.1782 | 0 | 0 | 707.012 | 0.0059096 | 23 | Industrial_2029_Technical_MW_After Competition Groups_23 | Cooling Tower Optimization | 0.591% | 0 | 4.1782 | Industrial_2029_Technical_MW_After Competition Groups_Cooling Tower Optimization
Industrial | Ind ¦ Free Cooling | 2029 | Technical | MW | After Competition Groups | 3.5078 | 0 | 0 | 707.012 | 0.0049614 | 24 | Industrial_2029_Technical_MW_After Competition Groups_24 | Free Cooling | 0.4961% | 0 | 3.5078 | Industrial_2029_Technical_MW_After Competition Groups_Free Cooling
Industrial | Ind ¦ VAV Conversion Project | 2029 | Technical | MW | After Competition Groups | 2.9552 | 0 | 0 | 707.012 | 0.0041798 | 25 | Industrial_2029_Technical_MW_After Competition Groups_25 | VAV Conversion Project | 0.418% | 0 | 2.9552 | Industrial_2029_Technical_MW_After Competition Groups_VAV Conversion Project
Industrial | Ind ¦ Cold Storage Retrofit | 2029 | Technical | MW | After Competition Groups | 2.8815 | 0 | 0 | 707.012 | 0.0040756 | 26 | Industrial_2029_Technical_MW_After Competition Groups_26 | Cold Storage Retrofit | 0.4076% | 0 | 2.8815 | Industrial_2029_Technical_MW_After Competition Groups_Cold Storage Retrofit
Industrial | Ind ¦ Process Heat Recovery | 2029 | Technical | MW | After Competition Groups | 2.7583 | 0 | 0 | 707.012 | 0.0039013 | 27 | Industrial_2029_Technical_MW_After Competition Groups_27 | Process Heat Recovery | 0.3901% | 0 | 2.7583 | Industrial_2029_Technical_MW_After Competition Groups_Process Heat Recovery
Industrial | Ind ¦ Synchronous Belts | 2029 | Technical | MW | After Competition Groups | 2.6495 | 0 | 0 | 707.012 | 0.0037474 | 28 | Industrial_2029_Technical_MW_After Competition Groups_28 | Synchronous Belts | 0.3747% | 0 | 2.6495 | Industrial_2029_Technical_MW_After Competition Groups_Synchronous Belts
Industrial | Ind ¦ High Efficiency Battery Charger | 2029 | Technical | MW | After Competition Groups | 2.6121 | 0 | 0 | 707.012 | 0.0036946 | 29 | Industrial_2029_Technical_MW_After Competition Groups_29 | High Efficiency Battery Charger | 0.3695% | 0 | 2.6121 | Industrial_2029_Technical_MW_After Competition Groups_High Efficiency Battery Charger
Industrial | Ind ¦ Process Improvements | 2029 | Technical | MW | After Competition Groups | 2.1684 | 0 | 0 | 707.012 | 0.003067 | 30 | Industrial_2029_Technical_MW_After Competition Groups_30 | Process Improvements | 0.3067% | 0 | 2.1684 | Industrial_2029_Technical_MW_After Competition Groups_Process Improvements
Industrial | Ind ¦ Efficient Irrigation | 2029 | Technical | MW | After Competition Groups | 2.1347 | 0 | 0 | 707.012 | 0.0030193 | 31 | Industrial_2029_Technical_MW_After Competition Groups_31 | Efficient Irrigation | 0.3019% | 0 | 2.1347 | Industrial_2029_Technical_MW_After Competition Groups_Efficient Irrigation
Industrial | Ind ¦ Refrigeration Compressor VFD | 2029 | Technical | MW | After Competition Groups | 1.4136 | 0 | 0 | 707.012 | 0.0019994 | 32 | Industrial_2029_Technical_MW_After Competition Groups_32 | Refrigeration Compressor VFD | 0.1999% | 0 | 1.4136 | Industrial_2029_Technical_MW_After Competition Groups_Refrigeration Compressor VFD
Industrial | Ind ¦ Efficient Transformer | 2029 | Technical | MW | After Competition Groups | 1.3105 | 0 | 0 | 707.012 | 0.0018535 | 33 | Industrial_2029_Technical_MW_After Competition Groups_33 | Efficient Transformer | 0.1854% | 0 | 1.3105 | Industrial_2029_Technical_MW_After Competition Groups_Efficient Transformer
Industrial | Ind ¦ Improved Controls - Process Heating | 2029 | Technical | MW | After Competition Groups | 1.309 | 0 | 0 | 707.012 | 0.0018514 | 34 | Industrial_2029_Technical_MW_After Competition Groups_34 | Improved Controls - Process Heating | 0.1851% | 0 | 1.309 | Industrial_2029_Technical_MW_After Competition Groups_Improved Controls - Process Heating
Industrial | Ind ¦ High Efficiency Welders | 2029 | Technical | MW | After Competition Groups | 1.049 | 0 | 0 | 707.012 | 0.0014836 | 35 | Industrial_2029_Technical_MW_After Competition Groups_35 | High Efficiency Welders | 0.1484% | 0 | 1.049 | Industrial_2029_Technical_MW_After Competition Groups_High Efficiency Welders
Industrial | Ind ¦ Engine Block Heater Timer | 2029 | Technical | MW | After Competition Groups | 0.8291 | 0 | 0 | 707.012 | 0.0011727 | 36 | Industrial_2029_Technical_MW_After Competition Groups_36 | Engine Block Heater Timer | 0.1173% | 0 | 0.8291 | Industrial_2029_Technical_MW_After Competition Groups_Engine Block Heater Timer
Industrial | Ind ¦ Dairy Pre-Cooler | 2029 | Technical | MW | After Competition Groups | 0.58479 | 0 | 0 | 707.012 | 0.00082713 | 37 | Industrial_2029_Technical_MW_After Competition Groups_37 | Dairy Pre-Cooler | 0.08271% | 0 | 0.58479 | Industrial_2029_Technical_MW_After Competition Groups_Dairy Pre-Cooler
Industrial | Ind ¦ Air Compressor Heat Recovery | 2029 | Technical | MW | After Competition Groups | 0.35539 | 0 | 0 | 707.012 | 0.00050267 | 38 | Industrial_2029_Technical_MW_After Competition Groups_38 | Air Compressor Heat Recovery | 0.05027% | 0 | 0.35539 | Industrial_2029_Technical_MW_After Competition Groups_Air Compressor Heat Recovery
Industrial | Ind ¦ Optimize Compressed Air Dryer | 2029 | Technical | MW | After Competition Groups | 0.25921 | 0 | 0 | 707.012 | 0.00036662 | 39 | Industrial_2029_Technical_MW_After Competition Groups_39 | Optimize Compressed Air Dryer | 0.03666% | 0 | 0.25921 | Industrial_2029_Technical_MW_After Competition Groups_Optimize Compressed Air Dryer
Industrial | Ind ¦ Heat Lamps/Heat Pad | 2029 | Technical | MW | After Competition Groups | 0.13461 | 0 | 0 | 707.012 | 0.0001904 | 40 | Industrial_2029_Technical_MW_After Competition Groups_40 | Heat Lamps/Heat Pad | 0.01904% | 0 | 0.13461 | Industrial_2029_Technical_MW_After Competition Groups_Heat Lamps/Heat Pad
Industrial | Ind ¦ Efficient Refrigeration Compressor | 2029 | Technical | MW | After Competition Groups | 0.11895 | 0 | 0 | 707.012 | 0.00016824 | 41 | Industrial_2029_Technical_MW_After Competition Groups_41 | Efficient Refrigeration Compressor | 0.01682% | 0 | 0.11895 | Industrial_2029_Technical_MW_After Competition Groups_Efficient Refrigeration Compressor
Industrial | Ind ¦ Creep Heat Controller | 2029 | Technical | MW | After Competition Groups | 0.10496 | 0 | 0 | 707.012 | 0.00014846 | 42 | Industrial_2029_Technical_MW_After Competition Groups_42 | Creep Heat Controller | 0.01485% | 0 | 0.10496 | Industrial_2029_Technical_MW_After Competition Groups_Creep Heat Controller
Industrial | Ind ¦ Pump System Optimization | 2030 | Economic | MW | After Competition Groups | 87.3855 | 0 | 0 | 603.5519 | 0.14479 | 1 | Industrial_2030_Economic_MW_After Competition Groups_1 | Pump System Optimization | 14.48% | 0 | 87.3855 | Industrial_2030_Economic_MW_After Competition Groups_Pump System Optimization
Industrial | Ind ¦ Air Leak Survey and Repair | 2030 | Economic | MW | After Competition Groups | 74.6671 | 0 | 0 | 603.5519 | 0.12371 | 2 | Industrial_2030_Economic_MW_After Competition Groups_2 | Air Leak Survey and Repair | 12.37% | 0 | 74.6671 | Industrial_2030_Economic_MW_After Competition Groups_Air Leak Survey and Repair
Industrial | Ind ¦ Air Compressor Optimization | 2030 | Economic | MW | After Competition Groups | 54.2915 | 0 | 0 | 603.5519 | 0.089953 | 3 | Industrial_2030_Economic_MW_After Competition Groups_3 | Air Compressor Optimization | 8.995% | 0 | 54.2915 | Industrial_2030_Economic_MW_After Competition Groups_Air Compressor Optimization
Industrial | Ind ¦ Efficient Compressed Air Nozzles | 2030 | Economic | MW | After Competition Groups | 53.1878 | 0 | 0 | 603.5519 | 0.088125 | 4 | Industrial_2030_Economic_MW_After Competition Groups_4 | Efficient Compressed Air Nozzles | 8.812% | 0 | 53.1878 | Industrial_2030_Economic_MW_After Competition Groups_Efficient Compressed Air Nozzles
Industrial | Ind ¦ Recommissioning | 2030 | Economic | MW | After Competition Groups | 52.5432 | 0 | 0 | 603.5519 | 0.087057 | 5 | Industrial_2030_Economic_MW_After Competition Groups_5 | Recommissioning | 8.706% | 0 | 52.5432 | Industrial_2030_Economic_MW_After Competition Groups_Recommissioning
Industrial | Ind ¦ SEM | 2030 | Economic | MW | After Competition Groups | 52.5432 | 0 | 0 | 603.5519 | 0.087057 | 6 | Industrial_2030_Economic_MW_After Competition Groups_6 | SEM | 8.706% | 0 | 52.5432 | Industrial_2030_Economic_MW_After Competition Groups_SEM
Industrial | Ind ¦ Pump Equipment Upgrade | 2030 | Economic | MW | After Competition Groups | 40.6047 | 0 | 0 | 603.5519 | 0.067276 | 7 | Industrial_2030_Economic_MW_After Competition Groups_7 | Pump Equipment Upgrade | 6.728% | 0 | 40.6047 | Industrial_2030_Economic_MW_After Competition Groups_Pump Equipment Upgrade
Industrial | Ind ¦ HE Lighting | 2030 | Economic | MW | After Competition Groups | 36.5912 | 0 | 0 | 603.5519 | 0.060626 | 8 | Industrial_2030_Economic_MW_After Competition Groups_8 | HE Lighting | 6.063% | 0 | 36.5912 | Industrial_2030_Economic_MW_After Competition Groups_HE Lighting
Industrial | Ind ¦ High Efficiency HVAC Fans | 2030 | Economic | MW | After Competition Groups | 25.9956 | 0 | 0 | 603.5519 | 0.043071 | 9 | Industrial_2030_Economic_MW_After Competition Groups_9 | High Efficiency HVAC Fans | 4.307% | 0 | 25.9956 | Industrial_2030_Economic_MW_After Competition Groups_High Efficiency HVAC Fans
Industrial | Ind ¦ Process Optimization (Elec) | 2030 | Economic | MW | After Competition Groups | 21.3345 | 0 | 0 | 603.5519 | 0.035348 | 10 | Industrial_2030_Economic_MW_After Competition Groups_10 | Process Optimization (Elec) | 3.535% | 0 | 21.3345 | Industrial_2030_Economic_MW_After Competition Groups_Process Optimization (Elec)
Industrial | Ind ¦ Greenhouse Grow Lights | 2030 | Economic | MW | After Competition Groups | 21.0235 | 0 | 0 | 603.5519 | 0.034833 | 11 | Industrial_2030_Economic_MW_After Competition Groups_11 | Greenhouse Grow Lights | 3.483% | 0 | 21.0235 | Industrial_2030_Economic_MW_After Competition Groups_Greenhouse Grow Lights
Industrial | Ind ¦ Fan System Optimization | 2030 | Economic | MW | After Competition Groups | 18.9892 | 0 | 0 | 603.5519 | 0.031462 | 12 | Industrial_2030_Economic_MW_After Competition Groups_12 | Fan System Optimization | 3.146% | 0 | 18.9892 | Industrial_2030_Economic_MW_After Competition Groups_Fan System Optimization
Industrial | Ind ¦ Improved Controls - Process Cooling | 2030 | Economic | MW | After Competition Groups | 13.6013 | 0 | 0 | 603.5519 | 0.022535 | 13 | Industrial_2030_Economic_MW_After Competition Groups_13 | Improved Controls - Process Cooling | 2.254% | 0 | 13.6013 | Industrial_2030_Economic_MW_After Competition Groups_Improved Controls - Process Cooling
Industrial | Ind ¦ Pulp and Paper Process Improvements | 2030 | Economic | MW | After Competition Groups | 7.9962 | 0 | 0 | 603.5519 | 0.013249 | 14 | Industrial_2030_Economic_MW_After Competition Groups_14 | Pulp and Paper Process Improvements | 1.325% | 0 | 7.9962 | Industrial_2030_Economic_MW_After Competition Groups_Pulp and Paper Process Improvements
Industrial | Ind ¦ Material Handling Improvements | 2030 | Economic | MW | After Competition Groups | 7.822 | 0 | 0 | 603.5519 | 0.01296 | 15 | Industrial_2030_Economic_MW_After Competition Groups_15 | Material Handling Improvements | 1.296% | 0 | 7.822 | Industrial_2030_Economic_MW_After Competition Groups_Material Handling Improvements
Industrial | Ind ¦ Refiner Plate Improvements | 2030 | Economic | MW | After Competition Groups | 6.3619 | 0 | 0 | 603.5519 | 0.010541 | 16 | Industrial_2030_Economic_MW_After Competition Groups_16 | Refiner Plate Improvements | 1.054% | 0 | 6.3619 | Industrial_2030_Economic_MW_After Competition Groups_Refiner Plate Improvements
Industrial | Ind ¦ Cooling Tower Optimization | 2030 | Economic | MW | After Competition Groups | 4.1699 | 0 | 0 | 603.5519 | 0.006909 | 17 | Industrial_2030_Economic_MW_After Competition Groups_17 | Cooling Tower Optimization | 0.6909% | 0 | 4.1699 | Industrial_2030_Economic_MW_After Competition Groups_Cooling Tower Optimization
Industrial | Ind ¦ Ventilation Optimization | 2030 | Economic | MW | After Competition Groups | 3.8787 | 0 | 0 | 603.5519 | 0.0064264 | 18 | Industrial_2030_Economic_MW_After Competition Groups_18 | Ventilation Optimization | 0.6426% | 0 | 3.8787 | Industrial_2030_Economic_MW_After Competition Groups_Ventilation Optimization
Industrial | Ind ¦ Free Cooling | 2030 | Economic | MW | After Competition Groups | 3.5024 | 0 | 0 | 603.5519 | 0.005803 | 19 | Industrial_2030_Economic_MW_After Competition Groups_19 | Free Cooling | 0.5803% | 0 | 3.5024 | Industrial_2030_Economic_MW_After Competition Groups_Free Cooling
Industrial | Ind ¦ VAV Conversion Project | 2030 | Economic | MW | After Competition Groups | 2.923 | 0 | 0 | 603.5519 | 0.004843 | 20 | Industrial_2030_Economic_MW_After Competition Groups_20 | VAV Conversion Project | 0.4843% | 0 | 2.923 | Industrial_2030_Economic_MW_After Competition Groups_VAV Conversion Project
Industrial | Ind ¦ Process Heat Recovery | 2030 | Economic | MW | After Competition Groups | 2.7539 | 0 | 0 | 603.5519 | 0.0045628 | 21 | Industrial_2030_Economic_MW_After Competition Groups_21 | Process Heat Recovery | 0.4563% | 0 | 2.7539 | Industrial_2030_Economic_MW_After Competition Groups_Process Heat Recovery
Industrial | Ind ¦ High Efficiency Battery Charger | 2030 | Economic | MW | After Competition Groups | 2.6713 | 0 | 0 | 603.5519 | 0.0044259 | 22 | Industrial_2030_Economic_MW_After Competition Groups_22 | High Efficiency Battery Charger | 0.4426% | 0 | 2.6713 | Industrial_2030_Economic_MW_After Competition Groups_High Efficiency Battery Charger
Industrial | Ind ¦ Efficient Irrigation | 2030 | Economic | MW | After Competition Groups | 2.1754 | 0 | 0 | 603.5519 | 0.0036043 | 23 | Industrial_2030_Economic_MW_After Competition Groups_23 | Efficient Irrigation | 0.3604% | 0 | 2.1754 | Industrial_2030_Economic_MW_After Competition Groups_Efficient Irrigation
Industrial | Ind ¦ Process Improvements | 2030 | Economic | MW | After Competition Groups | 2.1691 | 0 | 0 | 603.5519 | 0.0035939 | 24 | Industrial_2030_Economic_MW_After Competition Groups_24 | Process Improvements | 0.3594% | 0 | 2.1691 | Industrial_2030_Economic_MW_After Competition Groups_Process Improvements
Industrial | Ind ¦ Refrigeration Compressor VFD | 2030 | Economic | MW | After Competition Groups | 1.4445 | 0 | 0 | 603.5519 | 0.0023934 | 25 | Industrial_2030_Economic_MW_After Competition Groups_25 | Refrigeration Compressor VFD | 0.2393% | 0 | 1.4445 | Industrial_2030_Economic_MW_After Competition Groups_Refrigeration Compressor VFD
Industrial | Ind ¦ Improved Controls - Process Heating | 2030 | Economic | MW | After Competition Groups | 1.3085 | 0 | 0 | 603.5519 | 0.0021679 | 26 | Industrial_2030_Economic_MW_After Competition Groups_26 | Improved Controls - Process Heating | 0.2168% | 0 | 1.3085 | Industrial_2030_Economic_MW_After Competition Groups_Improved Controls - Process Heating
Industrial | Ind ¦ Engine Block Heater Timer | 2030 | Economic | MW | After Competition Groups | 0.8298 | 0 | 0 | 603.5519 | 0.0013749 | 27 | Industrial_2030_Economic_MW_After Competition Groups_27 | Engine Block Heater Timer | 0.1375% | 0 | 0.8298 | Industrial_2030_Economic_MW_After Competition Groups_Engine Block Heater Timer
Industrial | Ind ¦ Air Compressor Heat Recovery | 2030 | Economic | MW | After Competition Groups | 0.35383 | 0 | 0 | 603.5519 | 0.00058624 | 28 | Industrial_2030_Economic_MW_After Competition Groups_28 | Air Compressor Heat Recovery | 0.05862% | 0 | 0.35383 | Industrial_2030_Economic_MW_After Competition Groups_Air Compressor Heat Recovery
Industrial | Ind ¦ Dairy Pre-Cooler | 2030 | Economic | MW | After Competition Groups | 0.30349 | 0 | 0 | 603.5519 | 0.00050284 | 29 | Industrial_2030_Economic_MW_After Competition Groups_29 | Dairy Pre-Cooler | 0.05028% | 0 | 0.30349 | Industrial_2030_Economic_MW_After Competition Groups_Dairy Pre-Cooler
Industrial | Ind ¦ Efficient Refrigeration Compressor | 2030 | Economic | MW | After Competition Groups | 0.12096 | 0 | 0 | 603.5519 | 0.00020041 | 30 | Industrial_2030_Economic_MW_After Competition Groups_30 | Efficient Refrigeration Compressor | 0.02004% | 0 | 0.12096 | Industrial_2030_Economic_MW_After Competition Groups_Efficient Refrigeration Compressor
Industrial | Ind ¦ Heat Lamps/Heat Pad | 2030 | Economic | MW | After Competition Groups | 0.0087516 | 0 | 0 | 603.5519 | 1.45e-05 | 31 | Industrial_2030_Economic_MW_After Competition Groups_31 | Heat Lamps/Heat Pad | 0.00145% | 0 | 0.0087516 | Industrial_2030_Economic_MW_After Competition Groups_Heat Lamps/Heat Pad
Industrial | Ind ¦ Air Compressor Optimization | 2030 | SC A | MW | After Competition Groups | 39.1093 | 0 | 0 | 219.1465 | 0.17846 | 1 | Industrial_2030_SC A_MW_After Competition Groups_1 | Air Compressor Optimization | 17.85% | 0 | 39.1093 | Industrial_2030_SC A_MW_After Competition Groups_Air Compressor Optimization
Industrial | Ind ¦ Pump System Optimization | 2030 | SC A | MW | After Competition Groups | 34.3121 | 0 | 0 | 219.1465 | 0.15657 | 2 | Industrial_2030_SC A_MW_After Competition Groups_2 | Pump System Optimization | 15.66% | 0 | 34.3121 | Industrial_2030_SC A_MW_After Competition Groups_Pump System Optimization
Industrial | Ind ¦ Air Leak Survey and Repair | 2030 | SC A | MW | After Competition Groups | 26.4724 | 0 | 0 | 219.1465 | 0.1208 | 3 | Industrial_2030_SC A_MW_After Competition Groups_3 | Air Leak Survey and Repair | 12.08% | 0 | 26.4724 | Industrial_2030_SC A_MW_After Competition Groups_Air Leak Survey and Repair
Industrial | Ind ¦ Recommissioning | 2030 | SC A | MW | After Competition Groups | 18.7459 | 0 | 0 | 219.1465 | 0.085541 | 4 | Industrial_2030_SC A_MW_After Competition Groups_4 | Recommissioning | 8.554% | 0 | 18.7459 | Industrial_2030_SC A_MW_After Competition Groups_Recommissioning
Industrial | Ind ¦ SEM | 2030 | SC A | MW | After Competition Groups | 18.7459 | 0 | 0 | 219.1465 | 0.085541 | 5 | Industrial_2030_SC A_MW_After Competition Groups_5 | SEM | 8.554% | 0 | 18.7459 | Industrial_2030_SC A_MW_After Competition Groups_SEM
Industrial | Ind ¦ Pump Equipment Upgrade | 2030 | SC A | MW | After Competition Groups | 15.0545 | 0 | 0 | 219.1465 | 0.068696 | 6 | Industrial_2030_SC A_MW_After Competition Groups_6 | Pump Equipment Upgrade | 6.87% | 0 | 15.0545 | Industrial_2030_SC A_MW_After Competition Groups_Pump Equipment Upgrade
Industrial | Ind ¦ Efficient Compressed Air Nozzles | 2030 | SC A | MW | After Competition Groups | 14.5273 | 0 | 0 | 219.1465 | 0.066291 | 7 | Industrial_2030_SC A_MW_After Competition Groups_7 | Efficient Compressed Air Nozzles | 6.629% | 0 | 14.5273 | Industrial_2030_SC A_MW_After Competition Groups_Efficient Compressed Air Nozzles
Industrial | Ind ¦ Fan System Optimization | 2030 | SC A | MW | After Competition Groups | 13.3885 | 0 | 0 | 219.1465 | 0.061094 | 8 | Industrial_2030_SC A_MW_After Competition Groups_8 | Fan System Optimization | 6.109% | 0 | 13.3885 | Industrial_2030_SC A_MW_After Competition Groups_Fan System Optimization
Industrial | Ind ¦ High Efficiency HVAC Fans | 2030 | SC A | MW | After Competition Groups | 10.9058 | 0 | 0 | 219.1465 | 0.049765 | 9 | Industrial_2030_SC A_MW_After Competition Groups_9 | High Efficiency HVAC Fans | 4.977% | 0 | 10.9058 | Industrial_2030_SC A_MW_After Competition Groups_High Efficiency HVAC Fans
Industrial | Ind ¦ Greenhouse Grow Lights | 2030 | SC A | MW | After Competition Groups | 5.385 | 0 | 0 | 219.1465 | 0.024572 | 10 | Industrial_2030_SC A_MW_After Competition Groups_10 | Greenhouse Grow Lights | 2.457% | 0 | 5.385 | Industrial_2030_SC A_MW_After Competition Groups_Greenhouse Grow Lights
Industrial | Ind ¦ Improved Controls - Process Cooling | 2030 | SC A | MW | After Competition Groups | 5.0513 | 0 | 0 | 219.1465 | 0.02305 | 11 | Industrial_2030_SC A_MW_After Competition Groups_11 | Improved Controls - Process Cooling | 2.305% | 0 | 5.0513 | Industrial_2030_SC A_MW_After Competition Groups_Improved Controls - Process Cooling
Industrial | Ind ¦ Material Handling Improvements | 2030 | SC A | MW | After Competition Groups | 3.6383 | 0 | 0 | 219.1465 | 0.016602 | 12 | Industrial_2030_SC A_MW_After Competition Groups_12 | Material Handling Improvements | 1.66% | 0 | 3.6383 | Industrial_2030_SC A_MW_After Competition Groups_Material Handling Improvements
Industrial | Ind ¦ Process Optimization (Elec) | 2030 | SC A | MW | After Competition Groups | 3.3612 | 0 | 0 | 219.1465 | 0.015338 | 13 | Industrial_2030_SC A_MW_After Competition Groups_13 | Process Optimization (Elec) | 1.534% | 0 | 3.3612 | Industrial_2030_SC A_MW_After Competition Groups_Process Optimization (Elec)
Industrial | Ind ¦ Refiner Plate Improvements | 2030 | SC A | MW | After Competition Groups | 1.6413 | 0 | 0 | 219.1465 | 0.0074897 | 14 | Industrial_2030_SC A_MW_After Competition Groups_14 | Refiner Plate Improvements | 0.749% | 0 | 1.6413 | Industrial_2030_SC A_MW_After Competition Groups_Refiner Plate Improvements
Industrial | Ind ¦ HE Lighting | 2030 | SC A | MW | After Competition Groups | 1.1424 | 0 | 0 | 219.1465 | 0.0052129 | 15 | Industrial_2030_SC A_MW_After Competition Groups_15 | HE Lighting | 0.5213% | 0 | 1.1424 | Industrial_2030_SC A_MW_After Competition Groups_HE Lighting
Industrial | Ind ¦ VAV Conversion Project | 2030 | SC A | MW | After Competition Groups | 1.1374 | 0 | 0 | 219.1465 | 0.0051903 | 16 | Industrial_2030_SC A_MW_After Competition Groups_16 | VAV Conversion Project | 0.519% | 0 | 1.1374 | Industrial_2030_SC A_MW_After Competition Groups_VAV Conversion Project
Industrial | Ind ¦ Ventilation Optimization | 2030 | SC A | MW | After Competition Groups | 1.1197 | 0 | 0 | 219.1465 | 0.0051095 | 17 | Industrial_2030_SC A_MW_After Competition Groups_17 | Ventilation Optimization | 0.511% | 0 | 1.1197 | Industrial_2030_SC A_MW_After Competition Groups_Ventilation Optimization
Industrial | Ind ¦ Pulp and Paper Process Improvements | 2030 | SC A | MW | After Competition Groups | 0.9812 | 0 | 0 | 219.1465 | 0.0044774 | 18 | Industrial_2030_SC A_MW_After Competition Groups_18 | Pulp and Paper Process Improvements | 0.4477% | 0 | 0.9812 | Industrial_2030_SC A_MW_After Competition Groups_Pulp and Paper Process Improvements
Industrial | Ind ¦ Process Heat Recovery | 2030 | SC A | MW | After Competition Groups | 0.95337 | 0 | 0 | 219.1465 | 0.0043504 | 19 | Industrial_2030_SC A_MW_After Competition Groups_19 | Process Heat Recovery | 0.435% | 0 | 0.95337 | Industrial_2030_SC A_MW_After Competition Groups_Process Heat Recovery
Industrial | Ind ¦ Process Improvements | 2030 | SC A | MW | After Competition Groups | 0.71503 | 0 | 0 | 219.1465 | 0.0032628 | 20 | Industrial_2030_SC A_MW_After Competition Groups_20 | Process Improvements | 0.3263% | 0 | 0.71503 | Industrial_2030_SC A_MW_After Competition Groups_Process Improvements
Industrial | Ind ¦ High Efficiency Battery Charger | 2030 | SC A | MW | After Competition Groups | 0.6506 | 0 | 0 | 219.1465 | 0.0029688 | 21 | Industrial_2030_SC A_MW_After Competition Groups_21 | High Efficiency Battery Charger | 0.2969% | 0 | 0.6506 | Industrial_2030_SC A_MW_After Competition Groups_High Efficiency Battery Charger
Industrial | Ind ¦ Improved Controls - Process Heating | 2030 | SC A | MW | After Competition Groups | 0.47557 | 0 | 0 | 219.1465 | 0.0021701 | 22 | Industrial_2030_SC A_MW_After Competition Groups_22 | Improved Controls - Process Heating | 0.217% | 0 | 0.47557 | Industrial_2030_SC A_MW_After Competition Groups_Improved Controls - Process Heating
Industrial | Ind ¦ Refrigeration Compressor VFD | 2030 | SC A | MW | After Competition Groups | 0.44822 | 0 | 0 | 219.1465 | 0.0020453 | 23 | Industrial_2030_SC A_MW_After Competition Groups_23 | Refrigeration Compressor VFD | 0.2045% | 0 | 0.44822 | Industrial_2030_SC A_MW_After Competition Groups_Refrigeration Compressor VFD
Industrial | Ind ¦ Cooling Tower Optimization | 2030 | SC A | MW | After Competition Groups | 0.3663 | 0 | 0 | 219.1465 | 0.0016715 | 24 | Industrial_2030_SC A_MW_After Competition Groups_24 | Cooling Tower Optimization | 0.1671% | 0 | 0.3663 | Industrial_2030_SC A_MW_After Competition Groups_Cooling Tower Optimization
Industrial | Ind ¦ Engine Block Heater Timer | 2030 | SC A | MW | After Competition Groups | 0.28138 | 0 | 0 | 219.1465 | 0.001284 | 25 | Industrial_2030_SC A_MW_After Competition Groups_25 | Engine Block Heater Timer | 0.1284% | 0 | 0.28138 | Industrial_2030_SC A_MW_After Competition Groups_Engine Block Heater Timer
Industrial | Ind ¦ Efficient Irrigation | 2030 | SC A | MW | After Competition Groups | 0.16501 | 0 | 0 | 219.1465 | 0.00075296 | 26 | Industrial_2030_SC A_MW_After Competition Groups_26 | Efficient Irrigation | 0.0753% | 0 | 0.16501 | Industrial_2030_SC A_MW_After Competition Groups_Efficient Irrigation
Industrial | Ind ¦ Dairy Pre-Cooler | 2030 | SC A | MW | After Competition Groups | 0.13444 | 0 | 0 | 219.1465 | 0.00061346 | 27 | Industrial_2030_SC A_MW_After Competition Groups_27 | Dairy Pre-Cooler | 0.06135% | 0 | 0.13444 | Industrial_2030_SC A_MW_After Competition Groups_Dairy Pre-Cooler
Industrial | Ind ¦ Air Compressor Heat Recovery | 2030 | SC A | MW | After Competition Groups | 0.12854 | 0 | 0 | 219.1465 | 0.00058656 | 28 | Industrial_2030_SC A_MW_After Competition Groups_28 | Air Compressor Heat Recovery | 0.05866% | 0 | 0.12854 | Industrial_2030_SC A_MW_After Competition Groups_Air Compressor Heat Recovery
Industrial | Ind ¦ Efficient Refrigeration Compressor | 2030 | SC A | MW | After Competition Groups | 0.072163 | 0 | 0 | 219.1465 | 0.00032929 | 29 | Industrial_2030_SC A_MW_After Competition Groups_29 | Efficient Refrigeration Compressor | 0.03293% | 0 | 0.072163 | Industrial_2030_SC A_MW_After Competition Groups_Efficient Refrigeration Compressor
Industrial | Ind ¦ Heat Lamps/Heat Pad | 2030 | SC A | MW | After Competition Groups | 0.027883 | 0 | 0 | 219.1465 | 0.00012724 | 30 | Industrial_2030_SC A_MW_After Competition Groups_30 | Heat Lamps/Heat Pad | 0.01272% | 0 | 0.027883 | Industrial_2030_SC A_MW_After Competition Groups_Heat Lamps/Heat Pad
Industrial | Ind ¦ Free Cooling | 2030 | SC A | MW | After Competition Groups | 0.0082702 | 0 | 0 | 219.1465 | 3.7738e-05 | 31 | Industrial_2030_SC A_MW_After Competition Groups_31 | Free Cooling | 0.003774% | 0 | 0.0082702 | Industrial_2030_SC A_MW_After Competition Groups_Free Cooling
Industrial | Ind ¦ Air Leak Survey and Repair | 2030 | SC B | MW | After Competition Groups | 57.0345 | 0 | 0 | 386.2765 | 0.14765 | 1 | Industrial_2030_SC B_MW_After Competition Groups_1 | Air Leak Survey and Repair | 14.77% | 0 | 57.0345 | Industrial_2030_SC B_MW_After Competition Groups_Air Leak Survey and Repair
Industrial | Ind ¦ Pump System Optimization | 2030 | SC B | MW | After Competition Groups | 48.2225 | 0 | 0 | 386.2765 | 0.12484 | 2 | Industrial_2030_SC B_MW_After Competition Groups_2 | Pump System Optimization | 12.48% | 0 | 48.2225 | Industrial_2030_SC B_MW_After Competition Groups_Pump System Optimization
Industrial | Ind ¦ Recommissioning | 2030 | SC B | MW | After Competition Groups | 40.3742 | 0 | 0 | 386.2765 | 0.10452 | 3 | Industrial_2030_SC B_MW_After Competition Groups_3 | Recommissioning | 10.45% | 0 | 40.3742 | Industrial_2030_SC B_MW_After Competition Groups_Recommissioning
Industrial | Ind ¦ SEM | 2030 | SC B | MW | After Competition Groups | 40.3742 | 0 | 0 | 386.2765 | 0.10452 | 4 | Industrial_2030_SC B_MW_After Competition Groups_4 | SEM | 10.45% | 0 | 40.3742 | Industrial_2030_SC B_MW_After Competition Groups_SEM
Industrial | Ind ¦ Air Compressor Optimization | 2030 | SC B | MW | After Competition Groups | 39.1093 | 0 | 0 | 386.2765 | 0.10125 | 5 | Industrial_2030_SC B_MW_After Competition Groups_5 | Air Compressor Optimization | 10.12% | 0 | 39.1093 | Industrial_2030_SC B_MW_After Competition Groups_Air Compressor Optimization
Industrial | Ind ¦ Efficient Compressed Air Nozzles | 2030 | SC B | MW | After Competition Groups | 31.5903 | 0 | 0 | 386.2765 | 0.081781 | 6 | Industrial_2030_SC B_MW_After Competition Groups_6 | Efficient Compressed Air Nozzles | 8.178% | 0 | 31.5903 | Industrial_2030_SC B_MW_After Competition Groups_Efficient Compressed Air Nozzles
Industrial | Ind ¦ Pump Equipment Upgrade | 2030 | SC B | MW | After Competition Groups | 21.2215 | 0 | 0 | 386.2765 | 0.054939 | 7 | Industrial_2030_SC B_MW_After Competition Groups_7 | Pump Equipment Upgrade | 5.494% | 0 | 21.2215 | Industrial_2030_SC B_MW_After Competition Groups_Pump Equipment Upgrade
Industrial | Ind ¦ High Efficiency HVAC Fans | 2030 | SC B | MW | After Competition Groups | 18.3188 | 0 | 0 | 386.2765 | 0.047424 | 8 | Industrial_2030_SC B_MW_After Competition Groups_8 | High Efficiency HVAC Fans | 4.742% | 0 | 18.3188 | Industrial_2030_SC B_MW_After Competition Groups_High Efficiency HVAC Fans
Industrial | Ind ¦ Fan System Optimization | 2030 | SC B | MW | After Competition Groups | 14.1752 | 0 | 0 | 386.2765 | 0.036697 | 9 | Industrial_2030_SC B_MW_After Competition Groups_9 | Fan System Optimization | 3.67% | 0 | 14.1752 | Industrial_2030_SC B_MW_After Competition Groups_Fan System Optimization
Industrial | Ind ¦ Greenhouse Grow Lights | 2030 | SC B | MW | After Competition Groups | 13.2064 | 0 | 0 | 386.2765 | 0.034189 | 10 | Industrial_2030_SC B_MW_After Competition Groups_10 | Greenhouse Grow Lights | 3.419% | 0 | 13.2064 | Industrial_2030_SC B_MW_After Competition Groups_Greenhouse Grow Lights
Industrial | Ind ¦ HE Lighting | 2030 | SC B | MW | After Competition Groups | 12.8765 | 0 | 0 | 386.2765 | 0.033335 | 11 | Industrial_2030_SC B_MW_After Competition Groups_11 | HE Lighting | 3.333% | 0 | 12.8765 | Industrial_2030_SC B_MW_After Competition Groups_HE Lighting
Industrial | Ind ¦ Improved Controls - Process Cooling | 2030 | SC B | MW | After Competition Groups | 10.9043 | 0 | 0 | 386.2765 | 0.028229 | 12 | Industrial_2030_SC B_MW_After Competition Groups_12 | Improved Controls - Process Cooling | 2.823% | 0 | 10.9043 | Industrial_2030_SC B_MW_After Competition Groups_Improved Controls - Process Cooling
Industrial | Ind ¦ Pulp and Paper Process Improvements | 2030 | SC B | MW | After Competition Groups | 5.7453 | 0 | 0 | 386.2765 | 0.014874 | 13 | Industrial_2030_SC B_MW_After Competition Groups_13 | Pulp and Paper Process Improvements | 1.487% | 0 | 5.7453 | Industrial_2030_SC B_MW_After Competition Groups_Pulp and Paper Process Improvements
Industrial | Ind ¦ Material Handling Improvements | 2030 | SC B | MW | After Competition Groups | 5.5169 | 0 | 0 | 386.2765 | 0.014282 | 14 | Industrial_2030_SC B_MW_After Competition Groups_14 | Material Handling Improvements | 1.428% | 0 | 5.5169 | Industrial_2030_SC B_MW_After Competition Groups_Material Handling Improvements
Industrial | Ind ¦ Refiner Plate Improvements | 2030 | SC B | MW | After Competition Groups | 3.6498 | 0 | 0 | 386.2765 | 0.0094487 | 15 | Industrial_2030_SC B_MW_After Competition Groups_15 | Refiner Plate Improvements | 0.9449% | 0 | 3.6498 | Industrial_2030_SC B_MW_After Competition Groups_Refiner Plate Improvements
Industrial | Ind ¦ Process Optimization (Elec) | 2030 | SC B | MW | After Competition Groups | 3.3612 | 0 | 0 | 386.2765 | 0.0087016 | 16 | Industrial_2030_SC B_MW_After Competition Groups_16 | Process Optimization (Elec) | 0.8702% | 0 | 3.3612 | Industrial_2030_SC B_MW_After Competition Groups_Process Optimization (Elec)
Industrial | Ind ¦ Cooling Tower Optimization | 2030 | SC B | MW | After Competition Groups | 3.2352 | 0 | 0 | 386.2765 | 0.0083753 | 17 | Industrial_2030_SC B_MW_After Competition Groups_17 | Cooling Tower Optimization | 0.8375% | 0 | 3.2352 | Industrial_2030_SC B_MW_After Competition Groups_Cooling Tower Optimization
Industrial | Ind ¦ Free Cooling | 2030 | SC B | MW | After Competition Groups | 2.916 | 0 | 0 | 386.2765 | 0.0075489 | 18 | Industrial_2030_SC B_MW_After Competition Groups_18 | Free Cooling | 0.7549% | 0 | 2.916 | Industrial_2030_SC B_MW_After Competition Groups_Free Cooling
Industrial | Ind ¦ Ventilation Optimization | 2030 | SC B | MW | After Competition Groups | 2.5577 | 0 | 0 | 386.2765 | 0.0066213 | 19 | Industrial_2030_SC B_MW_After Competition Groups_19 | Ventilation Optimization | 0.6621% | 0 | 2.5577 | Industrial_2030_SC B_MW_After Competition Groups_Ventilation Optimization
Industrial | Ind ¦ VAV Conversion Project | 2030 | SC B | MW | After Competition Groups | 2.5148 | 0 | 0 | 386.2765 | 0.0065104 | 20 | Industrial_2030_SC B_MW_After Competition Groups_20 | VAV Conversion Project | 0.651% | 0 | 2.5148 | Industrial_2030_SC B_MW_After Competition Groups_VAV Conversion Project
Industrial | Ind ¦ Process Heat Recovery | 2030 | SC B | MW | After Competition Groups | 2.0811 | 0 | 0 | 386.2765 | 0.0053875 | 21 | Industrial_2030_SC B_MW_After Competition Groups_21 | Process Heat Recovery | 0.5388% | 0 | 2.0811 | Industrial_2030_SC B_MW_After Competition Groups_Process Heat Recovery
Industrial | Ind ¦ High Efficiency Battery Charger | 2030 | SC B | MW | After Competition Groups | 1.7625 | 0 | 0 | 386.2765 | 0.0045629 | 22 | Industrial_2030_SC B_MW_After Competition Groups_22 | High Efficiency Battery Charger | 0.4563% | 0 | 1.7625 | Industrial_2030_SC B_MW_After Competition Groups_High Efficiency Battery Charger
Industrial | Ind ¦ Process Improvements | 2030 | SC B | MW | After Competition Groups | 1.6165 | 0 | 0 | 386.2765 | 0.0041848 | 23 | Industrial_2030_SC B_MW_After Competition Groups_23 | Process Improvements | 0.4185% | 0 | 1.6165 | Industrial_2030_SC B_MW_After Competition Groups_Process Improvements
Industrial | Ind ¦ Refrigeration Compressor VFD | 2030 | SC B | MW | After Competition Groups | 1.0139 | 0 | 0 | 386.2765 | 0.0026247 | 24 | Industrial_2030_SC B_MW_After Competition Groups_24 | Refrigeration Compressor VFD | 0.2625% | 0 | 1.0139 | Industrial_2030_SC B_MW_After Competition Groups_Refrigeration Compressor VFD
Industrial | Ind ¦ Improved Controls - Process Heating | 2030 | SC B | MW | After Competition Groups | 1.0098 | 0 | 0 | 386.2765 | 0.0026143 | 25 | Industrial_2030_SC B_MW_After Competition Groups_25 | Improved Controls - Process Heating | 0.2614% | 0 | 1.0098 | Industrial_2030_SC B_MW_After Competition Groups_Improved Controls - Process Heating
Industrial | Ind ¦ Efficient Irrigation | 2030 | SC B | MW | After Competition Groups | 0.66875 | 0 | 0 | 386.2765 | 0.0017313 | 26 | Industrial_2030_SC B_MW_After Competition Groups_26 | Efficient Irrigation | 0.1731% | 0 | 0.66875 | Industrial_2030_SC B_MW_After Competition Groups_Efficient Irrigation
Industrial | Ind ¦ Engine Block Heater Timer | 2030 | SC B | MW | After Competition Groups | 0.61122 | 0 | 0 | 386.2765 | 0.0015823 | 27 | Industrial_2030_SC B_MW_After Competition Groups_27 | Engine Block Heater Timer | 0.1582% | 0 | 0.61122 | Industrial_2030_SC B_MW_After Competition Groups_Engine Block Heater Timer
Industrial | Ind ¦ Air Compressor Heat Recovery | 2030 | SC B | MW | After Competition Groups | 0.27608 | 0 | 0 | 386.2765 | 0.00071473 | 28 | Industrial_2030_SC B_MW_After Competition Groups_28 | Air Compressor Heat Recovery | 0.07147% | 0 | 0.27608 | Industrial_2030_SC B_MW_After Competition Groups_Air Compressor Heat Recovery
Industrial | Ind ¦ Dairy Pre-Cooler | 2030 | SC B | MW | After Competition Groups | 0.19326 | 0 | 0 | 386.2765 | 0.00050032 | 29 | Industrial_2030_SC B_MW_After Competition Groups_29 | Dairy Pre-Cooler | 0.05003% | 0 | 0.19326 | Industrial_2030_SC B_MW_After Competition Groups_Dairy Pre-Cooler
Industrial | Ind ¦ Efficient Refrigeration Compressor | 2030 | SC B | MW | After Competition Groups | 0.099111 | 0 | 0 | 386.2765 | 0.00025658 | 30 | Industrial_2030_SC B_MW_After Competition Groups_30 | Efficient Refrigeration Compressor | 0.02566% | 0 | 0.099111 | Industrial_2030_SC B_MW_After Competition Groups_Efficient Refrigeration Compressor
Industrial | Ind ¦ Heat Lamps/Heat Pad | 2030 | SC B | MW | After Competition Groups | 0.039498 | 0 | 0 | 386.2765 | 0.00010225 | 31 | Industrial_2030_SC B_MW_After Competition Groups_31 | Heat Lamps/Heat Pad | 0.01023% | 0 | 0.039498 | Industrial_2030_SC B_MW_After Competition Groups_Heat Lamps/Heat Pad
Industrial | Ind ¦ Pump System Optimization | 2030 | SC C | MW | After Competition Groups | 48.2225 | 0 | 0 | 255.5451 | 0.1887 | 1 | Industrial_2030_SC C_MW_After Competition Groups_1 | Pump System Optimization | 18.87% | 0 | 48.2225 | Industrial_2030_SC C_MW_After Competition Groups_Pump System Optimization
Industrial | Ind ¦ Air Compressor Optimization | 2030 | SC C | MW | After Competition Groups | 39.1093 | 0 | 0 | 255.5451 | 0.15304 | 2 | Industrial_2030_SC C_MW_After Competition Groups_2 | Air Compressor Optimization | 15.3% | 0 | 39.1093 | Industrial_2030_SC C_MW_After Competition Groups_Air Compressor Optimization
Industrial | Ind ¦ Air Leak Survey and Repair | 2030 | SC C | MW | After Competition Groups | 26.4724 | 0 | 0 | 255.5451 | 0.10359 | 3 | Industrial_2030_SC C_MW_After Competition Groups_3 | Air Leak Survey and Repair | 10.36% | 0 | 26.4724 | Industrial_2030_SC C_MW_After Competition Groups_Air Leak Survey and Repair
Industrial | Ind ¦ Pump Equipment Upgrade | 2030 | SC C | MW | After Competition Groups | 21.2215 | 0 | 0 | 255.5451 | 0.083044 | 4 | Industrial_2030_SC C_MW_After Competition Groups_4 | Pump Equipment Upgrade | 8.304% | 0 | 21.2215 | Industrial_2030_SC C_MW_After Competition Groups_Pump Equipment Upgrade
Industrial | Ind ¦ Recommissioning | 2030 | SC C | MW | After Competition Groups | 18.7459 | 0 | 0 | 255.5451 | 0.073357 | 5 | Industrial_2030_SC C_MW_After Competition Groups_5 | Recommissioning | 7.336% | 0 | 18.7459 | Industrial_2030_SC C_MW_After Competition Groups_Recommissioning
Industrial | Ind ¦ SEM | 2030 | SC C | MW | After Competition Groups | 18.7459 | 0 | 0 | 255.5451 | 0.073357 | 6 | Industrial_2030_SC C_MW_After Competition Groups_6 | SEM | 7.336% | 0 | 18.7459 | Industrial_2030_SC C_MW_After Competition Groups_SEM
Industrial | Ind ¦ Efficient Compressed Air Nozzles | 2030 | SC C | MW | After Competition Groups | 14.5273 | 0 | 0 | 255.5451 | 0.056848 | 7 | Industrial_2030_SC C_MW_After Competition Groups_7 | Efficient Compressed Air Nozzles | 5.685% | 0 | 14.5273 | Industrial_2030_SC C_MW_After Competition Groups_Efficient Compressed Air Nozzles
Industrial | Ind ¦ Fan System Optimization | 2030 | SC C | MW | After Competition Groups | 14.1752 | 0 | 0 | 255.5451 | 0.055471 | 8 | Industrial_2030_SC C_MW_After Competition Groups_8 | Fan System Optimization | 5.547% | 0 | 14.1752 | Industrial_2030_SC C_MW_After Competition Groups_Fan System Optimization
Industrial | Ind ¦ High Efficiency HVAC Fans | 2030 | SC C | MW | After Competition Groups | 10.9058 | 0 | 0 | 255.5451 | 0.042677 | 9 | Industrial_2030_SC C_MW_After Competition Groups_9 | High Efficiency HVAC Fans | 4.268% | 0 | 10.9058 | Industrial_2030_SC C_MW_After Competition Groups_High Efficiency HVAC Fans
Industrial | Ind ¦ Greenhouse Grow Lights | 2030 | SC C | MW | After Competition Groups | 8.262 | 0 | 0 | 255.5451 | 0.032331 | 10 | Industrial_2030_SC C_MW_After Competition Groups_10 | Greenhouse Grow Lights | 3.233% | 0 | 8.262 | Industrial_2030_SC C_MW_After Competition Groups_Greenhouse Grow Lights
Industrial | Ind ¦ HE Lighting | 2030 | SC C | MW | After Competition Groups | 5.6969 | 0 | 0 | 255.5451 | 0.022293 | 11 | Industrial_2030_SC C_MW_After Competition Groups_11 | HE Lighting | 2.229% | 0 | 5.6969 | Industrial_2030_SC C_MW_After Competition Groups_HE Lighting
Industrial | Ind ¦ Improved Controls - Process Cooling | 2030 | SC C | MW | After Competition Groups | 5.0605 | 0 | 0 | 255.5451 | 0.019803 | 12 | Industrial_2030_SC C_MW_After Competition Groups_12 | Improved Controls - Process Cooling | 1.98% | 0 | 5.0605 | Industrial_2030_SC C_MW_After Competition Groups_Improved Controls - Process Cooling
Industrial | Ind ¦ Material Handling Improvements | 2030 | SC C | MW | After Competition Groups | 3.6383 | 0 | 0 | 255.5451 | 0.014237 | 13 | Industrial_2030_SC C_MW_After Competition Groups_13 | Material Handling Improvements | 1.424% | 0 | 3.6383 | Industrial_2030_SC C_MW_After Competition Groups_Material Handling Improvements
Industrial | Ind ¦ Process Optimization (Elec) | 2030 | SC C | MW | After Competition Groups | 3.3612 | 0 | 0 | 255.5451 | 0.013153 | 14 | Industrial_2030_SC C_MW_After Competition Groups_14 | Process Optimization (Elec) | 1.315% | 0 | 3.3612 | Industrial_2030_SC C_MW_After Competition Groups_Process Optimization (Elec)
Industrial | Ind ¦ Cooling Tower Optimization | 2030 | SC C | MW | After Competition Groups | 3.2352 | 0 | 0 | 255.5451 | 0.01266 | 15 | Industrial_2030_SC C_MW_After Competition Groups_15 | Cooling Tower Optimization | 1.266% | 0 | 3.2352 | Industrial_2030_SC C_MW_After Competition Groups_Cooling Tower Optimization
Industrial | Ind ¦ Pulp and Paper Process Improvements | 2030 | SC C | MW | After Competition Groups | 2.5976 | 0 | 0 | 255.5451 | 0.010165 | 16 | Industrial_2030_SC C_MW_After Competition Groups_16 | Pulp and Paper Process Improvements | 1.016% | 0 | 2.5976 | Industrial_2030_SC C_MW_After Competition Groups_Pulp and Paper Process Improvements
Industrial | Ind ¦ Ventilation Optimization | 2030 | SC C | MW | After Competition Groups | 2.5577 | 0 | 0 | 255.5451 | 0.010009 | 17 | Industrial_2030_SC C_MW_After Competition Groups_17 | Ventilation Optimization | 1.001% | 0 | 2.5577 | Industrial_2030_SC C_MW_After Competition Groups_Ventilation Optimization
Industrial | Ind ¦ Refiner Plate Improvements | 2030 | SC C | MW | After Competition Groups | 1.6413 | 0 | 0 | 255.5451 | 0.0064229 | 18 | Industrial_2030_SC C_MW_After Competition Groups_18 | Refiner Plate Improvements | 0.6423% | 0 | 1.6413 | Industrial_2030_SC C_MW_After Competition Groups_Refiner Plate Improvements
Industrial | Ind ¦ Free Cooling | 2030 | SC C | MW | After Competition Groups | 1.397 | 0 | 0 | 255.5451 | 0.0054666 | 19 | Industrial_2030_SC C_MW_After Competition Groups_19 | Free Cooling | 0.5467% | 0 | 1.397 | Industrial_2030_SC C_MW_After Competition Groups_Free Cooling
Industrial | Ind ¦ VAV Conversion Project | 2030 | SC C | MW | After Competition Groups | 1.1643 | 0 | 0 | 255.5451 | 0.004556 | 20 | Industrial_2030_SC C_MW_After Competition Groups_20 | VAV Conversion Project | 0.4556% | 0 | 1.1643 | Industrial_2030_SC C_MW_After Competition Groups_VAV Conversion Project
Industrial | Ind ¦ High Efficiency Battery Charger | 2030 | SC C | MW | After Competition Groups | 1.0032 | 0 | 0 | 255.5451 | 0.0039259 | 21 | Industrial_2030_SC C_MW_After Competition Groups_21 | High Efficiency Battery Charger | 0.3926% | 0 | 1.0032 | Industrial_2030_SC C_MW_After Competition Groups_High Efficiency Battery Charger
Industrial | Ind ¦ Process Heat Recovery | 2030 | SC C | MW | After Competition Groups | 0.95337 | 0 | 0 | 255.5451 | 0.0037307 | 22 | Industrial_2030_SC C_MW_After Competition Groups_22 | Process Heat Recovery | 0.3731% | 0 | 0.95337 | Industrial_2030_SC C_MW_After Competition Groups_Process Heat Recovery
Industrial | Ind ¦ Process Improvements | 2030 | SC C | MW | After Competition Groups | 0.75035 | 0 | 0 | 255.5451 | 0.0029363 | 23 | Industrial_2030_SC C_MW_After Competition Groups_23 | Process Improvements | 0.2936% | 0 | 0.75035 | Industrial_2030_SC C_MW_After Competition Groups_Process Improvements
Industrial | Ind ¦ Refrigeration Compressor VFD | 2030 | SC C | MW | After Competition Groups | 0.67557 | 0 | 0 | 255.5451 | 0.0026436 | 24 | Industrial_2030_SC C_MW_After Competition Groups_24 | Refrigeration Compressor VFD | 0.2644% | 0 | 0.67557 | Industrial_2030_SC C_MW_After Competition Groups_Refrigeration Compressor VFD
Industrial | Ind ¦ Improved Controls - Process Heating | 2030 | SC C | MW | After Competition Groups | 0.47644 | 0 | 0 | 255.5451 | 0.0018644 | 25 | Industrial_2030_SC C_MW_After Competition Groups_25 | Improved Controls - Process Heating | 0.1864% | 0 | 0.47644 | Industrial_2030_SC C_MW_After Competition Groups_Improved Controls - Process Heating
Industrial | Ind ¦ Engine Block Heater Timer | 2030 | SC C | MW | After Competition Groups | 0.28198 | 0 | 0 | 255.5451 | 0.0011035 | 26 | Industrial_2030_SC C_MW_After Competition Groups_26 | Engine Block Heater Timer | 0.1103% | 0 | 0.28198 | Industrial_2030_SC C_MW_After Competition Groups_Engine Block Heater Timer
Industrial | Ind ¦ Efficient Irrigation | 2030 | SC C | MW | After Competition Groups | 0.27495 | 0 | 0 | 255.5451 | 0.0010759 | 27 | Industrial_2030_SC C_MW_After Competition Groups_27 | Efficient Irrigation | 0.1076% | 0 | 0.27495 | Industrial_2030_SC C_MW_After Competition Groups_Efficient Irrigation
Industrial | Ind ¦ Dairy Pre-Cooler | 2030 | SC C | MW | After Competition Groups | 0.15827 | 0 | 0 | 255.5451 | 0.00061935 | 28 | Industrial_2030_SC C_MW_After Competition Groups_28 | Dairy Pre-Cooler | 0.06193% | 0 | 0.15827 | Industrial_2030_SC C_MW_After Competition Groups_Dairy Pre-Cooler
Industrial | Ind ¦ Air Compressor Heat Recovery | 2030 | SC C | MW | After Competition Groups | 0.12854 | 0 | 0 | 255.5451 | 0.00050301 | 29 | Industrial_2030_SC C_MW_After Competition Groups_29 | Air Compressor Heat Recovery | 0.0503% | 0 | 0.12854 | Industrial_2030_SC C_MW_After Competition Groups_Air Compressor Heat Recovery
Industrial | Ind ¦ Efficient Refrigeration Compressor | 2030 | SC C | MW | After Competition Groups | 0.072163 | 0 | 0 | 255.5451 | 0.00028239 | 30 | Industrial_2030_SC C_MW_After Competition Groups_30 | Efficient Refrigeration Compressor | 0.02824% | 0 | 0.072163 | Industrial_2030_SC C_MW_After Competition Groups_Efficient Refrigeration Compressor
Industrial | Ind ¦ Heat Lamps/Heat Pad | 2030 | SC C | MW | After Competition Groups | 0.032405 | 0 | 0 | 255.5451 | 0.00012681 | 31 | Industrial_2030_SC C_MW_After Competition Groups_31 | Heat Lamps/Heat Pad | 0.01268% | 0 | 0.032405 | Industrial_2030_SC C_MW_After Competition Groups_Heat Lamps/Heat Pad
Industrial | Ind ¦ Air Compressor Optimization | 2030 | SC D | MW | After Competition Groups | 39.1093 | 1358420.2931 | 1.3584 | 212.6654 | 0.1839 | 1 | Industrial_2030_SC D_MW_After Competition Groups_1 | Air Compressor Optimization | 18.39% | 1.3584 | 39.1093 | Industrial_2030_SC D_MW_After Competition Groups_Air Compressor Optimization
Industrial | Ind ¦ Pump System Optimization | 2030 | SC D | MW | After Competition Groups | 29.5875 | 3014216.2423 | 3.0142 | 212.6654 | 0.13913 | 2 | Industrial_2030_SC D_MW_After Competition Groups_2 | Pump System Optimization | 13.91% | 3.0142 | 29.5875 | Industrial_2030_SC D_MW_After Competition Groups_Pump System Optimization
Industrial | Ind ¦ Air Leak Survey and Repair | 2030 | SC D | MW | After Competition Groups | 26.4228 | 458476.3863 | 0.45848 | 212.6654 | 0.12425 | 3 | Industrial_2030_SC D_MW_After Competition Groups_3 | Air Leak Survey and Repair | 12.42% | 0.45848 | 26.4228 | Industrial_2030_SC D_MW_After Competition Groups_Air Leak Survey and Repair
Industrial | Ind ¦ SEM | 2030 | SC D | MW | After Competition Groups | 18.7459 | 2209774.7185 | 2.2098 | 212.6654 | 0.088148 | 4 | Industrial_2030_SC D_MW_After Competition Groups_4 | SEM | 8.815% | 2.2098 | 18.7459 | Industrial_2030_SC D_MW_After Competition Groups_SEM
Industrial | Ind ¦ Recommissioning | 2030 | SC D | MW | After Competition Groups | 18.0759 | 1400484.2346 | 1.4005 | 212.6654 | 0.084997 | 5 | Industrial_2030_SC D_MW_After Competition Groups_5 | Recommissioning | 8.5% | 1.4005 | 18.0759 | Industrial_2030_SC D_MW_After Competition Groups_Recommissioning
Industrial | Ind ¦ Efficient Compressed Air Nozzles | 2030 | SC D | MW | After Competition Groups | 14.5273 | 423811.1838 | 0.42381 | 212.6654 | 0.068311 | 6 | Industrial_2030_SC D_MW_After Competition Groups_6 | Efficient Compressed Air Nozzles | 6.831% | 0.42381 | 14.5273 | Industrial_2030_SC D_MW_After Competition Groups_Efficient Compressed Air Nozzles
Industrial | Ind ¦ Fan System Optimization | 2030 | SC D | MW | After Competition Groups | 14.1752 | 1135199.4256 | 1.1352 | 212.6654 | 0.066655 | 7 | Industrial_2030_SC D_MW_After Competition Groups_7 | Fan System Optimization | 6.666% | 1.1352 | 14.1752 | Industrial_2030_SC D_MW_After Competition Groups_Fan System Optimization
Industrial | Ind ¦ Pump Equipment Upgrade | 2030 | SC D | MW | After Competition Groups | 12.9536 | 1402168.1515 | 1.4022 | 212.6654 | 0.06091 | 8 | Industrial_2030_SC D_MW_After Competition Groups_8 | Pump Equipment Upgrade | 6.091% | 1.4022 | 12.9536 | Industrial_2030_SC D_MW_After Competition Groups_Pump Equipment Upgrade
Industrial | Ind ¦ High Efficiency HVAC Fans | 2030 | SC D | MW | After Competition Groups | 10.333 | 1444618.5147 | 1.4446 | 212.6654 | 0.048588 | 9 | Industrial_2030_SC D_MW_After Competition Groups_9 | High Efficiency HVAC Fans | 4.859% | 1.4446 | 10.333 | Industrial_2030_SC D_MW_After Competition Groups_High Efficiency HVAC Fans
Industrial | Ind ¦ Improved Controls - Process Cooling | 2030 | SC D | MW | After Competition Groups | 5.0605 | 216891.5794 | 0.21689 | 212.6654 | 0.023796 | 10 | Industrial_2030_SC D_MW_After Competition Groups_10 | Improved Controls - Process Cooling | 2.38% | 0.21689 | 5.0605 | Industrial_2030_SC D_MW_After Competition Groups_Improved Controls - Process Cooling
Industrial | Ind ¦ Greenhouse Grow Lights | 2030 | SC D | MW | After Competition Groups | 4.615 | 576110.383 | 0.57611 | 212.6654 | 0.021701 | 11 | Industrial_2030_SC D_MW_After Competition Groups_11 | Greenhouse Grow Lights | 2.17% | 0.57611 | 4.615 | Industrial_2030_SC D_MW_After Competition Groups_Greenhouse Grow Lights
Industrial | Ind ¦ Material Handling Improvements | 2030 | SC D | MW | After Competition Groups | 3.6383 | 158304.7902 | 0.1583 | 212.6654 | 0.017108 | 12 | Industrial_2030_SC D_MW_After Competition Groups_12 | Material Handling Improvements | 1.711% | 0.1583 | 3.6383 | Industrial_2030_SC D_MW_After Competition Groups_Material Handling Improvements
Industrial | Ind ¦ Process Optimization (Elec) | 2030 | SC D | MW | After Competition Groups | 3.3612 | 263922.2482 | 0.26392 | 212.6654 | 0.015805 | 13 | Industrial_2030_SC D_MW_After Competition Groups_13 | Process Optimization (Elec) | 1.581% | 0.26392 | 3.3612 | Industrial_2030_SC D_MW_After Competition Groups_Process Optimization (Elec)
Industrial | Ind ¦ Cooling Tower Optimization | 2030 | SC D | MW | After Competition Groups | 3.0241 | 270743.8041 | 0.27074 | 212.6654 | 0.01422 | 14 | Industrial_2030_SC D_MW_After Competition Groups_14 | Cooling Tower Optimization | 1.422% | 0.27074 | 3.0241 | Industrial_2030_SC D_MW_After Competition Groups_Cooling Tower Optimization
Industrial | Ind ¦ Ventilation Optimization | 2030 | SC D | MW | After Competition Groups | 2.259 | 267800.7328 | 0.2678 | 212.6654 | 0.010623 | 15 | Industrial_2030_SC D_MW_After Competition Groups_15 | Ventilation Optimization | 1.062% | 0.2678 | 2.259 | Industrial_2030_SC D_MW_After Competition Groups_Ventilation Optimization
Industrial | Ind ¦ Refiner Plate Improvements | 2030 | SC D | MW | After Competition Groups | 1.6413 | 165263.6917 | 0.16526 | 212.6654 | 0.007718 | 16 | Industrial_2030_SC D_MW_After Competition Groups_16 | Refiner Plate Improvements | 0.7718% | 0.16526 | 1.6413 | Industrial_2030_SC D_MW_After Competition Groups_Refiner Plate Improvements
Industrial | Ind ¦ VAV Conversion Project | 2030 | SC D | MW | After Competition Groups | 0.78129 | 161206.1005 | 0.16121 | 212.6654 | 0.0036738 | 17 | Industrial_2030_SC D_MW_After Competition Groups_17 | VAV Conversion Project | 0.3674% | 0.16121 | 0.78129 | Industrial_2030_SC D_MW_After Competition Groups_VAV Conversion Project
Industrial | Ind ¦ Process Heat Recovery | 2030 | SC D | MW | After Competition Groups | 0.7124 | 125959.8179 | 0.12596 | 212.6654 | 0.0033499 | 18 | Industrial_2030_SC D_MW_After Competition Groups_18 | Process Heat Recovery | 0.335% | 0.12596 | 0.7124 | Industrial_2030_SC D_MW_After Competition Groups_Process Heat Recovery
Industrial | Ind ¦ Process Improvements | 2030 | SC D | MW | After Competition Groups | 0.65333 | 50527.8645 | 0.050528 | 212.6654 | 0.0030721 | 19 | Industrial_2030_SC D_MW_After Competition Groups_19 | Process Improvements | 0.3072% | 0.050528 | 0.65333 | Industrial_2030_SC D_MW_After Competition Groups_Process Improvements
Industrial | Ind ¦ HE Lighting | 2030 | SC D | MW | After Competition Groups | 0.6444 | 178757.5165 | 0.17876 | 212.6654 | 0.0030301 | 20 | Industrial_2030_SC D_MW_After Competition Groups_20 | HE Lighting | 0.303% | 0.17876 | 0.6444 | Industrial_2030_SC D_MW_After Competition Groups_HE Lighting
Industrial | Ind ¦ High Efficiency Battery Charger | 2030 | SC D | MW | After Competition Groups | 0.46085 | 84305.7658 | 0.084306 | 212.6654 | 0.002167 | 21 | Industrial_2030_SC D_MW_After Competition Groups_21 | High Efficiency Battery Charger | 0.2167% | 0.084306 | 0.46085 | Industrial_2030_SC D_MW_After Competition Groups_High Efficiency Battery Charger
Industrial | Ind ¦ Improved Controls - Process Heating | 2030 | SC D | MW | After Competition Groups | 0.42354 | 57952.8734 | 0.057953 | 212.6654 | 0.0019916 | 22 | Industrial_2030_SC D_MW_After Competition Groups_22 | Improved Controls - Process Heating | 0.1992% | 0.057953 | 0.42354 | Industrial_2030_SC D_MW_After Competition Groups_Improved Controls - Process Heating
Industrial | Ind ¦ Refrigeration Compressor VFD | 2030 | SC D | MW | After Competition Groups | 0.34477 | 34528.1309 | 0.034528 | 212.6654 | 0.0016212 | 23 | Industrial_2030_SC D_MW_After Competition Groups_23 | Refrigeration Compressor VFD | 0.1621% | 0.034528 | 0.34477 | Industrial_2030_SC D_MW_After Competition Groups_Refrigeration Compressor VFD
Industrial | Ind ¦ Pulp and Paper Process Improvements | 2030 | SC D | MW | After Competition Groups | 0.27953 | 39528.2106 | 0.039528 | 212.6654 | 0.0013144 | 24 | Industrial_2030_SC D_MW_After Competition Groups_24 | Pulp and Paper Process Improvements | 0.1314% | 0.039528 | 0.27953 | Industrial_2030_SC D_MW_After Competition Groups_Pulp and Paper Process Improvements
Industrial | Ind ¦ Engine Block Heater Timer | 2030 | SC D | MW | After Competition Groups | 0.26662 | 20672.5748 | 0.020673 | 212.6654 | 0.0012537 | 25 | Industrial_2030_SC D_MW_After Competition Groups_25 | Engine Block Heater Timer | 0.1254% | 0.020673 | 0.26662 | Industrial_2030_SC D_MW_After Competition Groups_Engine Block Heater Timer
Industrial | Ind ¦ Free Cooling | 2030 | SC D | MW | After Competition Groups | 0.1636 | 23795.6826 | 0.023796 | 212.6654 | 0.00076928 | 26 | Industrial_2030_SC D_MW_After Competition Groups_26 | Free Cooling | 0.07693% | 0.023796 | 0.1636 | Industrial_2030_SC D_MW_After Competition Groups_Free Cooling
Industrial | Ind ¦ Air Compressor Heat Recovery | 2030 | SC D | MW | After Competition Groups | 0.11622 | 20497.0488 | 0.020497 | 212.6654 | 0.0005465 | 27 | Industrial_2030_SC D_MW_After Competition Groups_27 | Air Compressor Heat Recovery | 0.05465% | 0.020497 | 0.11622 | Industrial_2030_SC D_MW_After Competition Groups_Air Compressor Heat Recovery
Industrial | Ind ¦ Efficient Irrigation | 2030 | SC D | MW | After Competition Groups | 0.11568 | 32619.3019 | 0.032619 | 212.6654 | 0.00054395 | 28 | Industrial_2030_SC D_MW_After Competition Groups_28 | Efficient Irrigation | 0.05439% | 0.032619 | 0.11568 | Industrial_2030_SC D_MW_After Competition Groups_Efficient Irrigation
Industrial | Ind ¦ Dairy Pre-Cooler | 2030 | SC D | MW | After Competition Groups | 0.082482 | 8205.1827 | 0.0082052 | 212.6654 | 0.00038785 | 29 | Industrial_2030_SC D_MW_After Competition Groups_29 | Dairy Pre-Cooler | 0.03878% | 0.0082052 | 0.082482 | Industrial_2030_SC D_MW_After Competition Groups_Dairy Pre-Cooler
Industrial | Ind ¦ Efficient Refrigeration Compressor | 2030 | SC D | MW | After Competition Groups | 0.071346 | 6190.7113 | 0.0061907 | 212.6654 | 0.00033548 | 30 | Industrial_2030_SC D_MW_After Competition Groups_30 | Efficient Refrigeration Compressor | 0.03355% | 0.0061907 | 0.071346 | Industrial_2030_SC D_MW_After Competition Groups_Efficient Refrigeration Compressor
Industrial | Ind ¦ Heat Lamps/Heat Pad | 2030 | SC D | MW | After Competition Groups | 0.019248 | 1916.7761 | 0.0019168 | 212.6654 | 9.0506e-05 | 31 | Industrial_2030_SC D_MW_After Competition Groups_31 | Heat Lamps/Heat Pad | 0.009051% | 0.0019168 | 0.019248 | Industrial_2030_SC D_MW_After Competition Groups_Heat Lamps/Heat Pad
Industrial | Ind ¦ Pump System Optimization | 2030 | Technical | MW | After Competition Groups | 90.2293 | 0 | 0 | 715.9848 | 0.12602 | 1 | Industrial_2030_Technical_MW_After Competition Groups_1 | Pump System Optimization | 12.6% | 0 | 90.2293 | Industrial_2030_Technical_MW_After Competition Groups_Pump System Optimization
Industrial | Ind ¦ HE Lighting | 2030 | Technical | MW | After Competition Groups | 85.2135 | 0 | 0 | 715.9848 | 0.11902 | 2 | Industrial_2030_Technical_MW_After Competition Groups_2 | HE Lighting | 11.9% | 0 | 85.2135 | Industrial_2030_Technical_MW_After Competition Groups_HE Lighting
Industrial | Ind ¦ Air Leak Survey and Repair | 2030 | Technical | MW | After Competition Groups | 74.6671 | 0 | 0 | 715.9848 | 0.10429 | 3 | Industrial_2030_Technical_MW_After Competition Groups_3 | Air Leak Survey and Repair | 10.43% | 0 | 74.6671 | Industrial_2030_Technical_MW_After Competition Groups_Air Leak Survey and Repair
Industrial | Ind ¦ Air Compressor Optimization | 2030 | Technical | MW | After Competition Groups | 54.2915 | 0 | 0 | 715.9848 | 0.075828 | 4 | Industrial_2030_Technical_MW_After Competition Groups_4 | Air Compressor Optimization | 7.583% | 0 | 54.2915 | Industrial_2030_Technical_MW_After Competition Groups_Air Compressor Optimization
Industrial | Ind ¦ Efficient Compressed Air Nozzles | 2030 | Technical | MW | After Competition Groups | 53.1878 | 0 | 0 | 715.9848 | 0.074286 | 5 | Industrial_2030_Technical_MW_After Competition Groups_5 | Efficient Compressed Air Nozzles | 7.429% | 0 | 53.1878 | Industrial_2030_Technical_MW_After Competition Groups_Efficient Compressed Air Nozzles
Industrial | Ind ¦ Recommissioning | 2030 | Technical | MW | After Competition Groups | 52.5432 | 0 | 0 | 715.9848 | 0.073386 | 6 | Industrial_2030_Technical_MW_After Competition Groups_6 | Recommissioning | 7.339% | 0 | 52.5432 | Industrial_2030_Technical_MW_After Competition Groups_Recommissioning
Industrial | Ind ¦ SEM | 2030 | Technical | MW | After Competition Groups | 52.5432 | 0 | 0 | 715.9848 | 0.073386 | 7 | Industrial_2030_Technical_MW_After Competition Groups_7 | SEM | 7.339% | 0 | 52.5432 | Industrial_2030_Technical_MW_After Competition Groups_SEM
Industrial | Ind ¦ Pump Equipment Upgrade | 2030 | Technical | MW | After Competition Groups | 40.6047 | 0 | 0 | 715.9848 | 0.056712 | 8 | Industrial_2030_Technical_MW_After Competition Groups_8 | Pump Equipment Upgrade | 5.671% | 0 | 40.6047 | Industrial_2030_Technical_MW_After Competition Groups_Pump Equipment Upgrade
Industrial | Ind ¦ High Efficiency HVAC Fans | 2030 | Technical | MW | After Competition Groups | 25.9956 | 0 | 0 | 715.9848 | 0.036307 | 9 | Industrial_2030_Technical_MW_After Competition Groups_9 | High Efficiency HVAC Fans | 3.631% | 0 | 25.9956 | Industrial_2030_Technical_MW_After Competition Groups_High Efficiency HVAC Fans
Industrial | Ind ¦ Process Optimization (Elec) | 2030 | Technical | MW | After Competition Groups | 21.3345 | 0 | 0 | 715.9848 | 0.029797 | 10 | Industrial_2030_Technical_MW_After Competition Groups_10 | Process Optimization (Elec) | 2.98% | 0 | 21.3345 | Industrial_2030_Technical_MW_After Competition Groups_Process Optimization (Elec)
Industrial | Ind ¦ Greenhouse Grow Lights | 2030 | Technical | MW | After Competition Groups | 21.0235 | 0 | 0 | 715.9848 | 0.029363 | 11 | Industrial_2030_Technical_MW_After Competition Groups_11 | Greenhouse Grow Lights | 2.936% | 0 | 21.0235 | Industrial_2030_Technical_MW_After Competition Groups_Greenhouse Grow Lights
Industrial | Ind ¦ Premium Efficient Motors | 2030 | Technical | MW | After Competition Groups | 20.337 | 0 | 0 | 715.9848 | 0.028404 | 12 | Industrial_2030_Technical_MW_After Competition Groups_12 | Premium Efficient Motors | 2.84% | 0 | 20.337 | Industrial_2030_Technical_MW_After Competition Groups_Premium Efficient Motors
Industrial | Ind ¦ Fan System Optimization | 2030 | Technical | MW | After Competition Groups | 18.9892 | 0 | 0 | 715.9848 | 0.026522 | 13 | Industrial_2030_Technical_MW_After Competition Groups_13 | Fan System Optimization | 2.652% | 0 | 18.9892 | Industrial_2030_Technical_MW_After Competition Groups_Fan System Optimization
Industrial | Ind ¦ Improved Controls - Process Cooling | 2030 | Technical | MW | After Competition Groups | 13.6013 | 0 | 0 | 715.9848 | 0.018997 | 14 | Industrial_2030_Technical_MW_After Competition Groups_14 | Improved Controls - Process Cooling | 1.9% | 0 | 13.6013 | Industrial_2030_Technical_MW_After Competition Groups_Improved Controls - Process Cooling
Industrial | Ind ¦ Ventilation Optimization | 2030 | Technical | MW | After Competition Groups | 9.8058 | 0 | 0 | 715.9848 | 0.013696 | 15 | Industrial_2030_Technical_MW_After Competition Groups_15 | Ventilation Optimization | 1.37% | 0 | 9.8058 | Industrial_2030_Technical_MW_After Competition Groups_Ventilation Optimization
Industrial | Ind ¦ HE HVAC Controls | 2030 | Technical | MW | After Competition Groups | 8.7148 | 0 | 0 | 715.9848 | 0.012172 | 16 | Industrial_2030_Technical_MW_After Competition Groups_16 | HE HVAC Controls | 1.217% | 0 | 8.7148 | Industrial_2030_Technical_MW_After Competition Groups_HE HVAC Controls
Industrial | Ind ¦ Pulp and Paper Process Improvements | 2030 | Technical | MW | After Competition Groups | 7.9962 | 0 | 0 | 715.9848 | 0.011168 | 17 | Industrial_2030_Technical_MW_After Competition Groups_17 | Pulp and Paper Process Improvements | 1.117% | 0 | 7.9962 | Industrial_2030_Technical_MW_After Competition Groups_Pulp and Paper Process Improvements
Industrial | Ind ¦ Material Handling Improvements | 2030 | Technical | MW | After Competition Groups | 7.822 | 0 | 0 | 715.9848 | 0.010925 | 18 | Industrial_2030_Technical_MW_After Competition Groups_18 | Material Handling Improvements | 1.092% | 0 | 7.822 | Industrial_2030_Technical_MW_After Competition Groups_Material Handling Improvements
Industrial | Ind ¦ Refiner Plate Improvements | 2030 | Technical | MW | After Competition Groups | 6.3619 | 0 | 0 | 715.9848 | 0.0088856 | 19 | Industrial_2030_Technical_MW_After Competition Groups_19 | Refiner Plate Improvements | 0.8886% | 0 | 6.3619 | Industrial_2030_Technical_MW_After Competition Groups_Refiner Plate Improvements
Industrial | Ind ¦ HVLS Fans | 2030 | Technical | MW | After Competition Groups | 6.3218 | 0 | 0 | 715.9848 | 0.0088295 | 20 | Industrial_2030_Technical_MW_After Competition Groups_20 | HVLS Fans | 0.883% | 0 | 6.3218 | Industrial_2030_Technical_MW_After Competition Groups_HVLS Fans
Industrial | Ind ¦ HE HVAC Units | 2030 | Technical | MW | After Competition Groups | 5.6317 | 0 | 0 | 715.9848 | 0.0078657 | 21 | Industrial_2030_Technical_MW_After Competition Groups_21 | HE HVAC Units | 0.7866% | 0 | 5.6317 | Industrial_2030_Technical_MW_After Competition Groups_HE HVAC Units
Industrial | Ind ¦ Chiller Optimization | 2030 | Technical | MW | After Competition Groups | 5.3227 | 0 | 0 | 715.9848 | 0.0074341 | 22 | Industrial_2030_Technical_MW_After Competition Groups_22 | Chiller Optimization | 0.7434% | 0 | 5.3227 | Industrial_2030_Technical_MW_After Competition Groups_Chiller Optimization
Industrial | Ind ¦ Cooling Tower Optimization | 2030 | Technical | MW | After Competition Groups | 4.1699 | 0 | 0 | 715.9848 | 0.0058241 | 23 | Industrial_2030_Technical_MW_After Competition Groups_23 | Cooling Tower Optimization | 0.5824% | 0 | 4.1699 | Industrial_2030_Technical_MW_After Competition Groups_Cooling Tower Optimization
Industrial | Ind ¦ Free Cooling | 2030 | Technical | MW | After Competition Groups | 3.5024 | 0 | 0 | 715.9848 | 0.0048917 | 24 | Industrial_2030_Technical_MW_After Competition Groups_24 | Free Cooling | 0.4892% | 0 | 3.5024 | Industrial_2030_Technical_MW_After Competition Groups_Free Cooling
Industrial | Ind ¦ VAV Conversion Project | 2030 | Technical | MW | After Competition Groups | 2.923 | 0 | 0 | 715.9848 | 0.0040825 | 25 | Industrial_2030_Technical_MW_After Competition Groups_25 | VAV Conversion Project | 0.4082% | 0 | 2.923 | Industrial_2030_Technical_MW_After Competition Groups_VAV Conversion Project
Industrial | Ind ¦ Cold Storage Retrofit | 2030 | Technical | MW | After Competition Groups | 2.8759 | 0 | 0 | 715.9848 | 0.0040167 | 26 | Industrial_2030_Technical_MW_After Competition Groups_26 | Cold Storage Retrofit | 0.4017% | 0 | 2.8759 | Industrial_2030_Technical_MW_After Competition Groups_Cold Storage Retrofit
Industrial | Ind ¦ Process Heat Recovery | 2030 | Technical | MW | After Competition Groups | 2.7539 | 0 | 0 | 715.9848 | 0.0038463 | 27 | Industrial_2030_Technical_MW_After Competition Groups_27 | Process Heat Recovery | 0.3846% | 0 | 2.7539 | Industrial_2030_Technical_MW_After Competition Groups_Process Heat Recovery
Industrial | Ind ¦ High Efficiency Battery Charger | 2030 | Technical | MW | After Competition Groups | 2.6713 | 0 | 0 | 715.9848 | 0.0037309 | 28 | Industrial_2030_Technical_MW_After Competition Groups_28 | High Efficiency Battery Charger | 0.3731% | 0 | 2.6713 | Industrial_2030_Technical_MW_After Competition Groups_High Efficiency Battery Charger
Industrial | Ind ¦ Synchronous Belts | 2030 | Technical | MW | After Competition Groups | 2.6434 | 0 | 0 | 715.9848 | 0.0036919 | 29 | Industrial_2030_Technical_MW_After Competition Groups_29 | Synchronous Belts | 0.3692% | 0 | 2.6434 | Industrial_2030_Technical_MW_After Competition Groups_Synchronous Belts
Industrial | Ind ¦ Efficient Irrigation | 2030 | Technical | MW | After Competition Groups | 2.1754 | 0 | 0 | 715.9848 | 0.0030383 | 30 | Industrial_2030_Technical_MW_After Competition Groups_30 | Efficient Irrigation | 0.3038% | 0 | 2.1754 | Industrial_2030_Technical_MW_After Competition Groups_Efficient Irrigation
Industrial | Ind ¦ Process Improvements | 2030 | Technical | MW | After Competition Groups | 2.1691 | 0 | 0 | 715.9848 | 0.0030296 | 31 | Industrial_2030_Technical_MW_After Competition Groups_31 | Process Improvements | 0.303% | 0 | 2.1691 | Industrial_2030_Technical_MW_After Competition Groups_Process Improvements
Industrial | Ind ¦ Refrigeration Compressor VFD | 2030 | Technical | MW | After Competition Groups | 1.4445 | 0 | 0 | 715.9848 | 0.0020176 | 32 | Industrial_2030_Technical_MW_After Competition Groups_32 | Refrigeration Compressor VFD | 0.2018% | 0 | 1.4445 | Industrial_2030_Technical_MW_After Competition Groups_Refrigeration Compressor VFD
Industrial | Ind ¦ Efficient Transformer | 2030 | Technical | MW | After Competition Groups | 1.3401 | 0 | 0 | 715.9848 | 0.0018717 | 33 | Industrial_2030_Technical_MW_After Competition Groups_33 | Efficient Transformer | 0.1872% | 0 | 1.3401 | Industrial_2030_Technical_MW_After Competition Groups_Efficient Transformer
Industrial | Ind ¦ Improved Controls - Process Heating | 2030 | Technical | MW | After Competition Groups | 1.3085 | 0 | 0 | 715.9848 | 0.0018275 | 34 | Industrial_2030_Technical_MW_After Competition Groups_34 | Improved Controls - Process Heating | 0.1828% | 0 | 1.3085 | Industrial_2030_Technical_MW_After Competition Groups_Improved Controls - Process Heating
Industrial | Ind ¦ High Efficiency Welders | 2030 | Technical | MW | After Competition Groups | 1.0706 | 0 | 0 | 715.9848 | 0.0014952 | 35 | Industrial_2030_Technical_MW_After Competition Groups_35 | High Efficiency Welders | 0.1495% | 0 | 1.0706 | Industrial_2030_Technical_MW_After Competition Groups_High Efficiency Welders
Industrial | Ind ¦ Engine Block Heater Timer | 2030 | Technical | MW | After Competition Groups | 0.8298 | 0 | 0 | 715.9848 | 0.001159 | 36 | Industrial_2030_Technical_MW_After Competition Groups_36 | Engine Block Heater Timer | 0.1159% | 0 | 0.8298 | Industrial_2030_Technical_MW_After Competition Groups_Engine Block Heater Timer
Industrial | Ind ¦ Dairy Pre-Cooler | 2030 | Technical | MW | After Competition Groups | 0.59509 | 0 | 0 | 715.9848 | 0.00083114 | 37 | Industrial_2030_Technical_MW_After Competition Groups_37 | Dairy Pre-Cooler | 0.08311% | 0 | 0.59509 | Industrial_2030_Technical_MW_After Competition Groups_Dairy Pre-Cooler
Industrial | Ind ¦ Air Compressor Heat Recovery | 2030 | Technical | MW | After Competition Groups | 0.35383 | 0 | 0 | 715.9848 | 0.00049418 | 38 | Industrial_2030_Technical_MW_After Competition Groups_38 | Air Compressor Heat Recovery | 0.04942% | 0 | 0.35383 | Industrial_2030_Technical_MW_After Competition Groups_Air Compressor Heat Recovery
Industrial | Ind ¦ Optimize Compressed Air Dryer | 2030 | Technical | MW | After Competition Groups | 0.25878 | 0 | 0 | 715.9848 | 0.00036143 | 39 | Industrial_2030_Technical_MW_After Competition Groups_39 | Optimize Compressed Air Dryer | 0.03614% | 0 | 0.25878 | Industrial_2030_Technical_MW_After Competition Groups_Optimize Compressed Air Dryer
Industrial | Ind ¦ Heat Lamps/Heat Pad | 2030 | Technical | MW | After Competition Groups | 0.13523 | 0 | 0 | 715.9848 | 0.00018888 | 40 | Industrial_2030_Technical_MW_After Competition Groups_40 | Heat Lamps/Heat Pad | 0.01889% | 0 | 0.13523 | Industrial_2030_Technical_MW_After Competition Groups_Heat Lamps/Heat Pad
Industrial | Ind ¦ Efficient Refrigeration Compressor | 2030 | Technical | MW | After Competition Groups | 0.12096 | 0 | 0 | 715.9848 | 0.00016894 | 41 | Industrial_2030_Technical_MW_After Competition Groups_41 | Efficient Refrigeration Compressor | 0.01689% | 0 | 0.12096 | Industrial_2030_Technical_MW_After Competition Groups_Efficient Refrigeration Compressor
Industrial | Ind ¦ Creep Heat Controller | 2030 | Technical | MW | After Competition Groups | 0.10487 | 0 | 0 | 715.9848 | 0.00014648 | 42 | Industrial_2030_Technical_MW_After Competition Groups_42 | Creep Heat Controller | 0.01465% | 0 | 0.10487 | Industrial_2030_Technical_MW_After Competition Groups_Creep Heat Controller
Industrial | Ind ¦ Pump System Optimization | 2031 | Economic | MW | After Competition Groups | 89.4947 | 0 | 0 | 611.0355 | 0.14646 | 1 | Industrial_2031_Economic_MW_After Competition Groups_1 | Pump System Optimization | 14.65% | 0 | 89.4947 | Industrial_2031_Economic_MW_After Competition Groups_Pump System Optimization
Industrial | Ind ¦ Air Leak Survey and Repair | 2031 | Economic | MW | After Competition Groups | 74.4105 | 0 | 0 | 611.0355 | 0.12178 | 2 | Industrial_2031_Economic_MW_After Competition Groups_2 | Air Leak Survey and Repair | 12.18% | 0 | 74.4105 | Industrial_2031_Economic_MW_After Competition Groups_Air Leak Survey and Repair
Industrial | Ind ¦ Air Compressor Optimization | 2031 | Economic | MW | After Competition Groups | 55.3407 | 0 | 0 | 611.0355 | 0.090569 | 3 | Industrial_2031_Economic_MW_After Competition Groups_3 | Air Compressor Optimization | 9.057% | 0 | 55.3407 | Industrial_2031_Economic_MW_After Competition Groups_Air Compressor Optimization
Industrial | Ind ¦ Efficient Compressed Air Nozzles | 2031 | Economic | MW | After Competition Groups | 54.0965 | 0 | 0 | 611.0355 | 0.088533 | 4 | Industrial_2031_Economic_MW_After Competition Groups_4 | Efficient Compressed Air Nozzles | 8.853% | 0 | 54.0965 | Industrial_2031_Economic_MW_After Competition Groups_Efficient Compressed Air Nozzles
Industrial | Ind ¦ Recommissioning | 2031 | Economic | MW | After Competition Groups | 52.4052 | 0 | 0 | 611.0355 | 0.085765 | 5 | Industrial_2031_Economic_MW_After Competition Groups_5 | Recommissioning | 8.576% | 0 | 52.4052 | Industrial_2031_Economic_MW_After Competition Groups_Recommissioning
Industrial | Ind ¦ SEM | 2031 | Economic | MW | After Competition Groups | 52.4052 | 0 | 0 | 611.0355 | 0.085765 | 6 | Industrial_2031_Economic_MW_After Competition Groups_6 | SEM | 8.576% | 0 | 52.4052 | Industrial_2031_Economic_MW_After Competition Groups_SEM
Industrial | Ind ¦ Pump Equipment Upgrade | 2031 | Economic | MW | After Competition Groups | 41.3883 | 0 | 0 | 611.0355 | 0.067735 | 7 | Industrial_2031_Economic_MW_After Competition Groups_7 | Pump Equipment Upgrade | 6.773% | 0 | 41.3883 | Industrial_2031_Economic_MW_After Competition Groups_Pump Equipment Upgrade
Industrial | Ind ¦ HE Lighting | 2031 | Economic | MW | After Competition Groups | 38.3655 | 0 | 0 | 611.0355 | 0.062788 | 8 | Industrial_2031_Economic_MW_After Competition Groups_8 | HE Lighting | 6.279% | 0 | 38.3655 | Industrial_2031_Economic_MW_After Competition Groups_HE Lighting
Industrial | Ind ¦ High Efficiency HVAC Fans | 2031 | Economic | MW | After Competition Groups | 26.3973 | 0 | 0 | 611.0355 | 0.043201 | 9 | Industrial_2031_Economic_MW_After Competition Groups_9 | High Efficiency HVAC Fans | 4.32% | 0 | 26.3973 | Industrial_2031_Economic_MW_After Competition Groups_High Efficiency HVAC Fans
Industrial | Ind ¦ Greenhouse Grow Lights | 2031 | Economic | MW | After Competition Groups | 21.3133 | 0 | 0 | 611.0355 | 0.034881 | 10 | Industrial_2031_Economic_MW_After Competition Groups_10 | Greenhouse Grow Lights | 3.488% | 0 | 21.3133 | Industrial_2031_Economic_MW_After Competition Groups_Greenhouse Grow Lights
Industrial | Ind ¦ Process Optimization (Elec) | 2031 | Economic | MW | After Competition Groups | 21.2612 | 0 | 0 | 611.0355 | 0.034795 | 11 | Industrial_2031_Economic_MW_After Competition Groups_11 | Process Optimization (Elec) | 3.48% | 0 | 21.2612 | Industrial_2031_Economic_MW_After Competition Groups_Process Optimization (Elec)
Industrial | Ind ¦ Fan System Optimization | 2031 | Economic | MW | After Competition Groups | 19.1916 | 0 | 0 | 611.0355 | 0.031408 | 12 | Industrial_2031_Economic_MW_After Competition Groups_12 | Fan System Optimization | 3.141% | 0 | 19.1916 | Industrial_2031_Economic_MW_After Competition Groups_Fan System Optimization
Industrial | Ind ¦ Improved Controls - Process Cooling | 2031 | Economic | MW | After Competition Groups | 13.5698 | 0 | 0 | 611.0355 | 0.022208 | 13 | Industrial_2031_Economic_MW_After Competition Groups_13 | Improved Controls - Process Cooling | 2.221% | 0 | 13.5698 | Industrial_2031_Economic_MW_After Competition Groups_Improved Controls - Process Cooling
Industrial | Ind ¦ Pulp and Paper Process Improvements | 2031 | Economic | MW | After Competition Groups | 8.0017 | 0 | 0 | 611.0355 | 0.013095 | 14 | Industrial_2031_Economic_MW_After Competition Groups_14 | Pulp and Paper Process Improvements | 1.31% | 0 | 8.0017 | Industrial_2031_Economic_MW_After Competition Groups_Pulp and Paper Process Improvements
Industrial | Ind ¦ Material Handling Improvements | 2031 | Economic | MW | After Competition Groups | 7.9685 | 0 | 0 | 611.0355 | 0.013041 | 15 | Industrial_2031_Economic_MW_After Competition Groups_15 | Material Handling Improvements | 1.304% | 0 | 7.9685 | Industrial_2031_Economic_MW_After Competition Groups_Material Handling Improvements
Industrial | Ind ¦ Refiner Plate Improvements | 2031 | Economic | MW | After Competition Groups | 6.5221 | 0 | 0 | 611.0355 | 0.010674 | 16 | Industrial_2031_Economic_MW_After Competition Groups_16 | Refiner Plate Improvements | 1.067% | 0 | 6.5221 | Industrial_2031_Economic_MW_After Competition Groups_Refiner Plate Improvements
Industrial | Ind ¦ Cooling Tower Optimization | 2031 | Economic | MW | After Competition Groups | 4.158 | 0 | 0 | 611.0355 | 0.0068048 | 17 | Industrial_2031_Economic_MW_After Competition Groups_17 | Cooling Tower Optimization | 0.6805% | 0 | 4.158 | Industrial_2031_Economic_MW_After Competition Groups_Cooling Tower Optimization
Industrial | Ind ¦ Ventilation Optimization | 2031 | Economic | MW | After Competition Groups | 4.0866 | 0 | 0 | 611.0355 | 0.0066879 | 18 | Industrial_2031_Economic_MW_After Competition Groups_18 | Ventilation Optimization | 0.6688% | 0 | 4.0866 | Industrial_2031_Economic_MW_After Competition Groups_Ventilation Optimization
Industrial | Ind ¦ Free Cooling | 2031 | Economic | MW | After Competition Groups | 3.4976 | 0 | 0 | 611.0355 | 0.0057241 | 19 | Industrial_2031_Economic_MW_After Competition Groups_19 | Free Cooling | 0.5724% | 0 | 3.4976 | Industrial_2031_Economic_MW_After Competition Groups_Free Cooling
Industrial | Ind ¦ VAV Conversion Project | 2031 | Economic | MW | After Competition Groups | 2.8932 | 0 | 0 | 611.0355 | 0.0047349 | 20 | Industrial_2031_Economic_MW_After Competition Groups_20 | VAV Conversion Project | 0.4735% | 0 | 2.8932 | Industrial_2031_Economic_MW_After Competition Groups_VAV Conversion Project
Industrial | Ind ¦ Process Heat Recovery | 2031 | Economic | MW | After Competition Groups | 2.748 | 0 | 0 | 611.0355 | 0.0044973 | 21 | Industrial_2031_Economic_MW_After Competition Groups_21 | Process Heat Recovery | 0.4497% | 0 | 2.748 | Industrial_2031_Economic_MW_After Competition Groups_Process Heat Recovery
Industrial | Ind ¦ High Efficiency Battery Charger | 2031 | Economic | MW | After Competition Groups | 2.729 | 0 | 0 | 611.0355 | 0.0044663 | 22 | Industrial_2031_Economic_MW_After Competition Groups_22 | High Efficiency Battery Charger | 0.4466% | 0 | 2.729 | Industrial_2031_Economic_MW_After Competition Groups_High Efficiency Battery Charger
Industrial | Ind ¦ Efficient Irrigation | 2031 | Economic | MW | After Competition Groups | 2.2135 | 0 | 0 | 611.0355 | 0.0036225 | 23 | Industrial_2031_Economic_MW_After Competition Groups_23 | Efficient Irrigation | 0.3622% | 0 | 2.2135 | Industrial_2031_Economic_MW_After Competition Groups_Efficient Irrigation
Industrial | Ind ¦ Process Improvements | 2031 | Economic | MW | After Competition Groups | 2.1708 | 0 | 0 | 611.0355 | 0.0035527 | 24 | Industrial_2031_Economic_MW_After Competition Groups_24 | Process Improvements | 0.3553% | 0 | 2.1708 | Industrial_2031_Economic_MW_After Competition Groups_Process Improvements
Industrial | Ind ¦ Refrigeration Compressor VFD | 2031 | Economic | MW | After Competition Groups | 1.4716 | 0 | 0 | 611.0355 | 0.0024084 | 25 | Industrial_2031_Economic_MW_After Competition Groups_25 | Refrigeration Compressor VFD | 0.2408% | 0 | 1.4716 | Industrial_2031_Economic_MW_After Competition Groups_Refrigeration Compressor VFD
Industrial | Ind ¦ Improved Controls - Process Heating | 2031 | Economic | MW | After Competition Groups | 1.3075 | 0 | 0 | 611.0355 | 0.0021397 | 26 | Industrial_2031_Economic_MW_After Competition Groups_26 | Improved Controls - Process Heating | 0.214% | 0 | 1.3075 | Industrial_2031_Economic_MW_After Competition Groups_Improved Controls - Process Heating
Industrial | Ind ¦ Engine Block Heater Timer | 2031 | Economic | MW | After Competition Groups | 0.83076 | 0 | 0 | 611.0355 | 0.0013596 | 27 | Industrial_2031_Economic_MW_After Competition Groups_27 | Engine Block Heater Timer | 0.136% | 0 | 0.83076 | Industrial_2031_Economic_MW_After Competition Groups_Engine Block Heater Timer
Industrial | Ind ¦ Air Compressor Heat Recovery | 2031 | Economic | MW | After Competition Groups | 0.35197 | 0 | 0 | 611.0355 | 0.00057603 | 28 | Industrial_2031_Economic_MW_After Competition Groups_28 | Air Compressor Heat Recovery | 0.0576% | 0 | 0.35197 | Industrial_2031_Economic_MW_After Competition Groups_Air Compressor Heat Recovery
Industrial | Ind ¦ Dairy Pre-Cooler | 2031 | Economic | MW | After Competition Groups | 0.31285 | 0 | 0 | 611.0355 | 0.00051199 | 29 | Industrial_2031_Economic_MW_After Competition Groups_29 | Dairy Pre-Cooler | 0.0512% | 0 | 0.31285 | Industrial_2031_Economic_MW_After Competition Groups_Dairy Pre-Cooler
Industrial | Ind ¦ Efficient Refrigeration Compressor | 2031 | Economic | MW | After Competition Groups | 0.12283 | 0 | 0 | 611.0355 | 0.00020102 | 30 | Industrial_2031_Economic_MW_After Competition Groups_30 | Efficient Refrigeration Compressor | 0.0201% | 0 | 0.12283 | Industrial_2031_Economic_MW_After Competition Groups_Efficient Refrigeration Compressor
Industrial | Ind ¦ Heat Lamps/Heat Pad | 2031 | Economic | MW | After Competition Groups | 0.0093734 | 0 | 0 | 611.0355 | 1.534e-05 | 31 | Industrial_2031_Economic_MW_After Competition Groups_31 | Heat Lamps/Heat Pad | 0.001534% | 0 | 0.0093734 | Industrial_2031_Economic_MW_After Competition Groups_Heat Lamps/Heat Pad
Industrial | Ind ¦ Air Compressor Optimization | 2031 | SC A | MW | After Competition Groups | 41.6209 | 0 | 0 | 240.5332 | 0.17304 | 1 | Industrial_2031_SC A_MW_After Competition Groups_1 | Air Compressor Optimization | 17.3% | 0 | 41.6209 | Industrial_2031_SC A_MW_After Competition Groups_Air Compressor Optimization
Industrial | Ind ¦ Pump System Optimization | 2031 | SC A | MW | After Competition Groups | 37.1938 | 0 | 0 | 240.5332 | 0.15463 | 2 | Industrial_2031_SC A_MW_After Competition Groups_2 | Pump System Optimization | 15.46% | 0 | 37.1938 | Industrial_2031_SC A_MW_After Competition Groups_Pump System Optimization
Industrial | Ind ¦ Air Leak Survey and Repair | 2031 | SC A | MW | After Competition Groups | 29.6494 | 0 | 0 | 240.5332 | 0.12327 | 3 | Industrial_2031_SC A_MW_After Competition Groups_3 | Air Leak Survey and Repair | 12.33% | 0 | 29.6494 | Industrial_2031_SC A_MW_After Competition Groups_Air Leak Survey and Repair
Industrial | Ind ¦ Recommissioning | 2031 | SC A | MW | After Competition Groups | 20.9953 | 0 | 0 | 240.5332 | 0.087286 | 4 | Industrial_2031_SC A_MW_After Competition Groups_4 | Recommissioning | 8.729% | 0 | 20.9953 | Industrial_2031_SC A_MW_After Competition Groups_Recommissioning
Industrial | Ind ¦ SEM | 2031 | SC A | MW | After Competition Groups | 20.9953 | 0 | 0 | 240.5332 | 0.087286 | 5 | Industrial_2031_SC A_MW_After Competition Groups_5 | SEM | 8.729% | 0 | 20.9953 | Industrial_2031_SC A_MW_After Competition Groups_SEM
Industrial | Ind ¦ Efficient Compressed Air Nozzles | 2031 | SC A | MW | After Competition Groups | 16.5902 | 0 | 0 | 240.5332 | 0.068973 | 6 | Industrial_2031_SC A_MW_After Competition Groups_6 | Efficient Compressed Air Nozzles | 6.897% | 0 | 16.5902 | Industrial_2031_SC A_MW_After Competition Groups_Efficient Compressed Air Nozzles
Industrial | Ind ¦ Pump Equipment Upgrade | 2031 | SC A | MW | After Competition Groups | 16.224 | 0 | 0 | 240.5332 | 0.06745 | 7 | Industrial_2031_SC A_MW_After Competition Groups_7 | Pump Equipment Upgrade | 6.745% | 0 | 16.224 | Industrial_2031_SC A_MW_After Competition Groups_Pump Equipment Upgrade
Industrial | Ind ¦ Fan System Optimization | 2031 | SC A | MW | After Competition Groups | 14.2624 | 0 | 0 | 240.5332 | 0.059295 | 8 | Industrial_2031_SC A_MW_After Competition Groups_8 | Fan System Optimization | 5.93% | 0 | 14.2624 | Industrial_2031_SC A_MW_After Competition Groups_Fan System Optimization
Industrial | Ind ¦ High Efficiency HVAC Fans | 2031 | SC A | MW | After Competition Groups | 12.0512 | 0 | 0 | 240.5332 | 0.050102 | 9 | Industrial_2031_SC A_MW_After Competition Groups_9 | High Efficiency HVAC Fans | 5.01% | 0 | 12.0512 | Industrial_2031_SC A_MW_After Competition Groups_High Efficiency HVAC Fans
Industrial | Ind ¦ Greenhouse Grow Lights | 2031 | SC A | MW | After Competition Groups | 5.8222 | 0 | 0 | 240.5332 | 0.024205 | 10 | Industrial_2031_SC A_MW_After Competition Groups_10 | Greenhouse Grow Lights | 2.421% | 0 | 5.8222 | Industrial_2031_SC A_MW_After Competition Groups_Greenhouse Grow Lights
Industrial | Ind ¦ Improved Controls - Process Cooling | 2031 | SC A | MW | After Competition Groups | 5.6629 | 0 | 0 | 240.5332 | 0.023543 | 11 | Industrial_2031_SC A_MW_After Competition Groups_11 | Improved Controls - Process Cooling | 2.354% | 0 | 5.6629 | Industrial_2031_SC A_MW_After Competition Groups_Improved Controls - Process Cooling
Industrial | Ind ¦ Material Handling Improvements | 2031 | SC A | MW | After Competition Groups | 3.9519 | 0 | 0 | 240.5332 | 0.01643 | 12 | Industrial_2031_SC A_MW_After Competition Groups_12 | Material Handling Improvements | 1.643% | 0 | 3.9519 | Industrial_2031_SC A_MW_After Competition Groups_Material Handling Improvements
Industrial | Ind ¦ Process Optimization (Elec) | 2031 | SC A | MW | After Competition Groups | 3.7825 | 0 | 0 | 240.5332 | 0.015725 | 13 | Industrial_2031_SC A_MW_After Competition Groups_13 | Process Optimization (Elec) | 1.573% | 0 | 3.7825 | Industrial_2031_SC A_MW_After Competition Groups_Process Optimization (Elec)
Industrial | Ind ¦ Refiner Plate Improvements | 2031 | SC A | MW | After Competition Groups | 1.8818 | 0 | 0 | 240.5332 | 0.0078234 | 14 | Industrial_2031_SC A_MW_After Competition Groups_14 | Refiner Plate Improvements | 0.7823% | 0 | 1.8818 | Industrial_2031_SC A_MW_After Competition Groups_Refiner Plate Improvements
Industrial | Ind ¦ HE Lighting | 2031 | SC A | MW | After Competition Groups | 1.3679 | 0 | 0 | 240.5332 | 0.0056871 | 15 | Industrial_2031_SC A_MW_After Competition Groups_15 | HE Lighting | 0.5687% | 0 | 1.3679 | Industrial_2031_SC A_MW_After Competition Groups_HE Lighting
Industrial | Ind ¦ VAV Conversion Project | 2031 | SC A | MW | After Competition Groups | 1.273 | 0 | 0 | 240.5332 | 0.0052925 | 16 | Industrial_2031_SC A_MW_After Competition Groups_16 | VAV Conversion Project | 0.5292% | 0 | 1.273 | Industrial_2031_SC A_MW_After Competition Groups_VAV Conversion Project
Industrial | Ind ¦ Ventilation Optimization | 2031 | SC A | MW | After Competition Groups | 1.2009 | 0 | 0 | 240.5332 | 0.0049927 | 17 | Industrial_2031_SC A_MW_After Competition Groups_17 | Ventilation Optimization | 0.4993% | 0 | 1.2009 | Industrial_2031_SC A_MW_After Competition Groups_Ventilation Optimization
Industrial | Ind ¦ Pulp and Paper Process Improvements | 2031 | SC A | MW | After Competition Groups | 1.0904 | 0 | 0 | 240.5332 | 0.0045331 | 18 | Industrial_2031_SC A_MW_After Competition Groups_18 | Pulp and Paper Process Improvements | 0.4533% | 0 | 1.0904 | Industrial_2031_SC A_MW_After Competition Groups_Pulp and Paper Process Improvements
Industrial | Ind ¦ Process Heat Recovery | 2031 | SC A | MW | After Competition Groups | 1.0678 | 0 | 0 | 240.5332 | 0.0044393 | 19 | Industrial_2031_SC A_MW_After Competition Groups_19 | Process Heat Recovery | 0.4439% | 0 | 1.0678 | Industrial_2031_SC A_MW_After Competition Groups_Process Heat Recovery
Industrial | Ind ¦ Process Improvements | 2031 | SC A | MW | After Competition Groups | 0.80082 | 0 | 0 | 240.5332 | 0.0033293 | 20 | Industrial_2031_SC A_MW_After Competition Groups_20 | Process Improvements | 0.3329% | 0 | 0.80082 | Industrial_2031_SC A_MW_After Competition Groups_Process Improvements
Industrial | Ind ¦ High Efficiency Battery Charger | 2031 | SC A | MW | After Competition Groups | 0.71992 | 0 | 0 | 240.5332 | 0.002993 | 21 | Industrial_2031_SC A_MW_After Competition Groups_21 | High Efficiency Battery Charger | 0.2993% | 0 | 0.71992 | Industrial_2031_SC A_MW_After Competition Groups_High Efficiency Battery Charger
Industrial | Ind ¦ Improved Controls - Process Heating | 2031 | SC A | MW | After Competition Groups | 0.53342 | 0 | 0 | 240.5332 | 0.0022177 | 22 | Industrial_2031_SC A_MW_After Competition Groups_22 | Improved Controls - Process Heating | 0.2218% | 0 | 0.53342 | Industrial_2031_SC A_MW_After Competition Groups_Improved Controls - Process Heating
Industrial | Ind ¦ Refrigeration Compressor VFD | 2031 | SC A | MW | After Competition Groups | 0.47408 | 0 | 0 | 240.5332 | 0.0019709 | 23 | Industrial_2031_SC A_MW_After Competition Groups_23 | Refrigeration Compressor VFD | 0.1971% | 0 | 0.47408 | Industrial_2031_SC A_MW_After Competition Groups_Refrigeration Compressor VFD
Industrial | Ind ¦ Cooling Tower Optimization | 2031 | SC A | MW | After Competition Groups | 0.40083 | 0 | 0 | 240.5332 | 0.0016664 | 24 | Industrial_2031_SC A_MW_After Competition Groups_24 | Cooling Tower Optimization | 0.1666% | 0 | 0.40083 | Industrial_2031_SC A_MW_After Competition Groups_Cooling Tower Optimization
Industrial | Ind ¦ Engine Block Heater Timer | 2031 | SC A | MW | After Competition Groups | 0.31511 | 0 | 0 | 240.5332 | 0.00131 | 25 | Industrial_2031_SC A_MW_After Competition Groups_25 | Engine Block Heater Timer | 0.131% | 0 | 0.31511 | Industrial_2031_SC A_MW_After Competition Groups_Engine Block Heater Timer
Industrial | Ind ¦ Efficient Irrigation | 2031 | SC A | MW | After Competition Groups | 0.19866 | 0 | 0 | 240.5332 | 0.0008259 | 26 | Industrial_2031_SC A_MW_After Competition Groups_26 | Efficient Irrigation | 0.08259% | 0 | 0.19866 | Industrial_2031_SC A_MW_After Competition Groups_Efficient Irrigation
Industrial | Ind ¦ Dairy Pre-Cooler | 2031 | SC A | MW | After Competition Groups | 0.1456 | 0 | 0 | 240.5332 | 0.00060532 | 27 | Industrial_2031_SC A_MW_After Competition Groups_27 | Dairy Pre-Cooler | 0.06053% | 0 | 0.1456 | Industrial_2031_SC A_MW_After Competition Groups_Dairy Pre-Cooler
Industrial | Ind ¦ Air Compressor Heat Recovery | 2031 | SC A | MW | After Competition Groups | 0.14379 | 0 | 0 | 240.5332 | 0.00059778 | 28 | Industrial_2031_SC A_MW_After Competition Groups_28 | Air Compressor Heat Recovery | 0.05978% | 0 | 0.14379 | Industrial_2031_SC A_MW_After Competition Groups_Air Compressor Heat Recovery
Industrial | Ind ¦ Efficient Refrigeration Compressor | 2031 | SC A | MW | After Competition Groups | 0.077079 | 0 | 0 | 240.5332 | 0.00032045 | 29 | Industrial_2031_SC A_MW_After Competition Groups_29 | Efficient Refrigeration Compressor | 0.03204% | 0 | 0.077079 | Industrial_2031_SC A_MW_After Competition Groups_Efficient Refrigeration Compressor
Industrial | Ind ¦ Heat Lamps/Heat Pad | 2031 | SC A | MW | After Competition Groups | 0.031196 | 0 | 0 | 240.5332 | 0.00012969 | 30 | Industrial_2031_SC A_MW_After Competition Groups_30 | Heat Lamps/Heat Pad | 0.01297% | 0 | 0.031196 | Industrial_2031_SC A_MW_After Competition Groups_Heat Lamps/Heat Pad
Industrial | Ind ¦ Free Cooling | 2031 | SC A | MW | After Competition Groups | 0.0089627 | 0 | 0 | 240.5332 | 3.7262e-05 | 31 | Industrial_2031_SC A_MW_After Competition Groups_31 | Free Cooling | 0.003726% | 0 | 0.0089627 | Industrial_2031_SC A_MW_After Competition Groups_Free Cooling
Industrial | Ind ¦ Air Leak Survey and Repair | 2031 | SC B | MW | After Competition Groups | 60.5312 | 0 | 0 | 416.2609 | 0.14542 | 1 | Industrial_2031_SC B_MW_After Competition Groups_1 | Air Leak Survey and Repair | 14.54% | 0 | 60.5312 | Industrial_2031_SC B_MW_After Competition Groups_Air Leak Survey and Repair
Industrial | Ind ¦ Pump System Optimization | 2031 | SC B | MW | After Competition Groups | 53.4339 | 0 | 0 | 416.2609 | 0.12837 | 2 | Industrial_2031_SC B_MW_After Competition Groups_2 | Pump System Optimization | 12.84% | 0 | 53.4339 | Industrial_2031_SC B_MW_After Competition Groups_Pump System Optimization
Industrial | Ind ¦ Recommissioning | 2031 | SC B | MW | After Competition Groups | 42.8479 | 0 | 0 | 416.2609 | 0.10294 | 3 | Industrial_2031_SC B_MW_After Competition Groups_3 | Recommissioning | 10.29% | 0 | 42.8479 | Industrial_2031_SC B_MW_After Competition Groups_Recommissioning
Industrial | Ind ¦ SEM | 2031 | SC B | MW | After Competition Groups | 42.8479 | 0 | 0 | 416.2609 | 0.10294 | 4 | Industrial_2031_SC B_MW_After Competition Groups_4 | SEM | 10.29% | 0 | 42.8479 | Industrial_2031_SC B_MW_After Competition Groups_SEM
Industrial | Ind ¦ Air Compressor Optimization | 2031 | SC B | MW | After Competition Groups | 41.6209 | 0 | 0 | 416.2609 | 0.099988 | 5 | Industrial_2031_SC B_MW_After Competition Groups_5 | Air Compressor Optimization | 9.999% | 0 | 41.6209 | Industrial_2031_SC B_MW_After Competition Groups_Air Compressor Optimization
Industrial | Ind ¦ Efficient Compressed Air Nozzles | 2031 | SC B | MW | After Competition Groups | 34.2638 | 0 | 0 | 416.2609 | 0.082313 | 6 | Industrial_2031_SC B_MW_After Competition Groups_6 | Efficient Compressed Air Nozzles | 8.231% | 0 | 34.2638 | Industrial_2031_SC B_MW_After Competition Groups_Efficient Compressed Air Nozzles
Industrial | Ind ¦ Pump Equipment Upgrade | 2031 | SC B | MW | After Competition Groups | 23.7028 | 0 | 0 | 416.2609 | 0.056942 | 7 | Industrial_2031_SC B_MW_After Competition Groups_7 | Pump Equipment Upgrade | 5.694% | 0 | 23.7028 | Industrial_2031_SC B_MW_After Competition Groups_Pump Equipment Upgrade
Industrial | Ind ¦ High Efficiency HVAC Fans | 2031 | SC B | MW | After Competition Groups | 19.5756 | 0 | 0 | 416.2609 | 0.047027 | 8 | Industrial_2031_SC B_MW_After Competition Groups_8 | High Efficiency HVAC Fans | 4.703% | 0 | 19.5756 | Industrial_2031_SC B_MW_After Competition Groups_High Efficiency HVAC Fans
Industrial | Ind ¦ Fan System Optimization | 2031 | SC B | MW | After Competition Groups | 15.0282 | 0 | 0 | 416.2609 | 0.036103 | 9 | Industrial_2031_SC B_MW_After Competition Groups_9 | Fan System Optimization | 3.61% | 0 | 15.0282 | Industrial_2031_SC B_MW_After Competition Groups_Fan System Optimization
Industrial | Ind ¦ HE Lighting | 2031 | SC B | MW | After Competition Groups | 14.8083 | 0 | 0 | 416.2609 | 0.035575 | 10 | Industrial_2031_SC B_MW_After Competition Groups_10 | HE Lighting | 3.557% | 0 | 14.8083 | Industrial_2031_SC B_MW_After Competition Groups_HE Lighting
Industrial | Ind ¦ Greenhouse Grow Lights | 2031 | SC B | MW | After Competition Groups | 14.2576 | 0 | 0 | 416.2609 | 0.034252 | 11 | Industrial_2031_SC B_MW_After Competition Groups_11 | Greenhouse Grow Lights | 3.425% | 0 | 14.2576 | Industrial_2031_SC B_MW_After Competition Groups_Greenhouse Grow Lights
Industrial | Ind ¦ Improved Controls - Process Cooling | 2031 | SC B | MW | After Competition Groups | 11.5801 | 0 | 0 | 416.2609 | 0.027819 | 12 | Industrial_2031_SC B_MW_After Competition Groups_12 | Improved Controls - Process Cooling | 2.782% | 0 | 11.5801 | Industrial_2031_SC B_MW_After Competition Groups_Improved Controls - Process Cooling
Industrial | Ind ¦ Pulp and Paper Process Improvements | 2031 | SC B | MW | After Competition Groups | 6.1279 | 0 | 0 | 416.2609 | 0.014721 | 13 | Industrial_2031_SC B_MW_After Competition Groups_13 | Pulp and Paper Process Improvements | 1.472% | 0 | 6.1279 | Industrial_2031_SC B_MW_After Competition Groups_Pulp and Paper Process Improvements
Industrial | Ind ¦ Material Handling Improvements | 2031 | SC B | MW | After Competition Groups | 5.8512 | 0 | 0 | 416.2609 | 0.014057 | 14 | Industrial_2031_SC B_MW_After Competition Groups_14 | Material Handling Improvements | 1.406% | 0 | 5.8512 | Industrial_2031_SC B_MW_After Competition Groups_Material Handling Improvements
Industrial | Ind ¦ Refiner Plate Improvements | 2031 | SC B | MW | After Competition Groups | 3.9837 | 0 | 0 | 416.2609 | 0.0095703 | 15 | Industrial_2031_SC B_MW_After Competition Groups_15 | Refiner Plate Improvements | 0.957% | 0 | 3.9837 | Industrial_2031_SC B_MW_After Competition Groups_Refiner Plate Improvements
Industrial | Ind ¦ Process Optimization (Elec) | 2031 | SC B | MW | After Competition Groups | 3.7825 | 0 | 0 | 416.2609 | 0.0090867 | 16 | Industrial_2031_SC B_MW_After Competition Groups_16 | Process Optimization (Elec) | 0.9087% | 0 | 3.7825 | Industrial_2031_SC B_MW_After Competition Groups_Process Optimization (Elec)
Industrial | Ind ¦ Cooling Tower Optimization | 2031 | SC B | MW | After Competition Groups | 3.43 | 0 | 0 | 416.2609 | 0.00824 | 17 | Industrial_2031_SC B_MW_After Competition Groups_17 | Cooling Tower Optimization | 0.824% | 0 | 3.43 | Industrial_2031_SC B_MW_After Competition Groups_Cooling Tower Optimization
Industrial | Ind ¦ Free Cooling | 2031 | SC B | MW | After Competition Groups | 3.082 | 0 | 0 | 416.2609 | 0.0074041 | 18 | Industrial_2031_SC B_MW_After Competition Groups_18 | Free Cooling | 0.7404% | 0 | 3.082 | Industrial_2031_SC B_MW_After Competition Groups_Free Cooling
Industrial | Ind ¦ Ventilation Optimization | 2031 | SC B | MW | After Competition Groups | 2.7442 | 0 | 0 | 416.2609 | 0.0065924 | 19 | Industrial_2031_SC B_MW_After Competition Groups_19 | Ventilation Optimization | 0.6592% | 0 | 2.7442 | Industrial_2031_SC B_MW_After Competition Groups_Ventilation Optimization
Industrial | Ind ¦ VAV Conversion Project | 2031 | SC B | MW | After Competition Groups | 2.6683 | 0 | 0 | 416.2609 | 0.0064101 | 20 | Industrial_2031_SC B_MW_After Competition Groups_20 | VAV Conversion Project | 0.641% | 0 | 2.6683 | Industrial_2031_SC B_MW_After Competition Groups_VAV Conversion Project
Industrial | Ind ¦ Process Heat Recovery | 2031 | SC B | MW | After Competition Groups | 2.2132 | 0 | 0 | 416.2609 | 0.0053168 | 21 | Industrial_2031_SC B_MW_After Competition Groups_21 | Process Heat Recovery | 0.5317% | 0 | 2.2132 | Industrial_2031_SC B_MW_After Competition Groups_Process Heat Recovery
Industrial | Ind ¦ High Efficiency Battery Charger | 2031 | SC B | MW | After Competition Groups | 1.8892 | 0 | 0 | 416.2609 | 0.0045386 | 22 | Industrial_2031_SC B_MW_After Competition Groups_22 | High Efficiency Battery Charger | 0.4539% | 0 | 1.8892 | Industrial_2031_SC B_MW_After Competition Groups_High Efficiency Battery Charger
Industrial | Ind ¦ Process Improvements | 2031 | SC B | MW | After Competition Groups | 1.7151 | 0 | 0 | 416.2609 | 0.0041204 | 23 | Industrial_2031_SC B_MW_After Competition Groups_23 | Process Improvements | 0.412% | 0 | 1.7151 | Industrial_2031_SC B_MW_After Competition Groups_Process Improvements
Industrial | Ind ¦ Refrigeration Compressor VFD | 2031 | SC B | MW | After Competition Groups | 1.0914 | 0 | 0 | 416.2609 | 0.0026219 | 24 | Industrial_2031_SC B_MW_After Competition Groups_24 | Refrigeration Compressor VFD | 0.2622% | 0 | 1.0914 | Industrial_2031_SC B_MW_After Competition Groups_Refrigeration Compressor VFD
Industrial | Ind ¦ Improved Controls - Process Heating | 2031 | SC B | MW | After Competition Groups | 1.0704 | 0 | 0 | 416.2609 | 0.0025715 | 25 | Industrial_2031_SC B_MW_After Competition Groups_25 | Improved Controls - Process Heating | 0.2571% | 0 | 1.0704 | Industrial_2031_SC B_MW_After Competition Groups_Improved Controls - Process Heating
Industrial | Ind ¦ Efficient Irrigation | 2031 | SC B | MW | After Competition Groups | 0.8177 | 0 | 0 | 416.2609 | 0.0019644 | 26 | Industrial_2031_SC B_MW_After Competition Groups_26 | Efficient Irrigation | 0.1964% | 0 | 0.8177 | Industrial_2031_SC B_MW_After Competition Groups_Efficient Irrigation
Industrial | Ind ¦ Engine Block Heater Timer | 2031 | SC B | MW | After Competition Groups | 0.64925 | 0 | 0 | 416.2609 | 0.0015597 | 27 | Industrial_2031_SC B_MW_After Competition Groups_27 | Engine Block Heater Timer | 0.156% | 0 | 0.64925 | Industrial_2031_SC B_MW_After Competition Groups_Engine Block Heater Timer
Industrial | Ind ¦ Air Compressor Heat Recovery | 2031 | SC B | MW | After Competition Groups | 0.29257 | 0 | 0 | 416.2609 | 0.00070286 | 28 | Industrial_2031_SC B_MW_After Competition Groups_28 | Air Compressor Heat Recovery | 0.07029% | 0 | 0.29257 | Industrial_2031_SC B_MW_After Competition Groups_Air Compressor Heat Recovery
Industrial | Ind ¦ Dairy Pre-Cooler | 2031 | SC B | MW | After Competition Groups | 0.20697 | 0 | 0 | 416.2609 | 0.00049721 | 29 | Industrial_2031_SC B_MW_After Competition Groups_29 | Dairy Pre-Cooler | 0.04972% | 0 | 0.20697 | Industrial_2031_SC B_MW_After Competition Groups_Dairy Pre-Cooler
Industrial | Ind ¦ Efficient Refrigeration Compressor | 2031 | SC B | MW | After Competition Groups | 0.10375 | 0 | 0 | 416.2609 | 0.00024925 | 30 | Industrial_2031_SC B_MW_After Competition Groups_30 | Efficient Refrigeration Compressor | 0.02493% | 0 | 0.10375 | Industrial_2031_SC B_MW_After Competition Groups_Efficient Refrigeration Compressor
Industrial | Ind ¦ Heat Lamps/Heat Pad | 2031 | SC B | MW | After Competition Groups | 0.043209 | 0 | 0 | 416.2609 | 0.0001038 | 31 | Industrial_2031_SC B_MW_After Competition Groups_31 | Heat Lamps/Heat Pad | 0.01038% | 0 | 0.043209 | Industrial_2031_SC B_MW_After Competition Groups_Heat Lamps/Heat Pad
Industrial | Ind ¦ Pump System Optimization | 2031 | SC C | MW | After Competition Groups | 53.4339 | 0 | 0 | 282.6783 | 0.18903 | 1 | Industrial_2031_SC C_MW_After Competition Groups_1 | Pump System Optimization | 18.9% | 0 | 53.4339 | Industrial_2031_SC C_MW_After Competition Groups_Pump System Optimization
Industrial | Ind ¦ Air Compressor Optimization | 2031 | SC C | MW | After Competition Groups | 41.6209 | 0 | 0 | 282.6783 | 0.14724 | 2 | Industrial_2031_SC C_MW_After Competition Groups_2 | Air Compressor Optimization | 14.72% | 0 | 41.6209 | Industrial_2031_SC C_MW_After Competition Groups_Air Compressor Optimization
Industrial | Ind ¦ Air Leak Survey and Repair | 2031 | SC C | MW | After Competition Groups | 29.6494 | 0 | 0 | 282.6783 | 0.10489 | 3 | Industrial_2031_SC C_MW_After Competition Groups_3 | Air Leak Survey and Repair | 10.49% | 0 | 29.6494 | Industrial_2031_SC C_MW_After Competition Groups_Air Leak Survey and Repair
Industrial | Ind ¦ Pump Equipment Upgrade | 2031 | SC C | MW | After Competition Groups | 23.7028 | 0 | 0 | 282.6783 | 0.083851 | 4 | Industrial_2031_SC C_MW_After Competition Groups_4 | Pump Equipment Upgrade | 8.385% | 0 | 23.7028 | Industrial_2031_SC C_MW_After Competition Groups_Pump Equipment Upgrade
Industrial | Ind ¦ Recommissioning | 2031 | SC C | MW | After Competition Groups | 20.9953 | 0 | 0 | 282.6783 | 0.074273 | 5 | Industrial_2031_SC C_MW_After Competition Groups_5 | Recommissioning | 7.427% | 0 | 20.9953 | Industrial_2031_SC C_MW_After Competition Groups_Recommissioning
Industrial | Ind ¦ SEM | 2031 | SC C | MW | After Competition Groups | 20.9953 | 0 | 0 | 282.6783 | 0.074273 | 6 | Industrial_2031_SC C_MW_After Competition Groups_6 | SEM | 7.427% | 0 | 20.9953 | Industrial_2031_SC C_MW_After Competition Groups_SEM
Industrial | Ind ¦ Efficient Compressed Air Nozzles | 2031 | SC C | MW | After Competition Groups | 16.5902 | 0 | 0 | 282.6783 | 0.058689 | 7 | Industrial_2031_SC C_MW_After Competition Groups_7 | Efficient Compressed Air Nozzles | 5.869% | 0 | 16.5902 | Industrial_2031_SC C_MW_After Competition Groups_Efficient Compressed Air Nozzles
Industrial | Ind ¦ Fan System Optimization | 2031 | SC C | MW | After Competition Groups | 15.0282 | 0 | 0 | 282.6783 | 0.053164 | 8 | Industrial_2031_SC C_MW_After Competition Groups_8 | Fan System Optimization | 5.316% | 0 | 15.0282 | Industrial_2031_SC C_MW_After Competition Groups_Fan System Optimization
Industrial | Ind ¦ High Efficiency HVAC Fans | 2031 | SC C | MW | After Competition Groups | 12.0512 | 0 | 0 | 282.6783 | 0.042632 | 9 | Industrial_2031_SC C_MW_After Competition Groups_9 | High Efficiency HVAC Fans | 4.263% | 0 | 12.0512 | Industrial_2031_SC C_MW_After Competition Groups_High Efficiency HVAC Fans
Industrial | Ind ¦ Greenhouse Grow Lights | 2031 | SC C | MW | After Competition Groups | 9.1266 | 0 | 0 | 282.6783 | 0.032286 | 10 | Industrial_2031_SC C_MW_After Competition Groups_10 | Greenhouse Grow Lights | 3.229% | 0 | 9.1266 | Industrial_2031_SC C_MW_After Competition Groups_Greenhouse Grow Lights
Industrial | Ind ¦ HE Lighting | 2031 | SC C | MW | After Competition Groups | 6.8569 | 0 | 0 | 282.6783 | 0.024257 | 11 | Industrial_2031_SC C_MW_After Competition Groups_11 | HE Lighting | 2.426% | 0 | 6.8569 | Industrial_2031_SC C_MW_After Competition Groups_HE Lighting
Industrial | Ind ¦ Improved Controls - Process Cooling | 2031 | SC C | MW | After Competition Groups | 5.6731 | 0 | 0 | 282.6783 | 0.020069 | 12 | Industrial_2031_SC C_MW_After Competition Groups_12 | Improved Controls - Process Cooling | 2.007% | 0 | 5.6731 | Industrial_2031_SC C_MW_After Competition Groups_Improved Controls - Process Cooling
Industrial | Ind ¦ Material Handling Improvements | 2031 | SC C | MW | After Competition Groups | 3.9519 | 0 | 0 | 282.6783 | 0.01398 | 13 | Industrial_2031_SC C_MW_After Competition Groups_13 | Material Handling Improvements | 1.398% | 0 | 3.9519 | Industrial_2031_SC C_MW_After Competition Groups_Material Handling Improvements
Industrial | Ind ¦ Process Optimization (Elec) | 2031 | SC C | MW | After Competition Groups | 3.7825 | 0 | 0 | 282.6783 | 0.013381 | 14 | Industrial_2031_SC C_MW_After Competition Groups_14 | Process Optimization (Elec) | 1.338% | 0 | 3.7825 | Industrial_2031_SC C_MW_After Competition Groups_Process Optimization (Elec)
Industrial | Ind ¦ Cooling Tower Optimization | 2031 | SC C | MW | After Competition Groups | 3.43 | 0 | 0 | 282.6783 | 0.012134 | 15 | Industrial_2031_SC C_MW_After Competition Groups_15 | Cooling Tower Optimization | 1.213% | 0 | 3.43 | Industrial_2031_SC C_MW_After Competition Groups_Cooling Tower Optimization
Industrial | Ind ¦ Pulp and Paper Process Improvements | 2031 | SC C | MW | After Competition Groups | 2.9133 | 0 | 0 | 282.6783 | 0.010306 | 16 | Industrial_2031_SC C_MW_After Competition Groups_16 | Pulp and Paper Process Improvements | 1.031% | 0 | 2.9133 | Industrial_2031_SC C_MW_After Competition Groups_Pulp and Paper Process Improvements
Industrial | Ind ¦ Ventilation Optimization | 2031 | SC C | MW | After Competition Groups | 2.7442 | 0 | 0 | 282.6783 | 0.0097078 | 17 | Industrial_2031_SC C_MW_After Competition Groups_17 | Ventilation Optimization | 0.9708% | 0 | 2.7442 | Industrial_2031_SC C_MW_After Competition Groups_Ventilation Optimization
Industrial | Ind ¦ Refiner Plate Improvements | 2031 | SC C | MW | After Competition Groups | 1.8818 | 0 | 0 | 282.6783 | 0.006657 | 18 | Industrial_2031_SC C_MW_After Competition Groups_18 | Refiner Plate Improvements | 0.6657% | 0 | 1.8818 | Industrial_2031_SC C_MW_After Competition Groups_Refiner Plate Improvements
Industrial | Ind ¦ Free Cooling | 2031 | SC C | MW | After Competition Groups | 1.5661 | 0 | 0 | 282.6783 | 0.0055402 | 19 | Industrial_2031_SC C_MW_After Competition Groups_19 | Free Cooling | 0.554% | 0 | 1.5661 | Industrial_2031_SC C_MW_After Competition Groups_Free Cooling
Industrial | Ind ¦ VAV Conversion Project | 2031 | SC C | MW | After Competition Groups | 1.3028 | 0 | 0 | 282.6783 | 0.0046089 | 20 | Industrial_2031_SC C_MW_After Competition Groups_20 | VAV Conversion Project | 0.4609% | 0 | 1.3028 | Industrial_2031_SC C_MW_After Competition Groups_VAV Conversion Project
Industrial | Ind ¦ High Efficiency Battery Charger | 2031 | SC C | MW | After Competition Groups | 1.1167 | 0 | 0 | 282.6783 | 0.0039503 | 21 | Industrial_2031_SC C_MW_After Competition Groups_21 | High Efficiency Battery Charger | 0.395% | 0 | 1.1167 | Industrial_2031_SC C_MW_After Competition Groups_High Efficiency Battery Charger
Industrial | Ind ¦ Process Heat Recovery | 2031 | SC C | MW | After Competition Groups | 1.0678 | 0 | 0 | 282.6783 | 0.0037774 | 22 | Industrial_2031_SC C_MW_After Competition Groups_22 | Process Heat Recovery | 0.3777% | 0 | 1.0678 | Industrial_2031_SC C_MW_After Competition Groups_Process Heat Recovery
Industrial | Ind ¦ Process Improvements | 2031 | SC C | MW | After Competition Groups | 0.84007 | 0 | 0 | 282.6783 | 0.0029718 | 23 | Industrial_2031_SC C_MW_After Competition Groups_23 | Process Improvements | 0.2972% | 0 | 0.84007 | Industrial_2031_SC C_MW_After Competition Groups_Process Improvements
Industrial | Ind ¦ Refrigeration Compressor VFD | 2031 | SC C | MW | After Competition Groups | 0.73457 | 0 | 0 | 282.6783 | 0.0025986 | 24 | Industrial_2031_SC C_MW_After Competition Groups_24 | Refrigeration Compressor VFD | 0.2599% | 0 | 0.73457 | Industrial_2031_SC C_MW_After Competition Groups_Refrigeration Compressor VFD
Industrial | Ind ¦ Improved Controls - Process Heating | 2031 | SC C | MW | After Competition Groups | 0.53438 | 0 | 0 | 282.6783 | 0.0018904 | 25 | Industrial_2031_SC C_MW_After Competition Groups_25 | Improved Controls - Process Heating | 0.189% | 0 | 0.53438 | Industrial_2031_SC C_MW_After Competition Groups_Improved Controls - Process Heating
Industrial | Ind ¦ Efficient Irrigation | 2031 | SC C | MW | After Competition Groups | 0.34412 | 0 | 0 | 282.6783 | 0.0012174 | 26 | Industrial_2031_SC C_MW_After Competition Groups_26 | Efficient Irrigation | 0.1217% | 0 | 0.34412 | Industrial_2031_SC C_MW_After Competition Groups_Efficient Irrigation
Industrial | Ind ¦ Engine Block Heater Timer | 2031 | SC C | MW | After Competition Groups | 0.31578 | 0 | 0 | 282.6783 | 0.0011171 | 27 | Industrial_2031_SC C_MW_After Competition Groups_27 | Engine Block Heater Timer | 0.1117% | 0 | 0.31578 | Industrial_2031_SC C_MW_After Competition Groups_Engine Block Heater Timer
Industrial | Ind ¦ Dairy Pre-Cooler | 2031 | SC C | MW | After Competition Groups | 0.17143 | 0 | 0 | 282.6783 | 0.00060644 | 28 | Industrial_2031_SC C_MW_After Competition Groups_28 | Dairy Pre-Cooler | 0.06064% | 0 | 0.17143 | Industrial_2031_SC C_MW_After Competition Groups_Dairy Pre-Cooler
Industrial | Ind ¦ Air Compressor Heat Recovery | 2031 | SC C | MW | After Competition Groups | 0.14379 | 0 | 0 | 282.6783 | 0.00050866 | 29 | Industrial_2031_SC C_MW_After Competition Groups_29 | Air Compressor Heat Recovery | 0.05087% | 0 | 0.14379 | Industrial_2031_SC C_MW_After Competition Groups_Air Compressor Heat Recovery
Industrial | Ind ¦ Efficient Refrigeration Compressor | 2031 | SC C | MW | After Competition Groups | 0.077079 | 0 | 0 | 282.6783 | 0.00027267 | 30 | Industrial_2031_SC C_MW_After Competition Groups_30 | Efficient Refrigeration Compressor | 0.02727% | 0 | 0.077079 | Industrial_2031_SC C_MW_After Competition Groups_Efficient Refrigeration Compressor
Industrial | Ind ¦ Heat Lamps/Heat Pad | 2031 | SC C | MW | After Competition Groups | 0.036256 | 0 | 0 | 282.6783 | 0.00012826 | 31 | Industrial_2031_SC C_MW_After Competition Groups_31 | Heat Lamps/Heat Pad | 0.01283% | 0 | 0.036256 | Industrial_2031_SC C_MW_After Competition Groups_Heat Lamps/Heat Pad
Industrial | Ind ¦ Air Compressor Optimization | 2031 | SC D | MW | After Competition Groups | 41.6209 | 1215939.0149 | 1.2159 | 232.7701 | 0.17881 | 1 | Industrial_2031_SC D_MW_After Competition Groups_1 | Air Compressor Optimization | 17.88% | 1.2159 | 41.6209 | Industrial_2031_SC D_MW_After Competition Groups_Air Compressor Optimization
Industrial | Ind ¦ Pump System Optimization | 2031 | SC D | MW | After Competition Groups | 31.7613 | 2966762.6072 | 2.9668 | 232.7701 | 0.13645 | 2 | Industrial_2031_SC D_MW_After Competition Groups_2 | Pump System Optimization | 13.64% | 2.9668 | 31.7613 | Industrial_2031_SC D_MW_After Competition Groups_Pump System Optimization
Industrial | Ind ¦ Air Leak Survey and Repair | 2031 | SC D | MW | After Competition Groups | 29.5943 | 480353.3048 | 0.48035 | 232.7701 | 0.12714 | 3 | Industrial_2031_SC D_MW_After Competition Groups_3 | Air Leak Survey and Repair | 12.71% | 0.48035 | 29.5943 | Industrial_2031_SC D_MW_After Competition Groups_Air Leak Survey and Repair
Industrial | Ind ¦ SEM | 2031 | SC D | MW | After Competition Groups | 20.9953 | 2311699.9064 | 2.3117 | 232.7701 | 0.090197 | 4 | Industrial_2031_SC D_MW_After Competition Groups_4 | SEM | 9.02% | 2.3117 | 20.9953 | Industrial_2031_SC D_MW_After Competition Groups_SEM
Industrial | Ind ¦ Recommissioning | 2031 | SC D | MW | After Competition Groups | 20.2504 | 1468508.8992 | 1.4685 | 232.7701 | 0.086998 | 5 | Industrial_2031_SC D_MW_After Competition Groups_5 | Recommissioning | 8.7% | 1.4685 | 20.2504 | Industrial_2031_SC D_MW_After Competition Groups_Recommissioning
Industrial | Ind ¦ Efficient Compressed Air Nozzles | 2031 | SC D | MW | After Competition Groups | 16.5902 | 450900.8715 | 0.4509 | 232.7701 | 0.071273 | 6 | Industrial_2031_SC D_MW_After Competition Groups_6 | Efficient Compressed Air Nozzles | 7.127% | 0.4509 | 16.5902 | Industrial_2031_SC D_MW_After Competition Groups_Efficient Compressed Air Nozzles
Industrial | Ind ¦ Fan System Optimization | 2031 | SC D | MW | After Competition Groups | 15.0282 | 1004812.287 | 1.0048 | 232.7701 | 0.064562 | 7 | Industrial_2031_SC D_MW_After Competition Groups_7 | Fan System Optimization | 6.456% | 1.0048 | 15.0282 | Industrial_2031_SC D_MW_After Competition Groups_Fan System Optimization
Industrial | Ind ¦ Pump Equipment Upgrade | 2031 | SC D | MW | After Competition Groups | 13.8158 | 1367560.877 | 1.3676 | 232.7701 | 0.059354 | 8 | Industrial_2031_SC D_MW_After Competition Groups_8 | Pump Equipment Upgrade | 5.935% | 1.3676 | 13.8158 | Industrial_2031_SC D_MW_After Competition Groups_Pump Equipment Upgrade
Industrial | Ind ¦ High Efficiency HVAC Fans | 2031 | SC D | MW | After Competition Groups | 11.4132 | 1494018.0349 | 1.494 | 232.7701 | 0.049032 | 9 | Industrial_2031_SC D_MW_After Competition Groups_9 | High Efficiency HVAC Fans | 4.903% | 1.494 | 11.4132 | Industrial_2031_SC D_MW_After Competition Groups_High Efficiency HVAC Fans
Industrial | Ind ¦ Improved Controls - Process Cooling | 2031 | SC D | MW | After Competition Groups | 5.6731 | 227403.6733 | 0.2274 | 232.7701 | 0.024372 | 10 | Industrial_2031_SC D_MW_After Competition Groups_10 | Improved Controls - Process Cooling | 2.437% | 0.2274 | 5.6731 | Industrial_2031_SC D_MW_After Competition Groups_Improved Controls - Process Cooling
Industrial | Ind ¦ Greenhouse Grow Lights | 2031 | SC D | MW | After Competition Groups | 4.9901 | 582212.518 | 0.58221 | 232.7701 | 0.021438 | 11 | Industrial_2031_SC D_MW_After Competition Groups_11 | Greenhouse Grow Lights | 2.144% | 0.58221 | 4.9901 | Industrial_2031_SC D_MW_After Competition Groups_Greenhouse Grow Lights
Industrial | Ind ¦ Material Handling Improvements | 2031 | SC D | MW | After Competition Groups | 3.9519 | 162000.0181 | 0.162 | 232.7701 | 0.016978 | 12 | Industrial_2031_SC D_MW_After Competition Groups_12 | Material Handling Improvements | 1.698% | 0.162 | 3.9519 | Industrial_2031_SC D_MW_After Competition Groups_Material Handling Improvements
Industrial | Ind ¦ Process Optimization (Elec) | 2031 | SC D | MW | After Competition Groups | 3.7825 | 284465.8982 | 0.28447 | 232.7701 | 0.01625 | 13 | Industrial_2031_SC D_MW_After Competition Groups_13 | Process Optimization (Elec) | 1.625% | 0.28447 | 3.7825 | Industrial_2031_SC D_MW_After Competition Groups_Process Optimization (Elec)
Industrial | Ind ¦ Cooling Tower Optimization | 2031 | SC D | MW | After Competition Groups | 3.231 | 243731.9495 | 0.24373 | 232.7701 | 0.013881 | 14 | Industrial_2031_SC D_MW_After Competition Groups_14 | Cooling Tower Optimization | 1.388% | 0.24373 | 3.231 | Industrial_2031_SC D_MW_After Competition Groups_Cooling Tower Optimization
Industrial | Ind ¦ Ventilation Optimization | 2031 | SC D | MW | After Competition Groups | 2.4244 | 256673.5934 | 0.25667 | 232.7701 | 0.010415 | 15 | Industrial_2031_SC D_MW_After Competition Groups_15 | Ventilation Optimization | 1.042% | 0.25667 | 2.4244 | Industrial_2031_SC D_MW_After Competition Groups_Ventilation Optimization
Industrial | Ind ¦ Refiner Plate Improvements | 2031 | SC D | MW | After Competition Groups | 1.8818 | 181209.0637 | 0.18121 | 232.7701 | 0.0080844 | 16 | Industrial_2031_SC D_MW_After Competition Groups_16 | Refiner Plate Improvements | 0.8084% | 0.18121 | 1.8818 | Industrial_2031_SC D_MW_After Competition Groups_Refiner Plate Improvements
Industrial | Ind ¦ VAV Conversion Project | 2031 | SC D | MW | After Competition Groups | 0.87408 | 169901.7844 | 0.1699 | 232.7701 | 0.0037551 | 17 | Industrial_2031_SC D_MW_After Competition Groups_17 | VAV Conversion Project | 0.3755% | 0.1699 | 0.87408 | Industrial_2031_SC D_MW_After Competition Groups_VAV Conversion Project
Industrial | Ind ¦ Process Heat Recovery | 2031 | SC D | MW | After Competition Groups | 0.79801 | 132894.7168 | 0.13289 | 232.7701 | 0.0034283 | 18 | Industrial_2031_SC D_MW_After Competition Groups_18 | Process Heat Recovery | 0.3428% | 0.13289 | 0.79801 | Industrial_2031_SC D_MW_After Competition Groups_Process Heat Recovery
Industrial | Ind ¦ HE Lighting | 2031 | SC D | MW | After Competition Groups | 0.77342 | 200279.3184 | 0.20028 | 232.7701 | 0.0033227 | 19 | Industrial_2031_SC D_MW_After Competition Groups_19 | HE Lighting | 0.3323% | 0.20028 | 0.77342 | Industrial_2031_SC D_MW_After Competition Groups_HE Lighting
Industrial | Ind ¦ Process Improvements | 2031 | SC D | MW | After Competition Groups | 0.73191 | 53069.1208 | 0.053069 | 232.7701 | 0.0031444 | 20 | Industrial_2031_SC D_MW_After Competition Groups_20 | Process Improvements | 0.3144% | 0.053069 | 0.73191 | Industrial_2031_SC D_MW_After Competition Groups_Process Improvements
Industrial | Ind ¦ High Efficiency Battery Charger | 2031 | SC D | MW | After Competition Groups | 0.5084 | 87057.1101 | 0.087057 | 232.7701 | 0.0021841 | 21 | Industrial_2031_SC D_MW_After Competition Groups_21 | High Efficiency Battery Charger | 0.2184% | 0.087057 | 0.5084 | Industrial_2031_SC D_MW_After Competition Groups_High Efficiency Battery Charger
Industrial | Ind ¦ Improved Controls - Process Heating | 2031 | SC D | MW | After Competition Groups | 0.47546 | 61152.7109 | 0.061153 | 232.7701 | 0.0020426 | 22 | Industrial_2031_SC D_MW_After Competition Groups_22 | Improved Controls - Process Heating | 0.2043% | 0.061153 | 0.47546 | Industrial_2031_SC D_MW_After Competition Groups_Improved Controls - Process Heating
Industrial | Ind ¦ Refrigeration Compressor VFD | 2031 | SC D | MW | After Competition Groups | 0.36455 | 30710.2984 | 0.03071 | 232.7701 | 0.0015662 | 23 | Industrial_2031_SC D_MW_After Competition Groups_23 | Refrigeration Compressor VFD | 0.1566% | 0.03071 | 0.36455 | Industrial_2031_SC D_MW_After Competition Groups_Refrigeration Compressor VFD
Industrial | Ind ¦ Pulp and Paper Process Improvements | 2031 | SC D | MW | After Competition Groups | 0.30576 | 40713.1885 | 0.040713 | 232.7701 | 0.0013136 | 24 | Industrial_2031_SC D_MW_After Competition Groups_24 | Pulp and Paper Process Improvements | 0.1314% | 0.040713 | 0.30576 | Industrial_2031_SC D_MW_After Competition Groups_Pulp and Paper Process Improvements
Industrial | Ind ¦ Engine Block Heater Timer | 2031 | SC D | MW | After Competition Groups | 0.29868 | 21651.7512 | 0.021652 | 232.7701 | 0.0012832 | 25 | Industrial_2031_SC D_MW_After Competition Groups_25 | Engine Block Heater Timer | 0.1283% | 0.021652 | 0.29868 | Industrial_2031_SC D_MW_After Competition Groups_Engine Block Heater Timer
Industrial | Ind ¦ Free Cooling | 2031 | SC D | MW | After Competition Groups | 0.17945 | 24603.1887 | 0.024603 | 232.7701 | 0.00077093 | 26 | Industrial_2031_SC D_MW_After Competition Groups_26 | Free Cooling | 0.07709% | 0.024603 | 0.17945 | Industrial_2031_SC D_MW_After Competition Groups_Free Cooling
Industrial | Ind ¦ Efficient Irrigation | 2031 | SC D | MW | After Competition Groups | 0.13888 | 36195.5124 | 0.036196 | 232.7701 | 0.00059666 | 27 | Industrial_2031_SC D_MW_After Competition Groups_27 | Efficient Irrigation | 0.05967% | 0.036196 | 0.13888 | Industrial_2031_SC D_MW_After Competition Groups_Efficient Irrigation
Industrial | Ind ¦ Air Compressor Heat Recovery | 2031 | SC D | MW | After Competition Groups | 0.13009 | 21522.9035 | 0.021523 | 232.7701 | 0.00055886 | 28 | Industrial_2031_SC D_MW_After Competition Groups_28 | Air Compressor Heat Recovery | 0.05589% | 0.021523 | 0.13009 | Industrial_2031_SC D_MW_After Competition Groups_Air Compressor Heat Recovery
Industrial | Ind ¦ Dairy Pre-Cooler | 2031 | SC D | MW | After Competition Groups | 0.089321 | 8056.7009 | 0.0080567 | 232.7701 | 0.00038373 | 29 | Industrial_2031_SC D_MW_After Competition Groups_29 | Dairy Pre-Cooler | 0.03837% | 0.0080567 | 0.089321 | Industrial_2031_SC D_MW_After Competition Groups_Dairy Pre-Cooler
Industrial | Ind ¦ Efficient Refrigeration Compressor | 2031 | SC D | MW | After Competition Groups | 0.076176 | 6316.8681 | 0.0063169 | 232.7701 | 0.00032726 | 30 | Industrial_2031_SC D_MW_After Competition Groups_30 | Efficient Refrigeration Compressor | 0.03273% | 0.0063169 | 0.076176 | Industrial_2031_SC D_MW_After Competition Groups_Efficient Refrigeration Compressor
Industrial | Ind ¦ Heat Lamps/Heat Pad | 2031 | SC D | MW | After Competition Groups | 0.021521 | 1757.7286 | 0.0017577 | 232.7701 | 9.2455e-05 | 31 | Industrial_2031_SC D_MW_After Competition Groups_31 | Heat Lamps/Heat Pad | 0.009245% | 0.0017577 | 0.021521 | Industrial_2031_SC D_MW_After Competition Groups_Heat Lamps/Heat Pad
Industrial | Ind ¦ Pump System Optimization | 2031 | Technical | MW | After Competition Groups | 92.405 | 0 | 0 | 723.8316 | 0.12766 | 1 | Industrial_2031_Technical_MW_After Competition Groups_1 | Pump System Optimization | 12.77% | 0 | 92.405 | Industrial_2031_Technical_MW_After Competition Groups_Pump System Optimization
Industrial | Ind ¦ HE Lighting | 2031 | Technical | MW | After Competition Groups | 86.8727 | 0 | 0 | 723.8316 | 0.12002 | 2 | Industrial_2031_Technical_MW_After Competition Groups_2 | HE Lighting | 12% | 0 | 86.8727 | Industrial_2031_Technical_MW_After Competition Groups_HE Lighting
Industrial | Ind ¦ Air Leak Survey and Repair | 2031 | Technical | MW | After Competition Groups | 74.4105 | 0 | 0 | 723.8316 | 0.1028 | 3 | Industrial_2031_Technical_MW_After Competition Groups_3 | Air Leak Survey and Repair | 10.28% | 0 | 74.4105 | Industrial_2031_Technical_MW_After Competition Groups_Air Leak Survey and Repair
Industrial | Ind ¦ Air Compressor Optimization | 2031 | Technical | MW | After Competition Groups | 55.3407 | 0 | 0 | 723.8316 | 0.076455 | 4 | Industrial_2031_Technical_MW_After Competition Groups_4 | Air Compressor Optimization | 7.646% | 0 | 55.3407 | Industrial_2031_Technical_MW_After Competition Groups_Air Compressor Optimization
Industrial | Ind ¦ Efficient Compressed Air Nozzles | 2031 | Technical | MW | After Competition Groups | 54.0965 | 0 | 0 | 723.8316 | 0.074736 | 5 | Industrial_2031_Technical_MW_After Competition Groups_5 | Efficient Compressed Air Nozzles | 7.474% | 0 | 54.0965 | Industrial_2031_Technical_MW_After Competition Groups_Efficient Compressed Air Nozzles
Industrial | Ind ¦ Recommissioning | 2031 | Technical | MW | After Competition Groups | 52.4052 | 0 | 0 | 723.8316 | 0.0724 | 6 | Industrial_2031_Technical_MW_After Competition Groups_6 | Recommissioning | 7.24% | 0 | 52.4052 | Industrial_2031_Technical_MW_After Competition Groups_Recommissioning
Industrial | Ind ¦ SEM | 2031 | Technical | MW | After Competition Groups | 52.4052 | 0 | 0 | 723.8316 | 0.0724 | 7 | Industrial_2031_Technical_MW_After Competition Groups_7 | SEM | 7.24% | 0 | 52.4052 | Industrial_2031_Technical_MW_After Competition Groups_SEM
Industrial | Ind ¦ Pump Equipment Upgrade | 2031 | Technical | MW | After Competition Groups | 41.3883 | 0 | 0 | 723.8316 | 0.057179 | 8 | Industrial_2031_Technical_MW_After Competition Groups_8 | Pump Equipment Upgrade | 5.718% | 0 | 41.3883 | Industrial_2031_Technical_MW_After Competition Groups_Pump Equipment Upgrade
Industrial | Ind ¦ High Efficiency HVAC Fans | 2031 | Technical | MW | After Competition Groups | 26.3973 | 0 | 0 | 723.8316 | 0.036469 | 9 | Industrial_2031_Technical_MW_After Competition Groups_9 | High Efficiency HVAC Fans | 3.647% | 0 | 26.3973 | Industrial_2031_Technical_MW_After Competition Groups_High Efficiency HVAC Fans
Industrial | Ind ¦ Greenhouse Grow Lights | 2031 | Technical | MW | After Competition Groups | 21.3133 | 0 | 0 | 723.8316 | 0.029445 | 10 | Industrial_2031_Technical_MW_After Competition Groups_10 | Greenhouse Grow Lights | 2.945% | 0 | 21.3133 | Industrial_2031_Technical_MW_After Competition Groups_Greenhouse Grow Lights
Industrial | Ind ¦ Process Optimization (Elec) | 2031 | Technical | MW | After Competition Groups | 21.2612 | 0 | 0 | 723.8316 | 0.029373 | 11 | Industrial_2031_Technical_MW_After Competition Groups_11 | Process Optimization (Elec) | 2.937% | 0 | 21.2612 | Industrial_2031_Technical_MW_After Competition Groups_Process Optimization (Elec)
Industrial | Ind ¦ Premium Efficient Motors | 2031 | Technical | MW | After Competition Groups | 20.5981 | 0 | 0 | 723.8316 | 0.028457 | 12 | Industrial_2031_Technical_MW_After Competition Groups_12 | Premium Efficient Motors | 2.846% | 0 | 20.5981 | Industrial_2031_Technical_MW_After Competition Groups_Premium Efficient Motors
Industrial | Ind ¦ Fan System Optimization | 2031 | Technical | MW | After Competition Groups | 19.1916 | 0 | 0 | 723.8316 | 0.026514 | 13 | Industrial_2031_Technical_MW_After Competition Groups_13 | Fan System Optimization | 2.651% | 0 | 19.1916 | Industrial_2031_Technical_MW_After Competition Groups_Fan System Optimization
Industrial | Ind ¦ Improved Controls - Process Cooling | 2031 | Technical | MW | After Competition Groups | 13.5698 | 0 | 0 | 723.8316 | 0.018747 | 14 | Industrial_2031_Technical_MW_After Competition Groups_14 | Improved Controls - Process Cooling | 1.875% | 0 | 13.5698 | Industrial_2031_Technical_MW_After Competition Groups_Improved Controls - Process Cooling
Industrial | Ind ¦ Ventilation Optimization | 2031 | Technical | MW | After Competition Groups | 9.9956 | 0 | 0 | 723.8316 | 0.013809 | 15 | Industrial_2031_Technical_MW_After Competition Groups_15 | Ventilation Optimization | 1.381% | 0 | 9.9956 | Industrial_2031_Technical_MW_After Competition Groups_Ventilation Optimization
Industrial | Ind ¦ HE HVAC Controls | 2031 | Technical | MW | After Competition Groups | 8.6929 | 0 | 0 | 723.8316 | 0.01201 | 16 | Industrial_2031_Technical_MW_After Competition Groups_16 | HE HVAC Controls | 1.201% | 0 | 8.6929 | Industrial_2031_Technical_MW_After Competition Groups_HE HVAC Controls
Industrial | Ind ¦ Pulp and Paper Process Improvements | 2031 | Technical | MW | After Competition Groups | 8.0017 | 0 | 0 | 723.8316 | 0.011055 | 17 | Industrial_2031_Technical_MW_After Competition Groups_17 | Pulp and Paper Process Improvements | 1.105% | 0 | 8.0017 | Industrial_2031_Technical_MW_After Competition Groups_Pulp and Paper Process Improvements
Industrial | Ind ¦ Material Handling Improvements | 2031 | Technical | MW | After Competition Groups | 7.9685 | 0 | 0 | 723.8316 | 0.011009 | 18 | Industrial_2031_Technical_MW_After Competition Groups_18 | Material Handling Improvements | 1.101% | 0 | 7.9685 | Industrial_2031_Technical_MW_After Competition Groups_Material Handling Improvements
Industrial | Ind ¦ Refiner Plate Improvements | 2031 | Technical | MW | After Competition Groups | 6.5221 | 0 | 0 | 723.8316 | 0.0090105 | 19 | Industrial_2031_Technical_MW_After Competition Groups_19 | Refiner Plate Improvements | 0.901% | 0 | 6.5221 | Industrial_2031_Technical_MW_After Competition Groups_Refiner Plate Improvements
Industrial | Ind ¦ HVLS Fans | 2031 | Technical | MW | After Competition Groups | 6.433 | 0 | 0 | 723.8316 | 0.0088874 | 20 | Industrial_2031_Technical_MW_After Competition Groups_20 | HVLS Fans | 0.8887% | 0 | 6.433 | Industrial_2031_Technical_MW_After Competition Groups_HVLS Fans
Industrial | Ind ¦ HE HVAC Units | 2031 | Technical | MW | After Competition Groups | 5.6992 | 0 | 0 | 723.8316 | 0.0078737 | 21 | Industrial_2031_Technical_MW_After Competition Groups_21 | HE HVAC Units | 0.7874% | 0 | 5.6992 | Industrial_2031_Technical_MW_After Competition Groups_HE HVAC Units
Industrial | Ind ¦ Chiller Optimization | 2031 | Technical | MW | After Competition Groups | 5.3027 | 0 | 0 | 723.8316 | 0.0073258 | 22 | Industrial_2031_Technical_MW_After Competition Groups_22 | Chiller Optimization | 0.7326% | 0 | 5.3027 | Industrial_2031_Technical_MW_After Competition Groups_Chiller Optimization
Industrial | Ind ¦ Cooling Tower Optimization | 2031 | Technical | MW | After Competition Groups | 4.158 | 0 | 0 | 723.8316 | 0.0057444 | 23 | Industrial_2031_Technical_MW_After Competition Groups_23 | Cooling Tower Optimization | 0.5744% | 0 | 4.158 | Industrial_2031_Technical_MW_After Competition Groups_Cooling Tower Optimization
Industrial | Ind ¦ Free Cooling | 2031 | Technical | MW | After Competition Groups | 3.4976 | 0 | 0 | 723.8316 | 0.0048321 | 24 | Industrial_2031_Technical_MW_After Competition Groups_24 | Free Cooling | 0.4832% | 0 | 3.4976 | Industrial_2031_Technical_MW_After Competition Groups_Free Cooling
Industrial | Ind ¦ VAV Conversion Project | 2031 | Technical | MW | After Competition Groups | 2.8932 | 0 | 0 | 723.8316 | 0.0039971 | 25 | Industrial_2031_Technical_MW_After Competition Groups_25 | VAV Conversion Project | 0.3997% | 0 | 2.8932 | Industrial_2031_Technical_MW_After Competition Groups_VAV Conversion Project
Industrial | Ind ¦ Cold Storage Retrofit | 2031 | Technical | MW | After Competition Groups | 2.8674 | 0 | 0 | 723.8316 | 0.0039614 | 26 | Industrial_2031_Technical_MW_After Competition Groups_26 | Cold Storage Retrofit | 0.3961% | 0 | 2.8674 | Industrial_2031_Technical_MW_After Competition Groups_Cold Storage Retrofit
Industrial | Ind ¦ Process Heat Recovery | 2031 | Technical | MW | After Competition Groups | 2.748 | 0 | 0 | 723.8316 | 0.0037965 | 27 | Industrial_2031_Technical_MW_After Competition Groups_27 | Process Heat Recovery | 0.3796% | 0 | 2.748 | Industrial_2031_Technical_MW_After Competition Groups_Process Heat Recovery
Industrial | Ind ¦ High Efficiency Battery Charger | 2031 | Technical | MW | After Competition Groups | 2.729 | 0 | 0 | 723.8316 | 0.0037703 | 28 | Industrial_2031_Technical_MW_After Competition Groups_28 | High Efficiency Battery Charger | 0.377% | 0 | 2.729 | Industrial_2031_Technical_MW_After Competition Groups_High Efficiency Battery Charger
Industrial | Ind ¦ Synchronous Belts | 2031 | Technical | MW | After Competition Groups | 2.6352 | 0 | 0 | 723.8316 | 0.0036406 | 29 | Industrial_2031_Technical_MW_After Competition Groups_29 | Synchronous Belts | 0.3641% | 0 | 2.6352 | Industrial_2031_Technical_MW_After Competition Groups_Synchronous Belts
Industrial | Ind ¦ Efficient Irrigation | 2031 | Technical | MW | After Competition Groups | 2.2135 | 0 | 0 | 723.8316 | 0.003058 | 30 | Industrial_2031_Technical_MW_After Competition Groups_30 | Efficient Irrigation | 0.3058% | 0 | 2.2135 | Industrial_2031_Technical_MW_After Competition Groups_Efficient Irrigation
Industrial | Ind ¦ Process Improvements | 2031 | Technical | MW | After Competition Groups | 2.1708 | 0 | 0 | 723.8316 | 0.0029991 | 31 | Industrial_2031_Technical_MW_After Competition Groups_31 | Process Improvements | 0.2999% | 0 | 2.1708 | Industrial_2031_Technical_MW_After Competition Groups_Process Improvements
Industrial | Ind ¦ Refrigeration Compressor VFD | 2031 | Technical | MW | After Competition Groups | 1.4716 | 0 | 0 | 723.8316 | 0.0020331 | 32 | Industrial_2031_Technical_MW_After Competition Groups_32 | Refrigeration Compressor VFD | 0.2033% | 0 | 1.4716 | Industrial_2031_Technical_MW_After Competition Groups_Refrigeration Compressor VFD
Industrial | Ind ¦ Efficient Transformer | 2031 | Technical | MW | After Competition Groups | 1.3691 | 0 | 0 | 723.8316 | 0.0018915 | 33 | Industrial_2031_Technical_MW_After Competition Groups_33 | Efficient Transformer | 0.1891% | 0 | 1.3691 | Industrial_2031_Technical_MW_After Competition Groups_Efficient Transformer
Industrial | Ind ¦ Improved Controls - Process Heating | 2031 | Technical | MW | After Competition Groups | 1.3075 | 0 | 0 | 723.8316 | 0.0018063 | 34 | Industrial_2031_Technical_MW_After Competition Groups_34 | Improved Controls - Process Heating | 0.1806% | 0 | 1.3075 | Industrial_2031_Technical_MW_After Competition Groups_Improved Controls - Process Heating
Industrial | Ind ¦ High Efficiency Welders | 2031 | Technical | MW | After Competition Groups | 1.0911 | 0 | 0 | 723.8316 | 0.0015074 | 35 | Industrial_2031_Technical_MW_After Competition Groups_35 | High Efficiency Welders | 0.1507% | 0 | 1.0911 | Industrial_2031_Technical_MW_After Competition Groups_High Efficiency Welders
Industrial | Ind ¦ Engine Block Heater Timer | 2031 | Technical | MW | After Competition Groups | 0.83076 | 0 | 0 | 723.8316 | 0.0011477 | 36 | Industrial_2031_Technical_MW_After Competition Groups_36 | Engine Block Heater Timer | 0.1148% | 0 | 0.83076 | Industrial_2031_Technical_MW_After Competition Groups_Engine Block Heater Timer
Industrial | Ind ¦ Dairy Pre-Cooler | 2031 | Technical | MW | After Competition Groups | 0.60438 | 0 | 0 | 723.8316 | 0.00083498 | 37 | Industrial_2031_Technical_MW_After Competition Groups_37 | Dairy Pre-Cooler | 0.0835% | 0 | 0.60438 | Industrial_2031_Technical_MW_After Competition Groups_Dairy Pre-Cooler
Industrial | Ind ¦ Air Compressor Heat Recovery | 2031 | Technical | MW | After Competition Groups | 0.35197 | 0 | 0 | 723.8316 | 0.00048626 | 38 | Industrial_2031_Technical_MW_After Competition Groups_38 | Air Compressor Heat Recovery | 0.04863% | 0 | 0.35197 | Industrial_2031_Technical_MW_After Competition Groups_Air Compressor Heat Recovery
Industrial | Ind ¦ Optimize Compressed Air Dryer | 2031 | Technical | MW | After Competition Groups | 0.25813 | 0 | 0 | 723.8316 | 0.00035661 | 39 | Industrial_2031_Technical_MW_After Competition Groups_39 | Optimize Compressed Air Dryer | 0.03566% | 0 | 0.25813 | Industrial_2031_Technical_MW_After Competition Groups_Optimize Compressed Air Dryer
Industrial | Ind ¦ Heat Lamps/Heat Pad | 2031 | Technical | MW | After Competition Groups | 0.13569 | 0 | 0 | 723.8316 | 0.00018747 | 40 | Industrial_2031_Technical_MW_After Competition Groups_40 | Heat Lamps/Heat Pad | 0.01875% | 0 | 0.13569 | Industrial_2031_Technical_MW_After Competition Groups_Heat Lamps/Heat Pad
Industrial | Ind ¦ Efficient Refrigeration Compressor | 2031 | Technical | MW | After Competition Groups | 0.12283 | 0 | 0 | 723.8316 | 0.00016969 | 41 | Industrial_2031_Technical_MW_After Competition Groups_41 | Efficient Refrigeration Compressor | 0.01697% | 0 | 0.12283 | Industrial_2031_Technical_MW_After Competition Groups_Efficient Refrigeration Compressor
Industrial | Ind ¦ Creep Heat Controller | 2031 | Technical | MW | After Competition Groups | 0.10478 | 0 | 0 | 723.8316 | 0.00014476 | 42 | Industrial_2031_Technical_MW_After Competition Groups_42 | Creep Heat Controller | 0.01448% | 0 | 0.10478 | Industrial_2031_Technical_MW_After Competition Groups_Creep Heat Controller
Industrial | Ind ¦ Pump System Optimization | 2032 | Economic | MW | After Competition Groups | 91.0915 | 0 | 0 | 616.7953 | 0.14769 | 1 | Industrial_2032_Economic_MW_After Competition Groups_1 | Pump System Optimization | 14.77% | 0 | 91.0915 | Industrial_2032_Economic_MW_After Competition Groups_Pump System Optimization
Industrial | Ind ¦ Air Leak Survey and Repair | 2032 | Economic | MW | After Competition Groups | 74.2326 | 0 | 0 | 616.7953 | 0.12035 | 2 | Industrial_2032_Economic_MW_After Competition Groups_2 | Air Leak Survey and Repair | 12.04% | 0 | 74.2326 | Industrial_2032_Economic_MW_After Competition Groups_Air Leak Survey and Repair
Industrial | Ind ¦ Air Compressor Optimization | 2032 | Economic | MW | After Competition Groups | 56.2011 | 0 | 0 | 616.7953 | 0.091118 | 3 | Industrial_2032_Economic_MW_After Competition Groups_3 | Air Compressor Optimization | 9.112% | 0 | 56.2011 | Industrial_2032_Economic_MW_After Competition Groups_Air Compressor Optimization
Industrial | Ind ¦ Efficient Compressed Air Nozzles | 2032 | Economic | MW | After Competition Groups | 54.9315 | 0 | 0 | 616.7953 | 0.08906 | 4 | Industrial_2032_Economic_MW_After Competition Groups_4 | Efficient Compressed Air Nozzles | 8.906% | 0 | 54.9315 | Industrial_2032_Economic_MW_After Competition Groups_Efficient Compressed Air Nozzles
Industrial | Ind ¦ Recommissioning | 2032 | Economic | MW | After Competition Groups | 52.1298 | 0 | 0 | 616.7953 | 0.084517 | 5 | Industrial_2032_Economic_MW_After Competition Groups_5 | Recommissioning | 8.452% | 0 | 52.1298 | Industrial_2032_Economic_MW_After Competition Groups_Recommissioning
Industrial | Ind ¦ SEM | 2032 | Economic | MW | After Competition Groups | 52.1298 | 0 | 0 | 616.7953 | 0.084517 | 6 | Industrial_2032_Economic_MW_After Competition Groups_6 | SEM | 8.452% | 0 | 52.1298 | Industrial_2032_Economic_MW_After Competition Groups_SEM
Industrial | Ind ¦ Pump Equipment Upgrade | 2032 | Economic | MW | After Competition Groups | 42.0976 | 0 | 0 | 616.7953 | 0.068252 | 7 | Industrial_2032_Economic_MW_After Competition Groups_7 | Pump Equipment Upgrade | 6.825% | 0 | 42.0976 | Industrial_2032_Economic_MW_After Competition Groups_Pump Equipment Upgrade
Industrial | Ind ¦ HE Lighting | 2032 | Economic | MW | After Competition Groups | 39.8968 | 0 | 0 | 616.7953 | 0.064684 | 8 | Industrial_2032_Economic_MW_After Competition Groups_8 | HE Lighting | 6.468% | 0 | 39.8968 | Industrial_2032_Economic_MW_After Competition Groups_HE Lighting
Industrial | Ind ¦ High Efficiency HVAC Fans | 2032 | Economic | MW | After Competition Groups | 26.6625 | 0 | 0 | 616.7953 | 0.043227 | 9 | Industrial_2032_Economic_MW_After Competition Groups_9 | High Efficiency HVAC Fans | 4.323% | 0 | 26.6625 | Industrial_2032_Economic_MW_After Competition Groups_High Efficiency HVAC Fans
Industrial | Ind ¦ Greenhouse Grow Lights | 2032 | Economic | MW | After Competition Groups | 21.5964 | 0 | 0 | 616.7953 | 0.035014 | 10 | Industrial_2032_Economic_MW_After Competition Groups_10 | Greenhouse Grow Lights | 3.501% | 0 | 21.5964 | Industrial_2032_Economic_MW_After Competition Groups_Greenhouse Grow Lights
Industrial | Ind ¦ Process Optimization (Elec) | 2032 | Economic | MW | After Competition Groups | 21.12 | 0 | 0 | 616.7953 | 0.034241 | 11 | Industrial_2032_Economic_MW_After Competition Groups_11 | Process Optimization (Elec) | 3.424% | 0 | 21.12 | Industrial_2032_Economic_MW_After Competition Groups_Process Optimization (Elec)
Industrial | Ind ¦ Fan System Optimization | 2032 | Economic | MW | After Competition Groups | 19.3654 | 0 | 0 | 616.7953 | 0.031397 | 12 | Industrial_2032_Economic_MW_After Competition Groups_12 | Fan System Optimization | 3.14% | 0 | 19.3654 | Industrial_2032_Economic_MW_After Competition Groups_Fan System Optimization
Industrial | Ind ¦ Improved Controls - Process Cooling | 2032 | Economic | MW | After Competition Groups | 13.5122 | 0 | 0 | 616.7953 | 0.021907 | 13 | Industrial_2032_Economic_MW_After Competition Groups_13 | Improved Controls - Process Cooling | 2.191% | 0 | 13.5122 | Industrial_2032_Economic_MW_After Competition Groups_Improved Controls - Process Cooling
Industrial | Ind ¦ Material Handling Improvements | 2032 | Economic | MW | After Competition Groups | 8.0683 | 0 | 0 | 616.7953 | 0.013081 | 14 | Industrial_2032_Economic_MW_After Competition Groups_14 | Material Handling Improvements | 1.308% | 0 | 8.0683 | Industrial_2032_Economic_MW_After Competition Groups_Material Handling Improvements
Industrial | Ind ¦ Pulp and Paper Process Improvements | 2032 | Economic | MW | After Competition Groups | 8.0043 | 0 | 0 | 616.7953 | 0.012977 | 15 | Industrial_2032_Economic_MW_After Competition Groups_15 | Pulp and Paper Process Improvements | 1.298% | 0 | 8.0043 | Industrial_2032_Economic_MW_After Competition Groups_Pulp and Paper Process Improvements
Industrial | Ind ¦ Refiner Plate Improvements | 2032 | Economic | MW | After Competition Groups | 6.6674 | 0 | 0 | 616.7953 | 0.01081 | 16 | Industrial_2032_Economic_MW_After Competition Groups_16 | Refiner Plate Improvements | 1.081% | 0 | 6.6674 | Industrial_2032_Economic_MW_After Competition Groups_Refiner Plate Improvements
Industrial | Ind ¦ Ventilation Optimization | 2032 | Economic | MW | After Competition Groups | 4.2775 | 0 | 0 | 616.7953 | 0.0069351 | 17 | Industrial_2032_Economic_MW_After Competition Groups_17 | Ventilation Optimization | 0.6935% | 0 | 4.2775 | Industrial_2032_Economic_MW_After Competition Groups_Ventilation Optimization
Industrial | Ind ¦ Cooling Tower Optimization | 2032 | Economic | MW | After Competition Groups | 4.1364 | 0 | 0 | 616.7953 | 0.0067063 | 18 | Industrial_2032_Economic_MW_After Competition Groups_18 | Cooling Tower Optimization | 0.6706% | 0 | 4.1364 | Industrial_2032_Economic_MW_After Competition Groups_Cooling Tower Optimization
Industrial | Ind ¦ Free Cooling | 2032 | Economic | MW | After Competition Groups | 3.4954 | 0 | 0 | 616.7953 | 0.005667 | 19 | Industrial_2032_Economic_MW_After Competition Groups_19 | Free Cooling | 0.5667% | 0 | 3.4954 | Industrial_2032_Economic_MW_After Competition Groups_Free Cooling
Industrial | Ind ¦ VAV Conversion Project | 2032 | Economic | MW | After Competition Groups | 2.8509 | 0 | 0 | 616.7953 | 0.0046221 | 20 | Industrial_2032_Economic_MW_After Competition Groups_20 | VAV Conversion Project | 0.4622% | 0 | 2.8509 | Industrial_2032_Economic_MW_After Competition Groups_VAV Conversion Project
Industrial | Ind ¦ High Efficiency Battery Charger | 2032 | Economic | MW | After Competition Groups | 2.7638 | 0 | 0 | 616.7953 | 0.0044809 | 21 | Industrial_2032_Economic_MW_After Competition Groups_21 | High Efficiency Battery Charger | 0.4481% | 0 | 2.7638 | Industrial_2032_Economic_MW_After Competition Groups_High Efficiency Battery Charger
Industrial | Ind ¦ Process Heat Recovery | 2032 | Economic | MW | After Competition Groups | 2.7274 | 0 | 0 | 616.7953 | 0.0044218 | 22 | Industrial_2032_Economic_MW_After Competition Groups_22 | Process Heat Recovery | 0.4422% | 0 | 2.7274 | Industrial_2032_Economic_MW_After Competition Groups_Process Heat Recovery
Industrial | Ind ¦ Efficient Irrigation | 2032 | Economic | MW | After Competition Groups | 2.2496 | 0 | 0 | 616.7953 | 0.0036472 | 23 | Industrial_2032_Economic_MW_After Competition Groups_23 | Efficient Irrigation | 0.3647% | 0 | 2.2496 | Industrial_2032_Economic_MW_After Competition Groups_Efficient Irrigation
Industrial | Ind ¦ Process Improvements | 2032 | Economic | MW | After Competition Groups | 2.1543 | 0 | 0 | 616.7953 | 0.0034928 | 24 | Industrial_2032_Economic_MW_After Competition Groups_24 | Process Improvements | 0.3493% | 0 | 2.1543 | Industrial_2032_Economic_MW_After Competition Groups_Process Improvements
Industrial | Ind ¦ Refrigeration Compressor VFD | 2032 | Economic | MW | After Competition Groups | 1.4968 | 0 | 0 | 616.7953 | 0.0024267 | 25 | Industrial_2032_Economic_MW_After Competition Groups_25 | Refrigeration Compressor VFD | 0.2427% | 0 | 1.4968 | Industrial_2032_Economic_MW_After Competition Groups_Refrigeration Compressor VFD
Industrial | Ind ¦ Improved Controls - Process Heating | 2032 | Economic | MW | After Competition Groups | 1.3059 | 0 | 0 | 616.7953 | 0.0021173 | 26 | Industrial_2032_Economic_MW_After Competition Groups_26 | Improved Controls - Process Heating | 0.2117% | 0 | 1.3059 | Industrial_2032_Economic_MW_After Competition Groups_Improved Controls - Process Heating
Industrial | Ind ¦ Engine Block Heater Timer | 2032 | Economic | MW | After Competition Groups | 0.82478 | 0 | 0 | 616.7953 | 0.0013372 | 27 | Industrial_2032_Economic_MW_After Competition Groups_27 | Engine Block Heater Timer | 0.1337% | 0 | 0.82478 | Industrial_2032_Economic_MW_After Competition Groups_Engine Block Heater Timer
Industrial | Ind ¦ Air Compressor Heat Recovery | 2032 | Economic | MW | After Competition Groups | 0.34967 | 0 | 0 | 616.7953 | 0.00056692 | 28 | Industrial_2032_Economic_MW_After Competition Groups_28 | Air Compressor Heat Recovery | 0.05669% | 0 | 0.34967 | Industrial_2032_Economic_MW_After Competition Groups_Air Compressor Heat Recovery
Industrial | Ind ¦ Dairy Pre-Cooler | 2032 | Economic | MW | After Competition Groups | 0.32134 | 0 | 0 | 616.7953 | 0.00052098 | 29 | Industrial_2032_Economic_MW_After Competition Groups_29 | Dairy Pre-Cooler | 0.0521% | 0 | 0.32134 | Industrial_2032_Economic_MW_After Competition Groups_Dairy Pre-Cooler
Industrial | Ind ¦ Efficient Refrigeration Compressor | 2032 | Economic | MW | After Competition Groups | 0.12463 | 0 | 0 | 616.7953 | 0.00020206 | 30 | Industrial_2032_Economic_MW_After Competition Groups_30 | Efficient Refrigeration Compressor | 0.02021% | 0 | 0.12463 | Industrial_2032_Economic_MW_After Competition Groups_Efficient Refrigeration Compressor
Industrial | Ind ¦ Heat Lamps/Heat Pad | 2032 | Economic | MW | After Competition Groups | 0.0098785 | 0 | 0 | 616.7953 | 1.6016e-05 | 31 | Industrial_2032_Economic_MW_After Competition Groups_31 | Heat Lamps/Heat Pad | 0.001602% | 0 | 0.0098785 | Industrial_2032_Economic_MW_After Competition Groups_Heat Lamps/Heat Pad
Industrial | Ind ¦ Air Compressor Optimization | 2032 | SC A | MW | After Competition Groups | 43.7962 | 0 | 0 | 261.2943 | 0.16761 | 1 | Industrial_2032_SC A_MW_After Competition Groups_1 | Air Compressor Optimization | 16.76% | 0 | 43.7962 | Industrial_2032_SC A_MW_After Competition Groups_Air Compressor Optimization
Industrial | Ind ¦ Pump System Optimization | 2032 | SC A | MW | After Competition Groups | 39.7512 | 0 | 0 | 261.2943 | 0.15213 | 2 | Industrial_2032_SC A_MW_After Competition Groups_2 | Pump System Optimization | 15.21% | 0 | 39.7512 | Industrial_2032_SC A_MW_After Competition Groups_Pump System Optimization
Industrial | Ind ¦ Air Leak Survey and Repair | 2032 | SC A | MW | After Competition Groups | 32.874 | 0 | 0 | 261.2943 | 0.12581 | 3 | Industrial_2032_SC A_MW_After Competition Groups_3 | Air Leak Survey and Repair | 12.58% | 0 | 32.874 | Industrial_2032_SC A_MW_After Competition Groups_Air Leak Survey and Repair
Industrial | Ind ¦ Recommissioning | 2032 | SC A | MW | After Competition Groups | 23.2787 | 0 | 0 | 261.2943 | 0.08909 | 4 | Industrial_2032_SC A_MW_After Competition Groups_4 | Recommissioning | 8.909% | 0 | 23.2787 | Industrial_2032_SC A_MW_After Competition Groups_Recommissioning
Industrial | Ind ¦ SEM | 2032 | SC A | MW | After Competition Groups | 23.2787 | 0 | 0 | 261.2943 | 0.08909 | 5 | Industrial_2032_SC A_MW_After Competition Groups_5 | SEM | 8.909% | 0 | 23.2787 | Industrial_2032_SC A_MW_After Competition Groups_SEM
Industrial | Ind ¦ Efficient Compressed Air Nozzles | 2032 | SC A | MW | After Competition Groups | 18.7273 | 0 | 0 | 261.2943 | 0.071671 | 6 | Industrial_2032_SC A_MW_After Competition Groups_6 | Efficient Compressed Air Nozzles | 7.167% | 0 | 18.7273 | Industrial_2032_SC A_MW_After Competition Groups_Efficient Compressed Air Nozzles
Industrial | Ind ¦ Pump Equipment Upgrade | 2032 | SC A | MW | After Competition Groups | 17.3424 | 0 | 0 | 261.2943 | 0.066371 | 7 | Industrial_2032_SC A_MW_After Competition Groups_7 | Pump Equipment Upgrade | 6.637% | 0 | 17.3424 | Industrial_2032_SC A_MW_After Competition Groups_Pump Equipment Upgrade
Industrial | Ind ¦ Fan System Optimization | 2032 | SC A | MW | After Competition Groups | 15.0263 | 0 | 0 | 261.2943 | 0.057507 | 8 | Industrial_2032_SC A_MW_After Competition Groups_8 | Fan System Optimization | 5.751% | 0 | 15.0263 | Industrial_2032_SC A_MW_After Competition Groups_Fan System Optimization
Industrial | Ind ¦ High Efficiency HVAC Fans | 2032 | SC A | MW | After Competition Groups | 13.1692 | 0 | 0 | 261.2943 | 0.0504 | 9 | Industrial_2032_SC A_MW_After Competition Groups_9 | High Efficiency HVAC Fans | 5.04% | 0 | 13.1692 | Industrial_2032_SC A_MW_After Competition Groups_High Efficiency HVAC Fans
Industrial | Ind ¦ Improved Controls - Process Cooling | 2032 | SC A | MW | After Competition Groups | 6.2853 | 0 | 0 | 261.2943 | 0.024055 | 10 | Industrial_2032_SC A_MW_After Competition Groups_10 | Improved Controls - Process Cooling | 2.405% | 0 | 6.2853 | Industrial_2032_SC A_MW_After Competition Groups_Improved Controls - Process Cooling
Industrial | Ind ¦ Greenhouse Grow Lights | 2032 | SC A | MW | After Competition Groups | 6.2552 | 0 | 0 | 261.2943 | 0.023939 | 11 | Industrial_2032_SC A_MW_After Competition Groups_11 | Greenhouse Grow Lights | 2.394% | 0 | 6.2552 | Industrial_2032_SC A_MW_After Competition Groups_Greenhouse Grow Lights
Industrial | Ind ¦ Material Handling Improvements | 2032 | SC A | MW | After Competition Groups | 4.2506 | 0 | 0 | 261.2943 | 0.016267 | 12 | Industrial_2032_SC A_MW_After Competition Groups_12 | Material Handling Improvements | 1.627% | 0 | 4.2506 | Industrial_2032_SC A_MW_After Competition Groups_Material Handling Improvements
Industrial | Ind ¦ Process Optimization (Elec) | 2032 | SC A | MW | After Competition Groups | 4.2269 | 0 | 0 | 261.2943 | 0.016177 | 13 | Industrial_2032_SC A_MW_After Competition Groups_13 | Process Optimization (Elec) | 1.618% | 0 | 4.2269 | Industrial_2032_SC A_MW_After Competition Groups_Process Optimization (Elec)
Industrial | Ind ¦ Refiner Plate Improvements | 2032 | SC A | MW | After Competition Groups | 2.1314 | 0 | 0 | 261.2943 | 0.0081572 | 14 | Industrial_2032_SC A_MW_After Competition Groups_14 | Refiner Plate Improvements | 0.8157% | 0 | 2.1314 | Industrial_2032_SC A_MW_After Competition Groups_Refiner Plate Improvements
Industrial | Ind ¦ HE Lighting | 2032 | SC A | MW | After Competition Groups | 1.6015 | 0 | 0 | 261.2943 | 0.0061292 | 15 | Industrial_2032_SC A_MW_After Competition Groups_15 | HE Lighting | 0.6129% | 0 | 1.6015 | Industrial_2032_SC A_MW_After Competition Groups_HE Lighting
Industrial | Ind ¦ VAV Conversion Project | 2032 | SC A | MW | After Competition Groups | 1.4109 | 0 | 0 | 261.2943 | 0.0053995 | 16 | Industrial_2032_SC A_MW_After Competition Groups_16 | VAV Conversion Project | 0.5399% | 0 | 1.4109 | Industrial_2032_SC A_MW_After Competition Groups_VAV Conversion Project
Industrial | Ind ¦ Ventilation Optimization | 2032 | SC A | MW | After Competition Groups | 1.2744 | 0 | 0 | 261.2943 | 0.0048771 | 17 | Industrial_2032_SC A_MW_After Competition Groups_17 | Ventilation Optimization | 0.4877% | 0 | 1.2744 | Industrial_2032_SC A_MW_After Competition Groups_Ventilation Optimization
Industrial | Ind ¦ Pulp and Paper Process Improvements | 2032 | SC A | MW | After Competition Groups | 1.2027 | 0 | 0 | 261.2943 | 0.004603 | 18 | Industrial_2032_SC A_MW_After Competition Groups_18 | Pulp and Paper Process Improvements | 0.4603% | 0 | 1.2027 | Industrial_2032_SC A_MW_After Competition Groups_Pulp and Paper Process Improvements
Industrial | Ind ¦ Process Heat Recovery | 2032 | SC A | MW | After Competition Groups | 1.1843 | 0 | 0 | 261.2943 | 0.0045325 | 19 | Industrial_2032_SC A_MW_After Competition Groups_19 | Process Heat Recovery | 0.4533% | 0 | 1.1843 | Industrial_2032_SC A_MW_After Competition Groups_Process Heat Recovery
Industrial | Ind ¦ Process Improvements | 2032 | SC A | MW | After Competition Groups | 0.8882 | 0 | 0 | 261.2943 | 0.0033992 | 20 | Industrial_2032_SC A_MW_After Competition Groups_20 | Process Improvements | 0.3399% | 0 | 0.8882 | Industrial_2032_SC A_MW_After Competition Groups_Process Improvements
Industrial | Ind ¦ High Efficiency Battery Charger | 2032 | SC A | MW | After Competition Groups | 0.78557 | 0 | 0 | 261.2943 | 0.0030064 | 21 | Industrial_2032_SC A_MW_After Competition Groups_21 | High Efficiency Battery Charger | 0.3006% | 0 | 0.78557 | Industrial_2032_SC A_MW_After Competition Groups_High Efficiency Battery Charger
Industrial | Ind ¦ Improved Controls - Process Heating | 2032 | SC A | MW | After Competition Groups | 0.59213 | 0 | 0 | 261.2943 | 0.0022662 | 22 | Industrial_2032_SC A_MW_After Competition Groups_22 | Improved Controls - Process Heating | 0.2266% | 0 | 0.59213 | Industrial_2032_SC A_MW_After Competition Groups_Improved Controls - Process Heating
Industrial | Ind ¦ Refrigeration Compressor VFD | 2032 | SC A | MW | After Competition Groups | 0.49994 | 0 | 0 | 261.2943 | 0.0019133 | 23 | Industrial_2032_SC A_MW_After Competition Groups_23 | Refrigeration Compressor VFD | 0.1913% | 0 | 0.49994 | Industrial_2032_SC A_MW_After Competition Groups_Refrigeration Compressor VFD
Industrial | Ind ¦ Cooling Tower Optimization | 2032 | SC A | MW | After Competition Groups | 0.43541 | 0 | 0 | 261.2943 | 0.0016664 | 24 | Industrial_2032_SC A_MW_After Competition Groups_24 | Cooling Tower Optimization | 0.1666% | 0 | 0.43541 | Industrial_2032_SC A_MW_After Competition Groups_Cooling Tower Optimization
Industrial | Ind ¦ Engine Block Heater Timer | 2032 | SC A | MW | After Competition Groups | 0.3494 | 0 | 0 | 261.2943 | 0.0013372 | 25 | Industrial_2032_SC A_MW_After Competition Groups_25 | Engine Block Heater Timer | 0.1337% | 0 | 0.3494 | Industrial_2032_SC A_MW_After Competition Groups_Engine Block Heater Timer
Industrial | Ind ¦ Efficient Irrigation | 2032 | SC A | MW | After Competition Groups | 0.23505 | 0 | 0 | 261.2943 | 0.00089954 | 26 | Industrial_2032_SC A_MW_After Competition Groups_26 | Efficient Irrigation | 0.08995% | 0 | 0.23505 | Industrial_2032_SC A_MW_After Competition Groups_Efficient Irrigation
Industrial | Ind ¦ Air Compressor Heat Recovery | 2032 | SC A | MW | After Competition Groups | 0.15921 | 0 | 0 | 261.2943 | 0.00060932 | 27 | Industrial_2032_SC A_MW_After Competition Groups_27 | Air Compressor Heat Recovery | 0.06093% | 0 | 0.15921 | Industrial_2032_SC A_MW_After Competition Groups_Air Compressor Heat Recovery
Industrial | Ind ¦ Dairy Pre-Cooler | 2032 | SC A | MW | After Competition Groups | 0.15638 | 0 | 0 | 261.2943 | 0.00059847 | 28 | Industrial_2032_SC A_MW_After Competition Groups_28 | Dairy Pre-Cooler | 0.05985% | 0 | 0.15638 | Industrial_2032_SC A_MW_After Competition Groups_Dairy Pre-Cooler
Industrial | Ind ¦ Efficient Refrigeration Compressor | 2032 | SC A | MW | After Competition Groups | 0.081911 | 0 | 0 | 261.2943 | 0.00031348 | 29 | Industrial_2032_SC A_MW_After Competition Groups_29 | Efficient Refrigeration Compressor | 0.03135% | 0 | 0.081911 | Industrial_2032_SC A_MW_After Competition Groups_Efficient Refrigeration Compressor
Industrial | Ind ¦ Heat Lamps/Heat Pad | 2032 | SC A | MW | After Competition Groups | 0.034169 | 0 | 0 | 261.2943 | 0.00013077 | 30 | Industrial_2032_SC A_MW_After Competition Groups_30 | Heat Lamps/Heat Pad | 0.01308% | 0 | 0.034169 | Industrial_2032_SC A_MW_After Competition Groups_Heat Lamps/Heat Pad
Industrial | Ind ¦ Free Cooling | 2032 | SC A | MW | After Competition Groups | 0.0096462 | 0 | 0 | 261.2943 | 3.6917e-05 | 31 | Industrial_2032_SC A_MW_After Competition Groups_31 | Free Cooling | 0.003692% | 0 | 0.0096462 | Industrial_2032_SC A_MW_After Competition Groups_Free Cooling
Industrial | Ind ¦ Air Leak Survey and Repair | 2032 | SC B | MW | After Competition Groups | 63.4701 | 0 | 0 | 442.7943 | 0.14334 | 1 | Industrial_2032_SC B_MW_After Competition Groups_1 | Air Leak Survey and Repair | 14.33% | 0 | 63.4701 | Industrial_2032_SC B_MW_After Competition Groups_Air Leak Survey and Repair
Industrial | Ind ¦ Pump System Optimization | 2032 | SC B | MW | After Competition Groups | 58.1602 | 0 | 0 | 442.7943 | 0.13135 | 2 | Industrial_2032_SC B_MW_After Competition Groups_2 | Pump System Optimization | 13.13% | 0 | 58.1602 | Industrial_2032_SC B_MW_After Competition Groups_Pump System Optimization
Industrial | Ind ¦ Recommissioning | 2032 | SC B | MW | After Competition Groups | 44.9274 | 0 | 0 | 442.7943 | 0.10146 | 3 | Industrial_2032_SC B_MW_After Competition Groups_3 | Recommissioning | 10.15% | 0 | 44.9274 | Industrial_2032_SC B_MW_After Competition Groups_Recommissioning
Industrial | Ind ¦ SEM | 2032 | SC B | MW | After Competition Groups | 44.9274 | 0 | 0 | 442.7943 | 0.10146 | 4 | Industrial_2032_SC B_MW_After Competition Groups_4 | SEM | 10.15% | 0 | 44.9274 | Industrial_2032_SC B_MW_After Competition Groups_SEM
Industrial | Ind ¦ Air Compressor Optimization | 2032 | SC B | MW | After Competition Groups | 43.7962 | 0 | 0 | 442.7943 | 0.098909 | 5 | Industrial_2032_SC B_MW_After Competition Groups_5 | Air Compressor Optimization | 9.891% | 0 | 43.7962 | Industrial_2032_SC B_MW_After Competition Groups_Air Compressor Optimization
Industrial | Ind ¦ Efficient Compressed Air Nozzles | 2032 | SC B | MW | After Competition Groups | 36.6637 | 0 | 0 | 442.7943 | 0.082801 | 6 | Industrial_2032_SC B_MW_After Competition Groups_6 | Efficient Compressed Air Nozzles | 8.28% | 0 | 36.6637 | Industrial_2032_SC B_MW_After Competition Groups_Efficient Compressed Air Nozzles
Industrial | Ind ¦ Pump Equipment Upgrade | 2032 | SC B | MW | After Competition Groups | 26.0954 | 0 | 0 | 442.7943 | 0.058933 | 7 | Industrial_2032_SC B_MW_After Competition Groups_7 | Pump Equipment Upgrade | 5.893% | 0 | 26.0954 | Industrial_2032_SC B_MW_After Competition Groups_Pump Equipment Upgrade
Industrial | Ind ¦ High Efficiency HVAC Fans | 2032 | SC B | MW | After Competition Groups | 20.6596 | 0 | 0 | 442.7943 | 0.046657 | 8 | Industrial_2032_SC B_MW_After Competition Groups_8 | High Efficiency HVAC Fans | 4.666% | 0 | 20.6596 | Industrial_2032_SC B_MW_After Competition Groups_High Efficiency HVAC Fans
Industrial | Ind ¦ HE Lighting | 2032 | SC B | MW | After Competition Groups | 16.6223 | 0 | 0 | 442.7943 | 0.037539 | 9 | Industrial_2032_SC B_MW_After Competition Groups_9 | HE Lighting | 3.754% | 0 | 16.6223 | Industrial_2032_SC B_MW_After Competition Groups_HE Lighting
Industrial | Ind ¦ Fan System Optimization | 2032 | SC B | MW | After Competition Groups | 15.7602 | 0 | 0 | 442.7943 | 0.035593 | 10 | Industrial_2032_SC B_MW_After Competition Groups_10 | Fan System Optimization | 3.559% | 0 | 15.7602 | Industrial_2032_SC B_MW_After Competition Groups_Fan System Optimization
Industrial | Ind ¦ Greenhouse Grow Lights | 2032 | SC B | MW | After Competition Groups | 15.1987 | 0 | 0 | 442.7943 | 0.034324 | 11 | Industrial_2032_SC B_MW_After Competition Groups_11 | Greenhouse Grow Lights | 3.432% | 0 | 15.1987 | Industrial_2032_SC B_MW_After Competition Groups_Greenhouse Grow Lights
Industrial | Ind ¦ Improved Controls - Process Cooling | 2032 | SC B | MW | After Competition Groups | 12.1491 | 0 | 0 | 442.7943 | 0.027437 | 12 | Industrial_2032_SC B_MW_After Competition Groups_12 | Improved Controls - Process Cooling | 2.744% | 0 | 12.1491 | Industrial_2032_SC B_MW_After Competition Groups_Improved Controls - Process Cooling
Industrial | Ind ¦ Pulp and Paper Process Improvements | 2032 | SC B | MW | After Competition Groups | 6.4548 | 0 | 0 | 442.7943 | 0.014577 | 13 | Industrial_2032_SC B_MW_After Competition Groups_13 | Pulp and Paper Process Improvements | 1.458% | 0 | 6.4548 | Industrial_2032_SC B_MW_After Competition Groups_Pulp and Paper Process Improvements
Industrial | Ind ¦ Material Handling Improvements | 2032 | SC B | MW | After Competition Groups | 6.1346 | 0 | 0 | 442.7943 | 0.013854 | 14 | Industrial_2032_SC B_MW_After Competition Groups_14 | Material Handling Improvements | 1.385% | 0 | 6.1346 | Industrial_2032_SC B_MW_After Competition Groups_Material Handling Improvements
Industrial | Ind ¦ Refiner Plate Improvements | 2032 | SC B | MW | After Competition Groups | 4.2867 | 0 | 0 | 442.7943 | 0.0096809 | 15 | Industrial_2032_SC B_MW_After Competition Groups_15 | Refiner Plate Improvements | 0.9681% | 0 | 4.2867 | Industrial_2032_SC B_MW_After Competition Groups_Refiner Plate Improvements
Industrial | Ind ¦ Process Optimization (Elec) | 2032 | SC B | MW | After Competition Groups | 4.2269 | 0 | 0 | 442.7943 | 0.009546 | 16 | Industrial_2032_SC B_MW_After Competition Groups_16 | Process Optimization (Elec) | 0.9546% | 0 | 4.2269 | Industrial_2032_SC B_MW_After Competition Groups_Process Optimization (Elec)
Industrial | Ind ¦ Cooling Tower Optimization | 2032 | SC B | MW | After Competition Groups | 3.5925 | 0 | 0 | 442.7943 | 0.0081133 | 17 | Industrial_2032_SC B_MW_After Competition Groups_17 | Cooling Tower Optimization | 0.8113% | 0 | 3.5925 | Industrial_2032_SC B_MW_After Competition Groups_Cooling Tower Optimization
Industrial | Ind ¦ Free Cooling | 2032 | SC B | MW | After Competition Groups | 3.2186 | 0 | 0 | 442.7943 | 0.0072688 | 18 | Industrial_2032_SC B_MW_After Competition Groups_18 | Free Cooling | 0.7269% | 0 | 3.2186 | Industrial_2032_SC B_MW_After Competition Groups_Free Cooling
Industrial | Ind ¦ Ventilation Optimization | 2032 | SC B | MW | After Competition Groups | 2.9166 | 0 | 0 | 442.7943 | 0.0065868 | 19 | Industrial_2032_SC B_MW_After Competition Groups_19 | Ventilation Optimization | 0.6587% | 0 | 2.9166 | Industrial_2032_SC B_MW_After Competition Groups_Ventilation Optimization
Industrial | Ind ¦ VAV Conversion Project | 2032 | SC B | MW | After Competition Groups | 2.7974 | 0 | 0 | 442.7943 | 0.0063175 | 20 | Industrial_2032_SC B_MW_After Competition Groups_20 | VAV Conversion Project | 0.6318% | 0 | 2.7974 | Industrial_2032_SC B_MW_After Competition Groups_VAV Conversion Project
Industrial | Ind ¦ Process Heat Recovery | 2032 | SC B | MW | After Competition Groups | 2.3253 | 0 | 0 | 442.7943 | 0.0052514 | 21 | Industrial_2032_SC B_MW_After Competition Groups_21 | Process Heat Recovery | 0.5251% | 0 | 2.3253 | Industrial_2032_SC B_MW_After Competition Groups_Process Heat Recovery
Industrial | Ind ¦ High Efficiency Battery Charger | 2032 | SC B | MW | After Competition Groups | 1.9975 | 0 | 0 | 442.7943 | 0.004511 | 22 | Industrial_2032_SC B_MW_After Competition Groups_22 | High Efficiency Battery Charger | 0.4511% | 0 | 1.9975 | Industrial_2032_SC B_MW_After Competition Groups_High Efficiency Battery Charger
Industrial | Ind ¦ Process Improvements | 2032 | SC B | MW | After Competition Groups | 1.798 | 0 | 0 | 442.7943 | 0.0040607 | 23 | Industrial_2032_SC B_MW_After Competition Groups_23 | Process Improvements | 0.4061% | 0 | 1.798 | Industrial_2032_SC B_MW_After Competition Groups_Process Improvements
Industrial | Ind ¦ Refrigeration Compressor VFD | 2032 | SC B | MW | After Competition Groups | 1.1626 | 0 | 0 | 442.7943 | 0.0026257 | 24 | Industrial_2032_SC B_MW_After Competition Groups_24 | Refrigeration Compressor VFD | 0.2626% | 0 | 1.1626 | Industrial_2032_SC B_MW_After Competition Groups_Refrigeration Compressor VFD
Industrial | Ind ¦ Improved Controls - Process Heating | 2032 | SC B | MW | After Competition Groups | 1.121 | 0 | 0 | 442.7943 | 0.0025316 | 25 | Industrial_2032_SC B_MW_After Competition Groups_25 | Improved Controls - Process Heating | 0.2532% | 0 | 1.121 | Industrial_2032_SC B_MW_After Competition Groups_Improved Controls - Process Heating
Industrial | Ind ¦ Efficient Irrigation | 2032 | SC B | MW | After Competition Groups | 0.97026 | 0 | 0 | 442.7943 | 0.0021912 | 26 | Industrial_2032_SC B_MW_After Competition Groups_26 | Efficient Irrigation | 0.2191% | 0 | 0.97026 | Industrial_2032_SC B_MW_After Competition Groups_Efficient Irrigation
Industrial | Ind ¦ Engine Block Heater Timer | 2032 | SC B | MW | After Competition Groups | 0.68135 | 0 | 0 | 442.7943 | 0.0015388 | 27 | Industrial_2032_SC B_MW_After Competition Groups_27 | Engine Block Heater Timer | 0.1539% | 0 | 0.68135 | Industrial_2032_SC B_MW_After Competition Groups_Engine Block Heater Timer
Industrial | Ind ¦ Air Compressor Heat Recovery | 2032 | SC B | MW | After Competition Groups | 0.30635 | 0 | 0 | 442.7943 | 0.00069186 | 28 | Industrial_2032_SC B_MW_After Competition Groups_28 | Air Compressor Heat Recovery | 0.06919% | 0 | 0.30635 | Industrial_2032_SC B_MW_After Competition Groups_Air Compressor Heat Recovery
Industrial | Ind ¦ Dairy Pre-Cooler | 2032 | SC B | MW | After Competition Groups | 0.21966 | 0 | 0 | 442.7943 | 0.00049607 | 29 | Industrial_2032_SC B_MW_After Competition Groups_29 | Dairy Pre-Cooler | 0.04961% | 0 | 0.21966 | Industrial_2032_SC B_MW_After Competition Groups_Dairy Pre-Cooler
Industrial | Ind ¦ Efficient Refrigeration Compressor | 2032 | SC B | MW | After Competition Groups | 0.10776 | 0 | 0 | 442.7943 | 0.00024337 | 30 | Industrial_2032_SC B_MW_After Competition Groups_30 | Efficient Refrigeration Compressor | 0.02434% | 0 | 0.10776 | Industrial_2032_SC B_MW_After Competition Groups_Efficient Refrigeration Compressor
Industrial | Ind ¦ Heat Lamps/Heat Pad | 2032 | SC B | MW | After Competition Groups | 0.046314 | 0 | 0 | 442.7943 | 0.0001046 | 31 | Industrial_2032_SC B_MW_After Competition Groups_31 | Heat Lamps/Heat Pad | 0.01046% | 0 | 0.046314 | Industrial_2032_SC B_MW_After Competition Groups_Heat Lamps/Heat Pad
Industrial | Ind ¦ Pump System Optimization | 2032 | SC C | MW | After Competition Groups | 58.1602 | 0 | 0 | 309.0033 | 0.18822 | 1 | Industrial_2032_SC C_MW_After Competition Groups_1 | Pump System Optimization | 18.82% | 0 | 58.1602 | Industrial_2032_SC C_MW_After Competition Groups_Pump System Optimization
Industrial | Ind ¦ Air Compressor Optimization | 2032 | SC C | MW | After Competition Groups | 43.7962 | 0 | 0 | 309.0033 | 0.14173 | 2 | Industrial_2032_SC C_MW_After Competition Groups_2 | Air Compressor Optimization | 14.17% | 0 | 43.7962 | Industrial_2032_SC C_MW_After Competition Groups_Air Compressor Optimization
Industrial | Ind ¦ Air Leak Survey and Repair | 2032 | SC C | MW | After Competition Groups | 32.874 | 0 | 0 | 309.0033 | 0.10639 | 3 | Industrial_2032_SC C_MW_After Competition Groups_3 | Air Leak Survey and Repair | 10.64% | 0 | 32.874 | Industrial_2032_SC C_MW_After Competition Groups_Air Leak Survey and Repair
Industrial | Ind ¦ Pump Equipment Upgrade | 2032 | SC C | MW | After Competition Groups | 26.0954 | 0 | 0 | 309.0033 | 0.08445 | 4 | Industrial_2032_SC C_MW_After Competition Groups_4 | Pump Equipment Upgrade | 8.445% | 0 | 26.0954 | Industrial_2032_SC C_MW_After Competition Groups_Pump Equipment Upgrade
Industrial | Ind ¦ Recommissioning | 2032 | SC C | MW | After Competition Groups | 23.2787 | 0 | 0 | 309.0033 | 0.075335 | 5 | Industrial_2032_SC C_MW_After Competition Groups_5 | Recommissioning | 7.533% | 0 | 23.2787 | Industrial_2032_SC C_MW_After Competition Groups_Recommissioning
Industrial | Ind ¦ SEM | 2032 | SC C | MW | After Competition Groups | 23.2787 | 0 | 0 | 309.0033 | 0.075335 | 6 | Industrial_2032_SC C_MW_After Competition Groups_6 | SEM | 7.533% | 0 | 23.2787 | Industrial_2032_SC C_MW_After Competition Groups_SEM
Industrial | Ind ¦ Efficient Compressed Air Nozzles | 2032 | SC C | MW | After Competition Groups | 18.7273 | 0 | 0 | 309.0033 | 0.060605 | 7 | Industrial_2032_SC C_MW_After Competition Groups_7 | Efficient Compressed Air Nozzles | 6.061% | 0 | 18.7273 | Industrial_2032_SC C_MW_After Competition Groups_Efficient Compressed Air Nozzles
Industrial | Ind ¦ Fan System Optimization | 2032 | SC C | MW | After Competition Groups | 15.7602 | 0 | 0 | 309.0033 | 0.051003 | 8 | Industrial_2032_SC C_MW_After Competition Groups_8 | Fan System Optimization | 5.1% | 0 | 15.7602 | Industrial_2032_SC C_MW_After Competition Groups_Fan System Optimization
Industrial | Ind ¦ High Efficiency HVAC Fans | 2032 | SC C | MW | After Competition Groups | 13.1692 | 0 | 0 | 309.0033 | 0.042618 | 9 | Industrial_2032_SC C_MW_After Competition Groups_9 | High Efficiency HVAC Fans | 4.262% | 0 | 13.1692 | Industrial_2032_SC C_MW_After Competition Groups_High Efficiency HVAC Fans
Industrial | Ind ¦ Greenhouse Grow Lights | 2032 | SC C | MW | After Competition Groups | 10.0026 | 0 | 0 | 309.0033 | 0.03237 | 10 | Industrial_2032_SC C_MW_After Competition Groups_10 | Greenhouse Grow Lights | 3.237% | 0 | 10.0026 | Industrial_2032_SC C_MW_After Competition Groups_Greenhouse Grow Lights
Industrial | Ind ¦ HE Lighting | 2032 | SC C | MW | After Competition Groups | 8.0652 | 0 | 0 | 309.0033 | 0.026101 | 11 | Industrial_2032_SC C_MW_After Competition Groups_11 | HE Lighting | 2.61% | 0 | 8.0652 | Industrial_2032_SC C_MW_After Competition Groups_HE Lighting
Industrial | Ind ¦ Improved Controls - Process Cooling | 2032 | SC C | MW | After Competition Groups | 6.2965 | 0 | 0 | 309.0033 | 0.020377 | 12 | Industrial_2032_SC C_MW_After Competition Groups_12 | Improved Controls - Process Cooling | 2.038% | 0 | 6.2965 | Industrial_2032_SC C_MW_After Competition Groups_Improved Controls - Process Cooling
Industrial | Ind ¦ Material Handling Improvements | 2032 | SC C | MW | After Competition Groups | 4.2506 | 0 | 0 | 309.0033 | 0.013756 | 13 | Industrial_2032_SC C_MW_After Competition Groups_13 | Material Handling Improvements | 1.376% | 0 | 4.2506 | Industrial_2032_SC C_MW_After Competition Groups_Material Handling Improvements
Industrial | Ind ¦ Process Optimization (Elec) | 2032 | SC C | MW | After Competition Groups | 4.2269 | 0 | 0 | 309.0033 | 0.013679 | 14 | Industrial_2032_SC C_MW_After Competition Groups_14 | Process Optimization (Elec) | 1.368% | 0 | 4.2269 | Industrial_2032_SC C_MW_After Competition Groups_Process Optimization (Elec)
Industrial | Ind ¦ Cooling Tower Optimization | 2032 | SC C | MW | After Competition Groups | 3.5925 | 0 | 0 | 309.0033 | 0.011626 | 15 | Industrial_2032_SC C_MW_After Competition Groups_15 | Cooling Tower Optimization | 1.163% | 0 | 3.5925 | Industrial_2032_SC C_MW_After Competition Groups_Cooling Tower Optimization
Industrial | Ind ¦ Pulp and Paper Process Improvements | 2032 | SC C | MW | After Competition Groups | 3.235 | 0 | 0 | 309.0033 | 0.010469 | 16 | Industrial_2032_SC C_MW_After Competition Groups_16 | Pulp and Paper Process Improvements | 1.047% | 0 | 3.235 | Industrial_2032_SC C_MW_After Competition Groups_Pulp and Paper Process Improvements
Industrial | Ind ¦ Ventilation Optimization | 2032 | SC C | MW | After Competition Groups | 2.9166 | 0 | 0 | 309.0033 | 0.0094387 | 17 | Industrial_2032_SC C_MW_After Competition Groups_17 | Ventilation Optimization | 0.9439% | 0 | 2.9166 | Industrial_2032_SC C_MW_After Competition Groups_Ventilation Optimization
Industrial | Ind ¦ Refiner Plate Improvements | 2032 | SC C | MW | After Competition Groups | 2.1314 | 0 | 0 | 309.0033 | 0.0068977 | 18 | Industrial_2032_SC C_MW_After Competition Groups_18 | Refiner Plate Improvements | 0.6898% | 0 | 2.1314 | Industrial_2032_SC C_MW_After Competition Groups_Refiner Plate Improvements
Industrial | Ind ¦ Free Cooling | 2032 | SC C | MW | After Competition Groups | 1.7372 | 0 | 0 | 309.0033 | 0.0056219 | 19 | Industrial_2032_SC C_MW_After Competition Groups_19 | Free Cooling | 0.5622% | 0 | 1.7372 | Industrial_2032_SC C_MW_After Competition Groups_Free Cooling
Industrial | Ind ¦ VAV Conversion Project | 2032 | SC C | MW | After Competition Groups | 1.4434 | 0 | 0 | 309.0033 | 0.0046712 | 20 | Industrial_2032_SC C_MW_After Competition Groups_20 | VAV Conversion Project | 0.4671% | 0 | 1.4434 | Industrial_2032_SC C_MW_After Competition Groups_VAV Conversion Project
Industrial | Ind ¦ High Efficiency Battery Charger | 2032 | SC C | MW | After Competition Groups | 1.2268 | 0 | 0 | 309.0033 | 0.0039701 | 21 | Industrial_2032_SC C_MW_After Competition Groups_21 | High Efficiency Battery Charger | 0.397% | 0 | 1.2268 | Industrial_2032_SC C_MW_After Competition Groups_High Efficiency Battery Charger
Industrial | Ind ¦ Process Heat Recovery | 2032 | SC C | MW | After Competition Groups | 1.1843 | 0 | 0 | 309.0033 | 0.0038327 | 22 | Industrial_2032_SC C_MW_After Competition Groups_22 | Process Heat Recovery | 0.3833% | 0 | 1.1843 | Industrial_2032_SC C_MW_After Competition Groups_Process Heat Recovery
Industrial | Ind ¦ Process Improvements | 2032 | SC C | MW | After Competition Groups | 0.9311 | 0 | 0 | 309.0033 | 0.0030132 | 23 | Industrial_2032_SC C_MW_After Competition Groups_23 | Process Improvements | 0.3013% | 0 | 0.9311 | Industrial_2032_SC C_MW_After Competition Groups_Process Improvements
Industrial | Ind ¦ Refrigeration Compressor VFD | 2032 | SC C | MW | After Competition Groups | 0.79499 | 0 | 0 | 309.0033 | 0.0025728 | 24 | Industrial_2032_SC C_MW_After Competition Groups_24 | Refrigeration Compressor VFD | 0.2573% | 0 | 0.79499 | Industrial_2032_SC C_MW_After Competition Groups_Refrigeration Compressor VFD
Industrial | Ind ¦ Improved Controls - Process Heating | 2032 | SC C | MW | After Competition Groups | 0.59317 | 0 | 0 | 309.0033 | 0.0019196 | 25 | Industrial_2032_SC C_MW_After Competition Groups_25 | Improved Controls - Process Heating | 0.192% | 0 | 0.59317 | Industrial_2032_SC C_MW_After Competition Groups_Improved Controls - Process Heating
Industrial | Ind ¦ Efficient Irrigation | 2032 | SC C | MW | After Competition Groups | 0.41992 | 0 | 0 | 309.0033 | 0.001359 | 26 | Industrial_2032_SC C_MW_After Competition Groups_26 | Efficient Irrigation | 0.1359% | 0 | 0.41992 | Industrial_2032_SC C_MW_After Competition Groups_Efficient Irrigation
Industrial | Ind ¦ Engine Block Heater Timer | 2032 | SC C | MW | After Competition Groups | 0.35013 | 0 | 0 | 309.0033 | 0.0011331 | 27 | Industrial_2032_SC C_MW_After Competition Groups_27 | Engine Block Heater Timer | 0.1133% | 0 | 0.35013 | Industrial_2032_SC C_MW_After Competition Groups_Engine Block Heater Timer
Industrial | Ind ¦ Dairy Pre-Cooler | 2032 | SC C | MW | After Competition Groups | 0.18419 | 0 | 0 | 309.0033 | 0.00059608 | 28 | Industrial_2032_SC C_MW_After Competition Groups_28 | Dairy Pre-Cooler | 0.05961% | 0 | 0.18419 | Industrial_2032_SC C_MW_After Competition Groups_Dairy Pre-Cooler
Industrial | Ind ¦ Air Compressor Heat Recovery | 2032 | SC C | MW | After Competition Groups | 0.15921 | 0 | 0 | 309.0033 | 0.00051525 | 29 | Industrial_2032_SC C_MW_After Competition Groups_29 | Air Compressor Heat Recovery | 0.05152% | 0 | 0.15921 | Industrial_2032_SC C_MW_After Competition Groups_Air Compressor Heat Recovery
Industrial | Ind ¦ Efficient Refrigeration Compressor | 2032 | SC C | MW | After Competition Groups | 0.081911 | 0 | 0 | 309.0033 | 0.00026508 | 30 | Industrial_2032_SC C_MW_After Competition Groups_30 | Efficient Refrigeration Compressor | 0.02651% | 0 | 0.081911 | Industrial_2032_SC C_MW_After Competition Groups_Efficient Refrigeration Compressor
Industrial | Ind ¦ Heat Lamps/Heat Pad | 2032 | SC C | MW | After Competition Groups | 0.039732 | 0 | 0 | 309.0033 | 0.00012858 | 31 | Industrial_2032_SC C_MW_After Competition Groups_31 | Heat Lamps/Heat Pad | 0.01286% | 0 | 0.039732 | Industrial_2032_SC C_MW_After Competition Groups_Heat Lamps/Heat Pad
Industrial | Ind ¦ Air Compressor Optimization | 2032 | SC D | MW | After Competition Groups | 43.7962 | 1060726.5655 | 1.0607 | 252.1959 | 0.17366 | 1 | Industrial_2032_SC D_MW_After Competition Groups_1 | Air Compressor Optimization | 17.37% | 1.0607 | 43.7962 | Industrial_2032_SC D_MW_After Competition Groups_Air Compressor Optimization
Industrial | Ind ¦ Pump System Optimization | 2032 | SC D | MW | After Competition Groups | 33.6015 | 2615310.9856 | 2.6153 | 252.1959 | 0.13324 | 2 | Industrial_2032_SC D_MW_After Competition Groups_2 | Pump System Optimization | 13.32% | 2.6153 | 33.6015 | Industrial_2032_SC D_MW_After Competition Groups_Pump System Optimization
Industrial | Ind ¦ Air Leak Survey and Repair | 2032 | SC D | MW | After Competition Groups | 32.814 | 497390.0215 | 0.49739 | 252.1959 | 0.13011 | 3 | Industrial_2032_SC D_MW_After Competition Groups_3 | Air Leak Survey and Repair | 13.01% | 0.49739 | 32.814 | Industrial_2032_SC D_MW_After Competition Groups_Air Leak Survey and Repair
Industrial | Ind ¦ SEM | 2032 | SC D | MW | After Competition Groups | 23.2787 | 2393750.2013 | 2.3938 | 252.1959 | 0.092304 | 4 | Industrial_2032_SC D_MW_After Competition Groups_4 | SEM | 9.23% | 2.3938 | 23.2787 | Industrial_2032_SC D_MW_After Competition Groups_SEM
Industrial | Ind ¦ Recommissioning | 2032 | SC D | MW | After Competition Groups | 22.4649 | 1525346.8843 | 1.5253 | 252.1959 | 0.089077 | 5 | Industrial_2032_SC D_MW_After Competition Groups_5 | Recommissioning | 8.908% | 1.5253 | 22.4649 | Industrial_2032_SC D_MW_After Competition Groups_Recommissioning
Industrial | Ind ¦ Efficient Compressed Air Nozzles | 2032 | SC D | MW | After Competition Groups | 18.7273 | 472859.2655 | 0.47286 | 252.1959 | 0.074257 | 6 | Industrial_2032_SC D_MW_After Competition Groups_6 | Efficient Compressed Air Nozzles | 7.426% | 0.47286 | 18.7273 | Industrial_2032_SC D_MW_After Competition Groups_Efficient Compressed Air Nozzles
Industrial | Ind ¦ Fan System Optimization | 2032 | SC D | MW | After Competition Groups | 15.7602 | 879587.2014 | 0.87959 | 252.1959 | 0.062492 | 7 | Industrial_2032_SC D_MW_After Competition Groups_7 | Fan System Optimization | 6.249% | 0.87959 | 15.7602 | Industrial_2032_SC D_MW_After Competition Groups_Fan System Optimization
Industrial | Ind ¦ Pump Equipment Upgrade | 2032 | SC D | MW | After Competition Groups | 14.6233 | 1308117.782 | 1.3081 | 252.1959 | 0.057984 | 8 | Industrial_2032_SC D_MW_After Competition Groups_8 | Pump Equipment Upgrade | 5.798% | 1.3081 | 14.6233 | Industrial_2032_SC D_MW_After Competition Groups_Pump Equipment Upgrade
Industrial | Ind ¦ High Efficiency HVAC Fans | 2032 | SC D | MW | After Competition Groups | 12.4699 | 1499969.0422 | 1.5 | 252.1959 | 0.049445 | 9 | Industrial_2032_SC D_MW_After Competition Groups_9 | High Efficiency HVAC Fans | 4.945% | 1.5 | 12.4699 | Industrial_2032_SC D_MW_After Competition Groups_High Efficiency HVAC Fans
Industrial | Ind ¦ Improved Controls - Process Cooling | 2032 | SC D | MW | After Competition Groups | 6.2965 | 236042.8168 | 0.23604 | 252.1959 | 0.024967 | 10 | Industrial_2032_SC D_MW_After Competition Groups_10 | Improved Controls - Process Cooling | 2.497% | 0.23604 | 6.2965 | Industrial_2032_SC D_MW_After Competition Groups_Improved Controls - Process Cooling
Industrial | Ind ¦ Greenhouse Grow Lights | 2032 | SC D | MW | After Competition Groups | 5.36 | 585616.9191 | 0.58562 | 252.1959 | 0.021253 | 11 | Industrial_2032_SC D_MW_After Competition Groups_11 | Greenhouse Grow Lights | 2.125% | 0.58562 | 5.36 | Industrial_2032_SC D_MW_After Competition Groups_Greenhouse Grow Lights
Industrial | Ind ¦ Material Handling Improvements | 2032 | SC D | MW | After Competition Groups | 4.2506 | 161129.5667 | 0.16113 | 252.1959 | 0.016854 | 12 | Industrial_2032_SC D_MW_After Competition Groups_12 | Material Handling Improvements | 1.685% | 0.16113 | 4.2506 | Industrial_2032_SC D_MW_After Competition Groups_Material Handling Improvements
Industrial | Ind ¦ Process Optimization (Elec) | 2032 | SC D | MW | After Competition Groups | 4.2269 | 306143.2748 | 0.30614 | 252.1959 | 0.01676 | 13 | Industrial_2032_SC D_MW_After Competition Groups_13 | Process Optimization (Elec) | 1.676% | 0.30614 | 4.2269 | Industrial_2032_SC D_MW_After Competition Groups_Process Optimization (Elec)
Industrial | Ind ¦ Cooling Tower Optimization | 2032 | SC D | MW | After Competition Groups | 3.4096 | 214655.2679 | 0.21466 | 252.1959 | 0.01352 | 14 | Industrial_2032_SC D_MW_After Competition Groups_14 | Cooling Tower Optimization | 1.352% | 0.21466 | 3.4096 | Industrial_2032_SC D_MW_After Competition Groups_Cooling Tower Optimization
Industrial | Ind ¦ Ventilation Optimization | 2032 | SC D | MW | After Competition Groups | 2.5769 | 241514.4691 | 0.24151 | 252.1959 | 0.010218 | 15 | Industrial_2032_SC D_MW_After Competition Groups_15 | Ventilation Optimization | 1.022% | 0.24151 | 2.5769 | Industrial_2032_SC D_MW_After Competition Groups_Ventilation Optimization
Industrial | Ind ¦ Refiner Plate Improvements | 2032 | SC D | MW | After Competition Groups | 2.1314 | 190512.6238 | 0.19051 | 252.1959 | 0.0084515 | 16 | Industrial_2032_SC D_MW_After Competition Groups_16 | Refiner Plate Improvements | 0.8451% | 0.19051 | 2.1314 | Industrial_2032_SC D_MW_After Competition Groups_Refiner Plate Improvements
Industrial | Ind ¦ VAV Conversion Project | 2032 | SC D | MW | After Competition Groups | 0.96994 | 179015.6854 | 0.17902 | 252.1959 | 0.003846 | 17 | Industrial_2032_SC D_MW_After Competition Groups_17 | VAV Conversion Project | 0.3846% | 0.17902 | 0.96994 | Industrial_2032_SC D_MW_After Competition Groups_VAV Conversion Project
Industrial | Ind ¦ HE Lighting | 2032 | SC D | MW | After Competition Groups | 0.90706 | 211599.2652 | 0.2116 | 252.1959 | 0.0035966 | 18 | Industrial_2032_SC D_MW_After Competition Groups_18 | HE Lighting | 0.3597% | 0.2116 | 0.90706 | Industrial_2032_SC D_MW_After Competition Groups_HE Lighting
Industrial | Ind ¦ Process Heat Recovery | 2032 | SC D | MW | After Competition Groups | 0.8864 | 139942.995 | 0.13994 | 252.1959 | 0.0035147 | 19 | Industrial_2032_SC D_MW_After Competition Groups_19 | Process Heat Recovery | 0.3515% | 0.13994 | 0.8864 | Industrial_2032_SC D_MW_After Competition Groups_Process Heat Recovery
Industrial | Ind ¦ Process Improvements | 2032 | SC D | MW | After Competition Groups | 0.81244 | 55469.0091 | 0.055469 | 252.1959 | 0.0032215 | 20 | Industrial_2032_SC D_MW_After Competition Groups_20 | Process Improvements | 0.3221% | 0.055469 | 0.81244 | Industrial_2032_SC D_MW_After Competition Groups_Process Improvements
Industrial | Ind ¦ High Efficiency Battery Charger | 2032 | SC D | MW | After Competition Groups | 0.55188 | 81196.3134 | 0.081196 | 252.1959 | 0.0021883 | 21 | Industrial_2032_SC D_MW_After Competition Groups_21 | High Efficiency Battery Charger | 0.2188% | 0.081196 | 0.55188 | Industrial_2032_SC D_MW_After Competition Groups_High Efficiency Battery Charger
Industrial | Ind ¦ Improved Controls - Process Heating | 2032 | SC D | MW | After Competition Groups | 0.52863 | 63899.2993 | 0.063899 | 252.1959 | 0.0020961 | 22 | Industrial_2032_SC D_MW_After Competition Groups_22 | Improved Controls - Process Heating | 0.2096% | 0.063899 | 0.52863 | Industrial_2032_SC D_MW_After Competition Groups_Improved Controls - Process Heating
Industrial | Ind ¦ Refrigeration Compressor VFD | 2032 | SC D | MW | After Competition Groups | 0.38422 | 31142.211 | 0.031142 | 252.1959 | 0.0015235 | 23 | Industrial_2032_SC D_MW_After Competition Groups_23 | Refrigeration Compressor VFD | 0.1524% | 0.031142 | 0.38422 | Industrial_2032_SC D_MW_After Competition Groups_Refrigeration Compressor VFD
Industrial | Ind ¦ Pulp and Paper Process Improvements | 2032 | SC D | MW | After Competition Groups | 0.33214 | 41772.549 | 0.041773 | 252.1959 | 0.001317 | 24 | Industrial_2032_SC D_MW_After Competition Groups_24 | Pulp and Paper Process Improvements | 0.1317% | 0.041773 | 0.33214 | Industrial_2032_SC D_MW_After Competition Groups_Pulp and Paper Process Improvements
Industrial | Ind ¦ Engine Block Heater Timer | 2032 | SC D | MW | After Competition Groups | 0.3314 | 22541.332 | 0.022541 | 252.1959 | 0.0013141 | 25 | Industrial_2032_SC D_MW_After Competition Groups_25 | Engine Block Heater Timer | 0.1314% | 0.022541 | 0.3314 | Industrial_2032_SC D_MW_After Competition Groups_Engine Block Heater Timer
Industrial | Ind ¦ Free Cooling | 2032 | SC D | MW | After Competition Groups | 0.19554 | 25482.2631 | 0.025482 | 252.1959 | 0.00077536 | 26 | Industrial_2032_SC D_MW_After Competition Groups_26 | Free Cooling | 0.07754% | 0.025482 | 0.19554 | Industrial_2032_SC D_MW_After Competition Groups_Free Cooling
Industrial | Ind ¦ Efficient Irrigation | 2032 | SC D | MW | After Competition Groups | 0.16387 | 39735.5993 | 0.039736 | 252.1959 | 0.00064976 | 27 | Industrial_2032_SC D_MW_After Competition Groups_27 | Efficient Irrigation | 0.06498% | 0.039736 | 0.16387 | Industrial_2032_SC D_MW_After Competition Groups_Efficient Irrigation
Industrial | Ind ¦ Air Compressor Heat Recovery | 2032 | SC D | MW | After Competition Groups | 0.14423 | 22389.8227 | 0.02239 | 252.1959 | 0.00057189 | 28 | Industrial_2032_SC D_MW_After Competition Groups_28 | Air Compressor Heat Recovery | 0.05719% | 0.02239 | 0.14423 | Industrial_2032_SC D_MW_After Competition Groups_Air Compressor Heat Recovery
Industrial | Ind ¦ Dairy Pre-Cooler | 2032 | SC D | MW | After Competition Groups | 0.095878 | 7879.2461 | 0.0078792 | 252.1959 | 0.00038017 | 29 | Industrial_2032_SC D_MW_After Competition Groups_29 | Dairy Pre-Cooler | 0.03802% | 0.0078792 | 0.095878 | Industrial_2032_SC D_MW_After Competition Groups_Dairy Pre-Cooler
Industrial | Ind ¦ Efficient Refrigeration Compressor | 2032 | SC D | MW | After Competition Groups | 0.080934 | 6393.8398 | 0.0063938 | 252.1959 | 0.00032092 | 30 | Industrial_2032_SC D_MW_After Competition Groups_30 | Efficient Refrigeration Compressor | 0.03209% | 0.0063938 | 0.080934 | Industrial_2032_SC D_MW_After Competition Groups_Efficient Refrigeration Compressor
Industrial | Ind ¦ Heat Lamps/Heat Pad | 2032 | SC D | MW | After Competition Groups | 0.023561 | 1609.4176 | 0.0016094 | 252.1959 | 9.3425e-05 | 31 | Industrial_2032_SC D_MW_After Competition Groups_31 | Heat Lamps/Heat Pad | 0.009342% | 0.0016094 | 0.023561 | Industrial_2032_SC D_MW_After Competition Groups_Heat Lamps/Heat Pad
Industrial | Ind ¦ Pump System Optimization | 2032 | Technical | MW | After Competition Groups | 94.0625 | 0 | 0 | 729.4374 | 0.12895 | 1 | Industrial_2032_Technical_MW_After Competition Groups_1 | Pump System Optimization | 12.9% | 0 | 94.0625 | Industrial_2032_Technical_MW_After Competition Groups_Pump System Optimization
Industrial | Ind ¦ HE Lighting | 2032 | Technical | MW | After Competition Groups | 88.0439 | 0 | 0 | 729.4374 | 0.1207 | 2 | Industrial_2032_Technical_MW_After Competition Groups_2 | HE Lighting | 12.07% | 0 | 88.0439 | Industrial_2032_Technical_MW_After Competition Groups_HE Lighting
Industrial | Ind ¦ Air Leak Survey and Repair | 2032 | Technical | MW | After Competition Groups | 74.2326 | 0 | 0 | 729.4374 | 0.10177 | 3 | Industrial_2032_Technical_MW_After Competition Groups_3 | Air Leak Survey and Repair | 10.18% | 0 | 74.2326 | Industrial_2032_Technical_MW_After Competition Groups_Air Leak Survey and Repair
Industrial | Ind ¦ Air Compressor Optimization | 2032 | Technical | MW | After Competition Groups | 56.2011 | 0 | 0 | 729.4374 | 0.077047 | 4 | Industrial_2032_Technical_MW_After Competition Groups_4 | Air Compressor Optimization | 7.705% | 0 | 56.2011 | Industrial_2032_Technical_MW_After Competition Groups_Air Compressor Optimization
Industrial | Ind ¦ Efficient Compressed Air Nozzles | 2032 | Technical | MW | After Competition Groups | 54.9315 | 0 | 0 | 729.4374 | 0.075307 | 5 | Industrial_2032_Technical_MW_After Competition Groups_5 | Efficient Compressed Air Nozzles | 7.531% | 0 | 54.9315 | Industrial_2032_Technical_MW_After Competition Groups_Efficient Compressed Air Nozzles
Industrial | Ind ¦ Recommissioning | 2032 | Technical | MW | After Competition Groups | 52.1298 | 0 | 0 | 729.4374 | 0.071466 | 6 | Industrial_2032_Technical_MW_After Competition Groups_6 | Recommissioning | 7.147% | 0 | 52.1298 | Industrial_2032_Technical_MW_After Competition Groups_Recommissioning
Industrial | Ind ¦ SEM | 2032 | Technical | MW | After Competition Groups | 52.1298 | 0 | 0 | 729.4374 | 0.071466 | 7 | Industrial_2032_Technical_MW_After Competition Groups_7 | SEM | 7.147% | 0 | 52.1298 | Industrial_2032_Technical_MW_After Competition Groups_SEM
Industrial | Ind ¦ Pump Equipment Upgrade | 2032 | Technical | MW | After Competition Groups | 42.0976 | 0 | 0 | 729.4374 | 0.057712 | 8 | Industrial_2032_Technical_MW_After Competition Groups_8 | Pump Equipment Upgrade | 5.771% | 0 | 42.0976 | Industrial_2032_Technical_MW_After Competition Groups_Pump Equipment Upgrade
Industrial | Ind ¦ High Efficiency HVAC Fans | 2032 | Technical | MW | After Competition Groups | 26.6625 | 0 | 0 | 729.4374 | 0.036552 | 9 | Industrial_2032_Technical_MW_After Competition Groups_9 | High Efficiency HVAC Fans | 3.655% | 0 | 26.6625 | Industrial_2032_Technical_MW_After Competition Groups_High Efficiency HVAC Fans
Industrial | Ind ¦ Greenhouse Grow Lights | 2032 | Technical | MW | After Competition Groups | 21.5964 | 0 | 0 | 729.4374 | 0.029607 | 10 | Industrial_2032_Technical_MW_After Competition Groups_10 | Greenhouse Grow Lights | 2.961% | 0 | 21.5964 | Industrial_2032_Technical_MW_After Competition Groups_Greenhouse Grow Lights
Industrial | Ind ¦ Process Optimization (Elec) | 2032 | Technical | MW | After Competition Groups | 21.12 | 0 | 0 | 729.4374 | 0.028954 | 11 | Industrial_2032_Technical_MW_After Competition Groups_11 | Process Optimization (Elec) | 2.895% | 0 | 21.12 | Industrial_2032_Technical_MW_After Competition Groups_Process Optimization (Elec)
Industrial | Ind ¦ Premium Efficient Motors | 2032 | Technical | MW | After Competition Groups | 20.6637 | 0 | 0 | 729.4374 | 0.028328 | 12 | Industrial_2032_Technical_MW_After Competition Groups_12 | Premium Efficient Motors | 2.833% | 0 | 20.6637 | Industrial_2032_Technical_MW_After Competition Groups_Premium Efficient Motors
Industrial | Ind ¦ Fan System Optimization | 2032 | Technical | MW | After Competition Groups | 19.3654 | 0 | 0 | 729.4374 | 0.026548 | 13 | Industrial_2032_Technical_MW_After Competition Groups_13 | Fan System Optimization | 2.655% | 0 | 19.3654 | Industrial_2032_Technical_MW_After Competition Groups_Fan System Optimization
Industrial | Ind ¦ Improved Controls - Process Cooling | 2032 | Technical | MW | After Competition Groups | 13.5122 | 0 | 0 | 729.4374 | 0.018524 | 14 | Industrial_2032_Technical_MW_After Competition Groups_14 | Improved Controls - Process Cooling | 1.852% | 0 | 13.5122 | Industrial_2032_Technical_MW_After Competition Groups_Improved Controls - Process Cooling
Industrial | Ind ¦ Ventilation Optimization | 2032 | Technical | MW | After Competition Groups | 10.1545 | 0 | 0 | 729.4374 | 0.013921 | 15 | Industrial_2032_Technical_MW_After Competition Groups_15 | Ventilation Optimization | 1.392% | 0 | 10.1545 | Industrial_2032_Technical_MW_After Competition Groups_Ventilation Optimization
Industrial | Ind ¦ HE HVAC Controls | 2032 | Technical | MW | After Competition Groups | 8.6634 | 0 | 0 | 729.4374 | 0.011877 | 16 | Industrial_2032_Technical_MW_After Competition Groups_16 | HE HVAC Controls | 1.188% | 0 | 8.6634 | Industrial_2032_Technical_MW_After Competition Groups_HE HVAC Controls
Industrial | Ind ¦ Material Handling Improvements | 2032 | Technical | MW | After Competition Groups | 8.0683 | 0 | 0 | 729.4374 | 0.011061 | 17 | Industrial_2032_Technical_MW_After Competition Groups_17 | Material Handling Improvements | 1.106% | 0 | 8.0683 | Industrial_2032_Technical_MW_After Competition Groups_Material Handling Improvements
Industrial | Ind ¦ Pulp and Paper Process Improvements | 2032 | Technical | MW | After Competition Groups | 8.0043 | 0 | 0 | 729.4374 | 0.010973 | 18 | Industrial_2032_Technical_MW_After Competition Groups_18 | Pulp and Paper Process Improvements | 1.097% | 0 | 8.0043 | Industrial_2032_Technical_MW_After Competition Groups_Pulp and Paper Process Improvements
Industrial | Ind ¦ Refiner Plate Improvements | 2032 | Technical | MW | After Competition Groups | 6.6674 | 0 | 0 | 729.4374 | 0.0091404 | 19 | Industrial_2032_Technical_MW_After Competition Groups_19 | Refiner Plate Improvements | 0.914% | 0 | 6.6674 | Industrial_2032_Technical_MW_After Competition Groups_Refiner Plate Improvements
Industrial | Ind ¦ HVLS Fans | 2032 | Technical | MW | After Competition Groups | 6.5292 | 0 | 0 | 729.4374 | 0.008951 | 20 | Industrial_2032_Technical_MW_After Competition Groups_20 | HVLS Fans | 0.8951% | 0 | 6.5292 | Industrial_2032_Technical_MW_After Competition Groups_HVLS Fans
Industrial | Ind ¦ HE HVAC Units | 2032 | Technical | MW | After Competition Groups | 5.7581 | 0 | 0 | 729.4374 | 0.0078939 | 21 | Industrial_2032_Technical_MW_After Competition Groups_21 | HE HVAC Units | 0.7894% | 0 | 5.7581 | Industrial_2032_Technical_MW_After Competition Groups_HE HVAC Units
Industrial | Ind ¦ Chiller Optimization | 2032 | Technical | MW | After Competition Groups | 5.2719 | 0 | 0 | 729.4374 | 0.0072273 | 22 | Industrial_2032_Technical_MW_After Competition Groups_22 | Chiller Optimization | 0.7227% | 0 | 5.2719 | Industrial_2032_Technical_MW_After Competition Groups_Chiller Optimization
Industrial | Ind ¦ Cooling Tower Optimization | 2032 | Technical | MW | After Competition Groups | 4.1364 | 0 | 0 | 729.4374 | 0.0056707 | 23 | Industrial_2032_Technical_MW_After Competition Groups_23 | Cooling Tower Optimization | 0.5671% | 0 | 4.1364 | Industrial_2032_Technical_MW_After Competition Groups_Cooling Tower Optimization
Industrial | Ind ¦ Free Cooling | 2032 | Technical | MW | After Competition Groups | 3.4954 | 0 | 0 | 729.4374 | 0.0047919 | 24 | Industrial_2032_Technical_MW_After Competition Groups_24 | Free Cooling | 0.4792% | 0 | 3.4954 | Industrial_2032_Technical_MW_After Competition Groups_Free Cooling
Industrial | Ind ¦ Cold Storage Retrofit | 2032 | Technical | MW | After Competition Groups | 2.8617 | 0 | 0 | 729.4374 | 0.0039232 | 25 | Industrial_2032_Technical_MW_After Competition Groups_25 | Cold Storage Retrofit | 0.3923% | 0 | 2.8617 | Industrial_2032_Technical_MW_After Competition Groups_Cold Storage Retrofit
Industrial | Ind ¦ VAV Conversion Project | 2032 | Technical | MW | After Competition Groups | 2.8509 | 0 | 0 | 729.4374 | 0.0039083 | 26 | Industrial_2032_Technical_MW_After Competition Groups_26 | VAV Conversion Project | 0.3908% | 0 | 2.8509 | Industrial_2032_Technical_MW_After Competition Groups_VAV Conversion Project
Industrial | Ind ¦ High Efficiency Battery Charger | 2032 | Technical | MW | After Competition Groups | 2.7638 | 0 | 0 | 729.4374 | 0.003789 | 27 | Industrial_2032_Technical_MW_After Competition Groups_27 | High Efficiency Battery Charger | 0.3789% | 0 | 2.7638 | Industrial_2032_Technical_MW_After Competition Groups_High Efficiency Battery Charger
Industrial | Ind ¦ Process Heat Recovery | 2032 | Technical | MW | After Competition Groups | 2.7274 | 0 | 0 | 729.4374 | 0.003739 | 28 | Industrial_2032_Technical_MW_After Competition Groups_28 | Process Heat Recovery | 0.3739% | 0 | 2.7274 | Industrial_2032_Technical_MW_After Competition Groups_Process Heat Recovery
Industrial | Ind ¦ Synchronous Belts | 2032 | Technical | MW | After Competition Groups | 2.6263 | 0 | 0 | 729.4374 | 0.0036004 | 29 | Industrial_2032_Technical_MW_After Competition Groups_29 | Synchronous Belts | 0.36% | 0 | 2.6263 | Industrial_2032_Technical_MW_After Competition Groups_Synchronous Belts
Industrial | Ind ¦ Efficient Irrigation | 2032 | Technical | MW | After Competition Groups | 2.2496 | 0 | 0 | 729.4374 | 0.003084 | 30 | Industrial_2032_Technical_MW_After Competition Groups_30 | Efficient Irrigation | 0.3084% | 0 | 2.2496 | Industrial_2032_Technical_MW_After Competition Groups_Efficient Irrigation
Industrial | Ind ¦ Process Improvements | 2032 | Technical | MW | After Competition Groups | 2.1543 | 0 | 0 | 729.4374 | 0.0029534 | 31 | Industrial_2032_Technical_MW_After Competition Groups_31 | Process Improvements | 0.2953% | 0 | 2.1543 | Industrial_2032_Technical_MW_After Competition Groups_Process Improvements
Industrial | Ind ¦ Refrigeration Compressor VFD | 2032 | Technical | MW | After Competition Groups | 1.4968 | 0 | 0 | 729.4374 | 0.002052 | 32 | Industrial_2032_Technical_MW_After Competition Groups_32 | Refrigeration Compressor VFD | 0.2052% | 0 | 1.4968 | Industrial_2032_Technical_MW_After Competition Groups_Refrigeration Compressor VFD
Industrial | Ind ¦ Efficient Transformer | 2032 | Technical | MW | After Competition Groups | 1.3866 | 0 | 0 | 729.4374 | 0.0019009 | 33 | Industrial_2032_Technical_MW_After Competition Groups_33 | Efficient Transformer | 0.1901% | 0 | 1.3866 | Industrial_2032_Technical_MW_After Competition Groups_Efficient Transformer
Industrial | Ind ¦ Improved Controls - Process Heating | 2032 | Technical | MW | After Competition Groups | 1.3059 | 0 | 0 | 729.4374 | 0.0017903 | 34 | Industrial_2032_Technical_MW_After Competition Groups_34 | Improved Controls - Process Heating | 0.179% | 0 | 1.3059 | Industrial_2032_Technical_MW_After Competition Groups_Improved Controls - Process Heating
Industrial | Ind ¦ High Efficiency Welders | 2032 | Technical | MW | After Competition Groups | 1.1063 | 0 | 0 | 729.4374 | 0.0015166 | 35 | Industrial_2032_Technical_MW_After Competition Groups_35 | High Efficiency Welders | 0.1517% | 0 | 1.1063 | Industrial_2032_Technical_MW_After Competition Groups_High Efficiency Welders
Industrial | Ind ¦ Engine Block Heater Timer | 2032 | Technical | MW | After Competition Groups | 0.82478 | 0 | 0 | 729.4374 | 0.0011307 | 36 | Industrial_2032_Technical_MW_After Competition Groups_36 | Engine Block Heater Timer | 0.1131% | 0 | 0.82478 | Industrial_2032_Technical_MW_After Competition Groups_Engine Block Heater Timer
Industrial | Ind ¦ Dairy Pre-Cooler | 2032 | Technical | MW | After Competition Groups | 0.61291 | 0 | 0 | 729.4374 | 0.00084025 | 37 | Industrial_2032_Technical_MW_After Competition Groups_37 | Dairy Pre-Cooler | 0.08403% | 0 | 0.61291 | Industrial_2032_Technical_MW_After Competition Groups_Dairy Pre-Cooler
Industrial | Ind ¦ Air Compressor Heat Recovery | 2032 | Technical | MW | After Competition Groups | 0.34967 | 0 | 0 | 729.4374 | 0.00047937 | 38 | Industrial_2032_Technical_MW_After Competition Groups_38 | Air Compressor Heat Recovery | 0.04794% | 0 | 0.34967 | Industrial_2032_Technical_MW_After Competition Groups_Air Compressor Heat Recovery
Industrial | Ind ¦ Optimize Compressed Air Dryer | 2032 | Technical | MW | After Competition Groups | 0.25738 | 0 | 0 | 729.4374 | 0.00035285 | 39 | Industrial_2032_Technical_MW_After Competition Groups_39 | Optimize Compressed Air Dryer | 0.03529% | 0 | 0.25738 | Industrial_2032_Technical_MW_After Competition Groups_Optimize Compressed Air Dryer
Industrial | Ind ¦ Heat Lamps/Heat Pad | 2032 | Technical | MW | After Competition Groups | 0.13615 | 0 | 0 | 729.4374 | 0.00018666 | 40 | Industrial_2032_Technical_MW_After Competition Groups_40 | Heat Lamps/Heat Pad | 0.01867% | 0 | 0.13615 | Industrial_2032_Technical_MW_After Competition Groups_Heat Lamps/Heat Pad
Industrial | Ind ¦ Efficient Refrigeration Compressor | 2032 | Technical | MW | After Competition Groups | 0.12463 | 0 | 0 | 729.4374 | 0.00017086 | 41 | Industrial_2032_Technical_MW_After Competition Groups_41 | Efficient Refrigeration Compressor | 0.01709% | 0 | 0.12463 | Industrial_2032_Technical_MW_After Competition Groups_Efficient Refrigeration Compressor
Industrial | Ind ¦ Creep Heat Controller | 2032 | Technical | MW | After Competition Groups | 0.10477 | 0 | 0 | 729.4374 | 0.00014364 | 42 | Industrial_2032_Technical_MW_After Competition Groups_42 | Creep Heat Controller | 0.01436% | 0 | 0.10477 | Industrial_2032_Technical_MW_After Competition Groups_Creep Heat Controller
Industrial | Ind ¦ Pump System Optimization | 2033 | Economic | MW | After Competition Groups | 92.7398 | 0 | 0 | 623.0547 | 0.14885 | 1 | Industrial_2033_Economic_MW_After Competition Groups_1 | Pump System Optimization | 14.88% | 0 | 92.7398 | Industrial_2033_Economic_MW_After Competition Groups_Pump System Optimization
Industrial | Ind ¦ Air Leak Survey and Repair | 2033 | Economic | MW | After Competition Groups | 74.0543 | 0 | 0 | 623.0547 | 0.11886 | 2 | Industrial_2033_Economic_MW_After Competition Groups_2 | Air Leak Survey and Repair | 11.89% | 0 | 74.0543 | Industrial_2033_Economic_MW_After Competition Groups_Air Leak Survey and Repair
Industrial | Ind ¦ Air Compressor Optimization | 2033 | Economic | MW | After Competition Groups | 57.0958 | 0 | 0 | 623.0547 | 0.091639 | 3 | Industrial_2033_Economic_MW_After Competition Groups_3 | Air Compressor Optimization | 9.164% | 0 | 57.0958 | Industrial_2033_Economic_MW_After Competition Groups_Air Compressor Optimization
Industrial | Ind ¦ Efficient Compressed Air Nozzles | 2033 | Economic | MW | After Competition Groups | 55.6987 | 0 | 0 | 623.0547 | 0.089396 | 4 | Industrial_2033_Economic_MW_After Competition Groups_4 | Efficient Compressed Air Nozzles | 8.94% | 0 | 55.6987 | Industrial_2033_Economic_MW_After Competition Groups_Efficient Compressed Air Nozzles
Industrial | Ind ¦ Recommissioning | 2033 | Economic | MW | After Competition Groups | 51.9511 | 0 | 0 | 623.0547 | 0.083381 | 5 | Industrial_2033_Economic_MW_After Competition Groups_5 | Recommissioning | 8.338% | 0 | 51.9511 | Industrial_2033_Economic_MW_After Competition Groups_Recommissioning
Industrial | Ind ¦ SEM | 2033 | Economic | MW | After Competition Groups | 51.9511 | 0 | 0 | 623.0547 | 0.083381 | 6 | Industrial_2033_Economic_MW_After Competition Groups_6 | SEM | 8.338% | 0 | 51.9511 | Industrial_2033_Economic_MW_After Competition Groups_SEM
Industrial | Ind ¦ Pump Equipment Upgrade | 2033 | Economic | MW | After Competition Groups | 42.7708 | 0 | 0 | 623.0547 | 0.068647 | 7 | Industrial_2033_Economic_MW_After Competition Groups_7 | Pump Equipment Upgrade | 6.865% | 0 | 42.7708 | Industrial_2033_Economic_MW_After Competition Groups_Pump Equipment Upgrade
Industrial | Ind ¦ HE Lighting | 2033 | Economic | MW | After Competition Groups | 41.3823 | 0 | 0 | 623.0547 | 0.066418 | 8 | Industrial_2033_Economic_MW_After Competition Groups_8 | HE Lighting | 6.642% | 0 | 41.3823 | Industrial_2033_Economic_MW_After Competition Groups_HE Lighting
Industrial | Ind ¦ High Efficiency HVAC Fans | 2033 | Economic | MW | After Competition Groups | 27.0059 | 0 | 0 | 623.0547 | 0.043344 | 9 | Industrial_2033_Economic_MW_After Competition Groups_9 | High Efficiency HVAC Fans | 4.334% | 0 | 27.0059 | Industrial_2033_Economic_MW_After Competition Groups_High Efficiency HVAC Fans
Industrial | Ind ¦ Greenhouse Grow Lights | 2033 | Economic | MW | After Competition Groups | 21.8675 | 0 | 0 | 623.0547 | 0.035097 | 10 | Industrial_2033_Economic_MW_After Competition Groups_10 | Greenhouse Grow Lights | 3.51% | 0 | 21.8675 | Industrial_2033_Economic_MW_After Competition Groups_Greenhouse Grow Lights
Industrial | Ind ¦ Process Optimization (Elec) | 2033 | Economic | MW | After Competition Groups | 21.0301 | 0 | 0 | 623.0547 | 0.033753 | 11 | Industrial_2033_Economic_MW_After Competition Groups_11 | Process Optimization (Elec) | 3.375% | 0 | 21.0301 | Industrial_2033_Economic_MW_After Competition Groups_Process Optimization (Elec)
Industrial | Ind ¦ Fan System Optimization | 2033 | Economic | MW | After Competition Groups | 19.5301 | 0 | 0 | 623.0547 | 0.031346 | 12 | Industrial_2033_Economic_MW_After Competition Groups_12 | Fan System Optimization | 3.135% | 0 | 19.5301 | Industrial_2033_Economic_MW_After Competition Groups_Fan System Optimization
Industrial | Ind ¦ Improved Controls - Process Cooling | 2033 | Economic | MW | After Competition Groups | 13.4816 | 0 | 0 | 623.0547 | 0.021638 | 13 | Industrial_2033_Economic_MW_After Competition Groups_13 | Improved Controls - Process Cooling | 2.164% | 0 | 13.4816 | Industrial_2033_Economic_MW_After Competition Groups_Improved Controls - Process Cooling
Industrial | Ind ¦ Material Handling Improvements | 2033 | Economic | MW | After Competition Groups | 8.1719 | 0 | 0 | 623.0547 | 0.013116 | 14 | Industrial_2033_Economic_MW_After Competition Groups_14 | Material Handling Improvements | 1.312% | 0 | 8.1719 | Industrial_2033_Economic_MW_After Competition Groups_Material Handling Improvements
Industrial | Ind ¦ Pulp and Paper Process Improvements | 2033 | Economic | MW | After Competition Groups | 7.9525 | 0 | 0 | 623.0547 | 0.012764 | 15 | Industrial_2033_Economic_MW_After Competition Groups_15 | Pulp and Paper Process Improvements | 1.276% | 0 | 7.9525 | Industrial_2033_Economic_MW_After Competition Groups_Pulp and Paper Process Improvements
Industrial | Ind ¦ Refiner Plate Improvements | 2033 | Economic | MW | After Competition Groups | 6.758 | 0 | 0 | 623.0547 | 0.010847 | 16 | Industrial_2033_Economic_MW_After Competition Groups_16 | Refiner Plate Improvements | 1.085% | 0 | 6.758 | Industrial_2033_Economic_MW_After Competition Groups_Refiner Plate Improvements
Industrial | Ind ¦ Ventilation Optimization | 2033 | Economic | MW | After Competition Groups | 4.4651 | 0 | 0 | 623.0547 | 0.0071665 | 17 | Industrial_2033_Economic_MW_After Competition Groups_17 | Ventilation Optimization | 0.7167% | 0 | 4.4651 | Industrial_2033_Economic_MW_After Competition Groups_Ventilation Optimization
Industrial | Ind ¦ Cooling Tower Optimization | 2033 | Economic | MW | After Competition Groups | 4.1158 | 0 | 0 | 623.0547 | 0.0066059 | 18 | Industrial_2033_Economic_MW_After Competition Groups_18 | Cooling Tower Optimization | 0.6606% | 0 | 4.1158 | Industrial_2033_Economic_MW_After Competition Groups_Cooling Tower Optimization
Industrial | Ind ¦ Free Cooling | 2033 | Economic | MW | After Competition Groups | 3.493 | 0 | 0 | 623.0547 | 0.0056063 | 19 | Industrial_2033_Economic_MW_After Competition Groups_19 | Free Cooling | 0.5606% | 0 | 3.493 | Industrial_2033_Economic_MW_After Competition Groups_Free Cooling
Industrial | Ind ¦ VAV Conversion Project | 2033 | Economic | MW | After Competition Groups | 2.8278 | 0 | 0 | 623.0547 | 0.0045386 | 20 | Industrial_2033_Economic_MW_After Competition Groups_20 | VAV Conversion Project | 0.4539% | 0 | 2.8278 | Industrial_2033_Economic_MW_After Competition Groups_VAV Conversion Project
Industrial | Ind ¦ High Efficiency Battery Charger | 2033 | Economic | MW | After Competition Groups | 2.8062 | 0 | 0 | 623.0547 | 0.004504 | 21 | Industrial_2033_Economic_MW_After Competition Groups_21 | High Efficiency Battery Charger | 0.4504% | 0 | 2.8062 | Industrial_2033_Economic_MW_After Competition Groups_High Efficiency Battery Charger
Industrial | Ind ¦ Process Heat Recovery | 2033 | Economic | MW | After Competition Groups | 2.7185 | 0 | 0 | 623.0547 | 0.0043632 | 22 | Industrial_2033_Economic_MW_After Competition Groups_22 | Process Heat Recovery | 0.4363% | 0 | 2.7185 | Industrial_2033_Economic_MW_After Competition Groups_Process Heat Recovery
Industrial | Ind ¦ Efficient Irrigation | 2033 | Economic | MW | After Competition Groups | 2.2837 | 0 | 0 | 623.0547 | 0.0036653 | 23 | Industrial_2033_Economic_MW_After Competition Groups_23 | Efficient Irrigation | 0.3665% | 0 | 2.2837 | Industrial_2033_Economic_MW_After Competition Groups_Efficient Irrigation
Industrial | Ind ¦ Process Improvements | 2033 | Economic | MW | After Competition Groups | 2.1477 | 0 | 0 | 623.0547 | 0.003447 | 24 | Industrial_2033_Economic_MW_After Competition Groups_24 | Process Improvements | 0.3447% | 0 | 2.1477 | Industrial_2033_Economic_MW_After Competition Groups_Process Improvements
Industrial | Ind ¦ Refrigeration Compressor VFD | 2033 | Economic | MW | After Competition Groups | 1.5227 | 0 | 0 | 623.0547 | 0.0024439 | 25 | Industrial_2033_Economic_MW_After Competition Groups_25 | Refrigeration Compressor VFD | 0.2444% | 0 | 1.5227 | Industrial_2033_Economic_MW_After Competition Groups_Refrigeration Compressor VFD
Industrial | Ind ¦ Improved Controls - Process Heating | 2033 | Economic | MW | After Competition Groups | 1.305 | 0 | 0 | 623.0547 | 0.0020946 | 26 | Industrial_2033_Economic_MW_After Competition Groups_26 | Improved Controls - Process Heating | 0.2095% | 0 | 1.305 | Industrial_2033_Economic_MW_After Competition Groups_Improved Controls - Process Heating
Industrial | Ind ¦ Engine Block Heater Timer | 2033 | Economic | MW | After Competition Groups | 0.82259 | 0 | 0 | 623.0547 | 0.0013203 | 27 | Industrial_2033_Economic_MW_After Competition Groups_27 | Engine Block Heater Timer | 0.132% | 0 | 0.82259 | Industrial_2033_Economic_MW_After Competition Groups_Engine Block Heater Timer
Industrial | Ind ¦ Dairy Pre-Cooler | 2033 | Economic | MW | After Competition Groups | 0.62071 | 0 | 0 | 623.0547 | 0.00099624 | 28 | Industrial_2033_Economic_MW_After Competition Groups_28 | Dairy Pre-Cooler | 0.09962% | 0 | 0.62071 | Industrial_2033_Economic_MW_After Competition Groups_Dairy Pre-Cooler
Industrial | Ind ¦ Air Compressor Heat Recovery | 2033 | Economic | MW | After Competition Groups | 0.34765 | 0 | 0 | 623.0547 | 0.00055798 | 29 | Industrial_2033_Economic_MW_After Competition Groups_29 | Air Compressor Heat Recovery | 0.0558% | 0 | 0.34765 | Industrial_2033_Economic_MW_After Competition Groups_Air Compressor Heat Recovery
Industrial | Ind ¦ Efficient Refrigeration Compressor | 2033 | Economic | MW | After Competition Groups | 0.12634 | 0 | 0 | 623.0547 | 0.00020278 | 30 | Industrial_2033_Economic_MW_After Competition Groups_30 | Efficient Refrigeration Compressor | 0.02028% | 0 | 0.12634 | Industrial_2033_Economic_MW_After Competition Groups_Efficient Refrigeration Compressor
Industrial | Ind ¦ Heat Lamps/Heat Pad | 2033 | Economic | MW | After Competition Groups | 0.010338 | 0 | 0 | 623.0547 | 1.6593e-05 | 31 | Industrial_2033_Economic_MW_After Competition Groups_31 | Heat Lamps/Heat Pad | 0.001659% | 0 | 0.010338 | Industrial_2033_Economic_MW_After Competition Groups_Heat Lamps/Heat Pad
Industrial | Ind ¦ Air Compressor Optimization | 2033 | SC A | MW | After Competition Groups | 45.7309 | 0 | 0 | 281.8557 | 0.16225 | 1 | Industrial_2033_SC A_MW_After Competition Groups_1 | Air Compressor Optimization | 16.22% | 0 | 45.7309 | Industrial_2033_SC A_MW_After Competition Groups_Air Compressor Optimization
Industrial | Ind ¦ Pump System Optimization | 2033 | SC A | MW | After Competition Groups | 42.3193 | 0 | 0 | 281.8557 | 0.15015 | 2 | Industrial_2033_SC A_MW_After Competition Groups_2 | Pump System Optimization | 15.01% | 0 | 42.3193 | Industrial_2033_SC A_MW_After Competition Groups_Pump System Optimization
Industrial | Ind ¦ Air Leak Survey and Repair | 2033 | SC A | MW | After Competition Groups | 36.1119 | 0 | 0 | 281.8557 | 0.12812 | 3 | Industrial_2033_SC A_MW_After Competition Groups_3 | Air Leak Survey and Repair | 12.81% | 0 | 36.1119 | Industrial_2033_SC A_MW_After Competition Groups_Air Leak Survey and Repair
Industrial | Ind ¦ Recommissioning | 2033 | SC A | MW | After Competition Groups | 25.5724 | 0 | 0 | 281.8557 | 0.090729 | 4 | Industrial_2033_SC A_MW_After Competition Groups_4 | Recommissioning | 9.073% | 0 | 25.5724 | Industrial_2033_SC A_MW_After Competition Groups_Recommissioning
Industrial | Ind ¦ SEM | 2033 | SC A | MW | After Competition Groups | 25.5724 | 0 | 0 | 281.8557 | 0.090729 | 5 | Industrial_2033_SC A_MW_After Competition Groups_5 | SEM | 9.073% | 0 | 25.5724 | Industrial_2033_SC A_MW_After Competition Groups_SEM
Industrial | Ind ¦ Efficient Compressed Air Nozzles | 2033 | SC A | MW | After Competition Groups | 20.9289 | 0 | 0 | 281.8557 | 0.074254 | 6 | Industrial_2033_SC A_MW_After Competition Groups_6 | Efficient Compressed Air Nozzles | 7.425% | 0 | 20.9289 | Industrial_2033_SC A_MW_After Competition Groups_Efficient Compressed Air Nozzles
Industrial | Ind ¦ Pump Equipment Upgrade | 2033 | SC A | MW | After Competition Groups | 18.4332 | 0 | 0 | 281.8557 | 0.0654 | 7 | Industrial_2033_SC A_MW_After Competition Groups_7 | Pump Equipment Upgrade | 6.54% | 0 | 18.4332 | Industrial_2033_SC A_MW_After Competition Groups_Pump Equipment Upgrade
Industrial | Ind ¦ Fan System Optimization | 2033 | SC A | MW | After Competition Groups | 15.6911 | 0 | 0 | 281.8557 | 0.055671 | 8 | Industrial_2033_SC A_MW_After Competition Groups_8 | Fan System Optimization | 5.567% | 0 | 15.6911 | Industrial_2033_SC A_MW_After Competition Groups_Fan System Optimization
Industrial | Ind ¦ High Efficiency HVAC Fans | 2033 | SC A | MW | After Competition Groups | 14.294 | 0 | 0 | 281.8557 | 0.050714 | 9 | Industrial_2033_SC A_MW_After Competition Groups_9 | High Efficiency HVAC Fans | 5.071% | 0 | 14.294 | Industrial_2033_SC A_MW_After Competition Groups_High Efficiency HVAC Fans
Industrial | Ind ¦ Improved Controls - Process Cooling | 2033 | SC A | MW | After Competition Groups | 6.9119 | 0 | 0 | 281.8557 | 0.024523 | 10 | Industrial_2033_SC A_MW_After Competition Groups_10 | Improved Controls - Process Cooling | 2.452% | 0 | 6.9119 | Industrial_2033_SC A_MW_After Competition Groups_Improved Controls - Process Cooling
Industrial | Ind ¦ Greenhouse Grow Lights | 2033 | SC A | MW | After Competition Groups | 6.6852 | 0 | 0 | 281.8557 | 0.023718 | 11 | Industrial_2033_SC A_MW_After Competition Groups_11 | Greenhouse Grow Lights | 2.372% | 0 | 6.6852 | Industrial_2033_SC A_MW_After Competition Groups_Greenhouse Grow Lights
Industrial | Ind ¦ Process Optimization (Elec) | 2033 | SC A | MW | After Competition Groups | 4.6947 | 0 | 0 | 281.8557 | 0.016656 | 12 | Industrial_2033_SC A_MW_After Competition Groups_12 | Process Optimization (Elec) | 1.666% | 0 | 4.6947 | Industrial_2033_SC A_MW_After Competition Groups_Process Optimization (Elec)
Industrial | Ind ¦ Material Handling Improvements | 2033 | SC A | MW | After Competition Groups | 4.5461 | 0 | 0 | 281.8557 | 0.016129 | 13 | Industrial_2033_SC A_MW_After Competition Groups_13 | Material Handling Improvements | 1.613% | 0 | 4.5461 | Industrial_2033_SC A_MW_After Competition Groups_Material Handling Improvements
Industrial | Ind ¦ Refiner Plate Improvements | 2033 | SC A | MW | After Competition Groups | 2.3817 | 0 | 0 | 281.8557 | 0.0084502 | 14 | Industrial_2033_SC A_MW_After Competition Groups_14 | Refiner Plate Improvements | 0.845% | 0 | 2.3817 | Industrial_2033_SC A_MW_After Competition Groups_Refiner Plate Improvements
Industrial | Ind ¦ HE Lighting | 2033 | SC A | MW | After Competition Groups | 1.8553 | 0 | 0 | 281.8557 | 0.0065825 | 15 | Industrial_2033_SC A_MW_After Competition Groups_15 | HE Lighting | 0.6582% | 0 | 1.8553 | Industrial_2033_SC A_MW_After Competition Groups_HE Lighting
Industrial | Ind ¦ VAV Conversion Project | 2033 | SC A | MW | After Competition Groups | 1.5497 | 0 | 0 | 281.8557 | 0.0054982 | 16 | Industrial_2033_SC A_MW_After Competition Groups_16 | VAV Conversion Project | 0.5498% | 0 | 1.5497 | Industrial_2033_SC A_MW_After Competition Groups_VAV Conversion Project
Industrial | Ind ¦ Ventilation Optimization | 2033 | SC A | MW | After Competition Groups | 1.3456 | 0 | 0 | 281.8557 | 0.004774 | 17 | Industrial_2033_SC A_MW_After Competition Groups_17 | Ventilation Optimization | 0.4774% | 0 | 1.3456 | Industrial_2033_SC A_MW_After Competition Groups_Ventilation Optimization
Industrial | Ind ¦ Pulp and Paper Process Improvements | 2033 | SC A | MW | After Competition Groups | 1.319 | 0 | 0 | 281.8557 | 0.0046798 | 18 | Industrial_2033_SC A_MW_After Competition Groups_18 | Pulp and Paper Process Improvements | 0.468% | 0 | 1.319 | Industrial_2033_SC A_MW_After Competition Groups_Pulp and Paper Process Improvements
Industrial | Ind ¦ Process Heat Recovery | 2033 | SC A | MW | After Competition Groups | 1.3019 | 0 | 0 | 281.8557 | 0.0046189 | 19 | Industrial_2033_SC A_MW_After Competition Groups_19 | Process Heat Recovery | 0.4619% | 0 | 1.3019 | Industrial_2033_SC A_MW_After Competition Groups_Process Heat Recovery
Industrial | Ind ¦ Process Improvements | 2033 | SC A | MW | After Competition Groups | 0.97642 | 0 | 0 | 281.8557 | 0.0034643 | 20 | Industrial_2033_SC A_MW_After Competition Groups_20 | Process Improvements | 0.3464% | 0 | 0.97642 | Industrial_2033_SC A_MW_After Competition Groups_Process Improvements
Industrial | Ind ¦ High Efficiency Battery Charger | 2033 | SC A | MW | After Competition Groups | 0.85328 | 0 | 0 | 281.8557 | 0.0030274 | 21 | Industrial_2033_SC A_MW_After Competition Groups_21 | High Efficiency Battery Charger | 0.3027% | 0 | 0.85328 | Industrial_2033_SC A_MW_After Competition Groups_High Efficiency Battery Charger
Industrial | Ind ¦ Improved Controls - Process Heating | 2033 | SC A | MW | After Competition Groups | 0.65097 | 0 | 0 | 281.8557 | 0.0023096 | 22 | Industrial_2033_SC A_MW_After Competition Groups_22 | Improved Controls - Process Heating | 0.231% | 0 | 0.65097 | Industrial_2033_SC A_MW_After Competition Groups_Improved Controls - Process Heating
Industrial | Ind ¦ Refrigeration Compressor VFD | 2033 | SC A | MW | After Competition Groups | 0.52515 | 0 | 0 | 281.8557 | 0.0018632 | 23 | Industrial_2033_SC A_MW_After Competition Groups_23 | Refrigeration Compressor VFD | 0.1863% | 0 | 0.52515 | Industrial_2033_SC A_MW_After Competition Groups_Refrigeration Compressor VFD
Industrial | Ind ¦ Cooling Tower Optimization | 2033 | SC A | MW | After Competition Groups | 0.47021 | 0 | 0 | 281.8557 | 0.0016683 | 24 | Industrial_2033_SC A_MW_After Competition Groups_24 | Cooling Tower Optimization | 0.1668% | 0 | 0.47021 | Industrial_2033_SC A_MW_After Competition Groups_Cooling Tower Optimization
Industrial | Ind ¦ Engine Block Heater Timer | 2033 | SC A | MW | After Competition Groups | 0.38392 | 0 | 0 | 281.8557 | 0.0013621 | 25 | Industrial_2033_SC A_MW_After Competition Groups_25 | Engine Block Heater Timer | 0.1362% | 0 | 0.38392 | Industrial_2033_SC A_MW_After Competition Groups_Engine Block Heater Timer
Industrial | Ind ¦ Efficient Irrigation | 2033 | SC A | MW | After Competition Groups | 0.27401 | 0 | 0 | 281.8557 | 0.00097215 | 26 | Industrial_2033_SC A_MW_After Competition Groups_26 | Efficient Irrigation | 0.09722% | 0 | 0.27401 | Industrial_2033_SC A_MW_After Competition Groups_Efficient Irrigation
Industrial | Ind ¦ Air Compressor Heat Recovery | 2033 | SC A | MW | After Competition Groups | 0.17465 | 0 | 0 | 281.8557 | 0.00061965 | 27 | Industrial_2033_SC A_MW_After Competition Groups_27 | Air Compressor Heat Recovery | 0.06196% | 0 | 0.17465 | Industrial_2033_SC A_MW_After Competition Groups_Air Compressor Heat Recovery
Industrial | Ind ¦ Dairy Pre-Cooler | 2033 | SC A | MW | After Competition Groups | 0.16801 | 0 | 0 | 281.8557 | 0.00059609 | 28 | Industrial_2033_SC A_MW_After Competition Groups_28 | Dairy Pre-Cooler | 0.05961% | 0 | 0.16801 | Industrial_2033_SC A_MW_After Competition Groups_Dairy Pre-Cooler
Industrial | Ind ¦ Efficient Refrigeration Compressor | 2033 | SC A | MW | After Competition Groups | 0.086639 | 0 | 0 | 281.8557 | 0.00030739 | 29 | Industrial_2033_SC A_MW_After Competition Groups_29 | Efficient Refrigeration Compressor | 0.03074% | 0 | 0.086639 | Industrial_2033_SC A_MW_After Competition Groups_Efficient Refrigeration Compressor
Industrial | Ind ¦ Heat Lamps/Heat Pad | 2033 | SC A | MW | After Competition Groups | 0.036858 | 0 | 0 | 281.8557 | 0.00013077 | 30 | Industrial_2033_SC A_MW_After Competition Groups_30 | Heat Lamps/Heat Pad | 0.01308% | 0 | 0.036858 | Industrial_2033_SC A_MW_After Competition Groups_Heat Lamps/Heat Pad
Industrial | Ind ¦ Free Cooling | 2033 | SC A | MW | After Competition Groups | 0.010323 | 0 | 0 | 281.8557 | 3.6626e-05 | 31 | Industrial_2033_SC A_MW_After Competition Groups_31 | Free Cooling | 0.003663% | 0 | 0.010323 | Industrial_2033_SC A_MW_After Competition Groups_Free Cooling
Industrial | Ind ¦ Air Leak Survey and Repair | 2033 | SC B | MW | After Competition Groups | 65.8936 | 0 | 0 | 466.5686 | 0.14123 | 1 | Industrial_2033_SC B_MW_After Competition Groups_1 | Air Leak Survey and Repair | 14.12% | 0 | 65.8936 | Industrial_2033_SC B_MW_After Competition Groups_Air Leak Survey and Repair
Industrial | Ind ¦ Pump System Optimization | 2033 | SC B | MW | After Competition Groups | 62.6526 | 0 | 0 | 466.5686 | 0.13428 | 2 | Industrial_2033_SC B_MW_After Competition Groups_2 | Pump System Optimization | 13.43% | 0 | 62.6526 | Industrial_2033_SC B_MW_After Competition Groups_Pump System Optimization
Industrial | Ind ¦ Recommissioning | 2033 | SC B | MW | After Competition Groups | 46.6431 | 0 | 0 | 466.5686 | 0.09997 | 3 | Industrial_2033_SC B_MW_After Competition Groups_3 | Recommissioning | 9.997% | 0 | 46.6431 | Industrial_2033_SC B_MW_After Competition Groups_Recommissioning
Industrial | Ind ¦ SEM | 2033 | SC B | MW | After Competition Groups | 46.6431 | 0 | 0 | 466.5686 | 0.09997 | 4 | Industrial_2033_SC B_MW_After Competition Groups_4 | SEM | 9.997% | 0 | 46.6431 | Industrial_2033_SC B_MW_After Competition Groups_SEM
Industrial | Ind ¦ Air Compressor Optimization | 2033 | SC B | MW | After Competition Groups | 45.7309 | 0 | 0 | 466.5686 | 0.098015 | 5 | Industrial_2033_SC B_MW_After Competition Groups_5 | Air Compressor Optimization | 9.802% | 0 | 45.7309 | Industrial_2033_SC B_MW_After Competition Groups_Air Compressor Optimization
Industrial | Ind ¦ Efficient Compressed Air Nozzles | 2033 | SC B | MW | After Competition Groups | 38.814 | 0 | 0 | 466.5686 | 0.08319 | 6 | Industrial_2033_SC B_MW_After Competition Groups_6 | Efficient Compressed Air Nozzles | 8.319% | 0 | 38.814 | Industrial_2033_SC B_MW_After Competition Groups_Efficient Compressed Air Nozzles
Industrial | Ind ¦ Pump Equipment Upgrade | 2033 | SC B | MW | After Competition Groups | 28.3701 | 0 | 0 | 466.5686 | 0.060806 | 7 | Industrial_2033_SC B_MW_After Competition Groups_7 | Pump Equipment Upgrade | 6.081% | 0 | 28.3701 | Industrial_2033_SC B_MW_After Competition Groups_Pump Equipment Upgrade
Industrial | Ind ¦ High Efficiency HVAC Fans | 2033 | SC B | MW | After Competition Groups | 21.6296 | 0 | 0 | 466.5686 | 0.046359 | 8 | Industrial_2033_SC B_MW_After Competition Groups_8 | High Efficiency HVAC Fans | 4.636% | 0 | 21.6296 | Industrial_2033_SC B_MW_After Competition Groups_High Efficiency HVAC Fans
Industrial | Ind ¦ HE Lighting | 2033 | SC B | MW | After Competition Groups | 18.4258 | 0 | 0 | 466.5686 | 0.039492 | 9 | Industrial_2033_SC B_MW_After Competition Groups_9 | HE Lighting | 3.949% | 0 | 18.4258 | Industrial_2033_SC B_MW_After Competition Groups_HE Lighting
Industrial | Ind ¦ Fan System Optimization | 2033 | SC B | MW | After Competition Groups | 16.387 | 0 | 0 | 466.5686 | 0.035122 | 10 | Industrial_2033_SC B_MW_After Competition Groups_10 | Fan System Optimization | 3.512% | 0 | 16.387 | Industrial_2033_SC B_MW_After Competition Groups_Fan System Optimization
Industrial | Ind ¦ Greenhouse Grow Lights | 2033 | SC B | MW | After Competition Groups | 16.0338 | 0 | 0 | 466.5686 | 0.034365 | 11 | Industrial_2033_SC B_MW_After Competition Groups_11 | Greenhouse Grow Lights | 3.437% | 0 | 16.0338 | Industrial_2033_SC B_MW_After Competition Groups_Greenhouse Grow Lights
Industrial | Ind ¦ Improved Controls - Process Cooling | 2033 | SC B | MW | After Competition Groups | 12.619 | 0 | 0 | 466.5686 | 0.027046 | 12 | Industrial_2033_SC B_MW_After Competition Groups_12 | Improved Controls - Process Cooling | 2.705% | 0 | 12.619 | Industrial_2033_SC B_MW_After Competition Groups_Improved Controls - Process Cooling
Industrial | Ind ¦ Pulp and Paper Process Improvements | 2033 | SC B | MW | After Competition Groups | 6.73 | 0 | 0 | 466.5686 | 0.014425 | 13 | Industrial_2033_SC B_MW_After Competition Groups_13 | Pulp and Paper Process Improvements | 1.442% | 0 | 6.73 | Industrial_2033_SC B_MW_After Competition Groups_Pulp and Paper Process Improvements
Industrial | Ind ¦ Material Handling Improvements | 2033 | SC B | MW | After Competition Groups | 6.3838 | 0 | 0 | 466.5686 | 0.013683 | 14 | Industrial_2033_SC B_MW_After Competition Groups_14 | Material Handling Improvements | 1.368% | 0 | 6.3838 | Industrial_2033_SC B_MW_After Competition Groups_Material Handling Improvements
Industrial | Ind ¦ Process Optimization (Elec) | 2033 | SC B | MW | After Competition Groups | 4.6947 | 0 | 0 | 466.5686 | 0.010062 | 15 | Industrial_2033_SC B_MW_After Competition Groups_15 | Process Optimization (Elec) | 1.006% | 0 | 4.6947 | Industrial_2033_SC B_MW_After Competition Groups_Process Optimization (Elec)
Industrial | Ind ¦ Refiner Plate Improvements | 2033 | SC B | MW | After Competition Groups | 4.5476 | 0 | 0 | 466.5686 | 0.0097469 | 16 | Industrial_2033_SC B_MW_After Competition Groups_16 | Refiner Plate Improvements | 0.9747% | 0 | 4.5476 | Industrial_2033_SC B_MW_After Competition Groups_Refiner Plate Improvements
Industrial | Ind ¦ Cooling Tower Optimization | 2033 | SC B | MW | After Competition Groups | 3.7256 | 0 | 0 | 466.5686 | 0.0079851 | 17 | Industrial_2033_SC B_MW_After Competition Groups_17 | Cooling Tower Optimization | 0.7985% | 0 | 3.7256 | Industrial_2033_SC B_MW_After Competition Groups_Cooling Tower Optimization
Industrial | Ind ¦ Free Cooling | 2033 | SC B | MW | After Competition Groups | 3.3285 | 0 | 0 | 466.5686 | 0.007134 | 18 | Industrial_2033_SC B_MW_After Competition Groups_18 | Free Cooling | 0.7134% | 0 | 3.3285 | Industrial_2033_SC B_MW_After Competition Groups_Free Cooling
Industrial | Ind ¦ Ventilation Optimization | 2033 | SC B | MW | After Competition Groups | 3.0859 | 0 | 0 | 466.5686 | 0.0066141 | 19 | Industrial_2033_SC B_MW_After Competition Groups_19 | Ventilation Optimization | 0.6614% | 0 | 3.0859 | Industrial_2033_SC B_MW_After Competition Groups_Ventilation Optimization
Industrial | Ind ¦ VAV Conversion Project | 2033 | SC B | MW | After Competition Groups | 2.904 | 0 | 0 | 466.5686 | 0.0062241 | 20 | Industrial_2033_SC B_MW_After Competition Groups_20 | VAV Conversion Project | 0.6224% | 0 | 2.904 | Industrial_2033_SC B_MW_After Competition Groups_VAV Conversion Project
Industrial | Ind ¦ Process Heat Recovery | 2033 | SC B | MW | After Competition Groups | 2.4187 | 0 | 0 | 466.5686 | 0.0051841 | 21 | Industrial_2033_SC B_MW_After Competition Groups_21 | Process Heat Recovery | 0.5184% | 0 | 2.4187 | Industrial_2033_SC B_MW_After Competition Groups_Process Heat Recovery
Industrial | Ind ¦ High Efficiency Battery Charger | 2033 | SC B | MW | After Competition Groups | 2.0949 | 0 | 0 | 466.5686 | 0.00449 | 22 | Industrial_2033_SC B_MW_After Competition Groups_22 | High Efficiency Battery Charger | 0.449% | 0 | 2.0949 | Industrial_2033_SC B_MW_After Competition Groups_High Efficiency Battery Charger
Industrial | Ind ¦ Process Improvements | 2033 | SC B | MW | After Competition Groups | 1.8664 | 0 | 0 | 466.5686 | 0.0040003 | 23 | Industrial_2033_SC B_MW_After Competition Groups_23 | Process Improvements | 0.4% | 0 | 1.8664 | Industrial_2033_SC B_MW_After Competition Groups_Process Improvements
Industrial | Ind ¦ Refrigeration Compressor VFD | 2033 | SC B | MW | After Competition Groups | 1.2266 | 0 | 0 | 466.5686 | 0.0026289 | 24 | Industrial_2033_SC B_MW_After Competition Groups_24 | Refrigeration Compressor VFD | 0.2629% | 0 | 1.2266 | Industrial_2033_SC B_MW_After Competition Groups_Refrigeration Compressor VFD
Industrial | Ind ¦ Improved Controls - Process Heating | 2033 | SC B | MW | After Competition Groups | 1.1623 | 0 | 0 | 466.5686 | 0.0024912 | 25 | Industrial_2033_SC B_MW_After Competition Groups_25 | Improved Controls - Process Heating | 0.2491% | 0 | 1.1623 | Industrial_2033_SC B_MW_After Competition Groups_Improved Controls - Process Heating
Industrial | Ind ¦ Efficient Irrigation | 2033 | SC B | MW | After Competition Groups | 1.1228 | 0 | 0 | 466.5686 | 0.0024065 | 26 | Industrial_2033_SC B_MW_After Competition Groups_26 | Efficient Irrigation | 0.2406% | 0 | 1.1228 | Industrial_2033_SC B_MW_After Competition Groups_Efficient Irrigation
Industrial | Ind ¦ Engine Block Heater Timer | 2033 | SC B | MW | After Competition Groups | 0.70797 | 0 | 0 | 466.5686 | 0.0015174 | 27 | Industrial_2033_SC B_MW_After Competition Groups_27 | Engine Block Heater Timer | 0.1517% | 0 | 0.70797 | Industrial_2033_SC B_MW_After Competition Groups_Engine Block Heater Timer
Industrial | Ind ¦ Air Compressor Heat Recovery | 2033 | SC B | MW | After Competition Groups | 0.31764 | 0 | 0 | 466.5686 | 0.0006808 | 28 | Industrial_2033_SC B_MW_After Competition Groups_28 | Air Compressor Heat Recovery | 0.06808% | 0 | 0.31764 | Industrial_2033_SC B_MW_After Competition Groups_Air Compressor Heat Recovery